## Sheet1
SERIAL NUMBER | PRODUCT CODE | PRODUCT NAME | PRODUCT DEPARTMENT | PRODUCT PRINCIPAL | OUTLET ID | OUTLET NAME | OUTLET CABANG | OUTLET PROVINCE | OUTLET CITY | TYPE | OWNER | QC DATE | QC USER | INSTALATION DATE | INSTALATION USER | CREATE DATE | CREATE USER | UPDATE DATE | UPDATE USER | ACTIVE
N1500100H0928SE | H0102 | URINE ANALYSER H-100 | DIAGNOSTIC 2 | DIRUI MEDICAL INDONESIA, PT. | GN00008677 | PUSKESMAS PENGASINAN | BEKASI | JAWA BARAT | BEKASI | MAIN UNIT | CUSTOMER | - |  | - |  | 26 May 2020 | System Auto | - |  | ACTIVE
0-910136 | NI20P | DOPPLER FETUS DETECTOR KD 250 | IMAGING | NAKAMURA MEDICAL | GN00000228 | RSUD DR ADNAAN WD | PADANG | SUMATERA BARAT | PAYAKUMBUH | MAIN UNIT | CUSTOMER | 25 September 2019 | ANDI ISMAIL - SPV TSE TIMUR | 1 January 2013 | GILANG WICAKSONO - IT | 25 September 2019 | ANDI ISMAIL - SPV TSE TIMUR | 17 March 2020 | LEO LANANG SIGIT - TSE CP | ACTIVE
0-910145 | NI20P | DOPPLER FETUS DETECTOR KD 250 | IMAGING | NAKAMURA MEDICAL | GN00000228 | RSUD DR ADNAAN WD | PADANG | SUMATERA BARAT | PAYAKUMBUH | MAIN UNIT | CUSTOMER | 15 February 2019 | GILANG WICAKSONO - IT | 17 December 2013 | GILANG WICAKSONO - IT | 15 February 2019 | GILANG WICAKSONO - IT | 21 October 2019 | GILANG WICAKSONO - IT | ACTIVE
0-910150 | NI20P | DOPPLER FETUS DETECTOR KD 250 | IMAGING | NAKAMURA MEDICAL | GN00002915 | RS KEJAKSAAN | JAKARTA-2 | DKI JAKARTA | JAKARTA TIMUR | MAIN UNIT | CUSTOMER | 20 June 2019 | TRIYONO - TSE AREA BARAT | 17 December 2013 | GILANG WICAKSONO - IT | 20 June 2019 | TRIYONO - TSE AREA BARAT | - |  | ACTIVE
0000682200100H0491 | H0102 | URINE ANALYSER H-100 | DIAGNOSTIC 2 | DIRUI MEDICAL INDONESIA, PT. | GN00002986 | RDC PUSAT - RAWAGELAM | PUSAT | DKI JAKARTA | JAKARTA TIMUR | MAIN UNIT | EMP | - |  | - |  | 26 July 2024 | LEO LANANG SIGIT - TSE CP | - |  | ACTIVE
0001.0.00000916.T910SCc | TE004 | INCUBATOR TSN910SCC | IMAGING | TESENA INOVINDO, PT | GN00001782 | RSU KASIH IBU SURAKARTA | SOLO | JAWA TENGAH | SURAKARTA | MAIN UNIT | CUSTOMER | 29 September 2016 | RIDWAN - TSE | 29 September 2016 | GILANG WICAKSONO - IT | 29 September 2016 | RIDWAN - TSE | 21 October 2019 | GILANG WICAKSONO - IT | ACTIVE
0008001 | NI20P | DOPPLER FETUS DETECTOR KD 250 | IMAGING | NAKAMURA MEDICAL | GN00000974 | RSUP HASAN SADIKIN ( RSHS ) | BANDUNG | JAWA BARAT | BANDUNG | MAIN UNIT | CUSTOMER | 7 September 2016 | SUKMA WIJAYA - TSE | 1 January 2010 | GILANG WICAKSONO - IT | 7 September 2016 | SUKMA WIJAYA - TSE | 21 October 2019 | GILANG WICAKSONO - IT | ACTIVE
0008002 | NI20P | DOPPLER FETUS DETECTOR KD 250 | IMAGING | NAKAMURA MEDICAL | GN00000974 | RSUP HASAN SADIKIN ( RSHS ) | BANDUNG | JAWA BARAT | BANDUNG | MAIN UNIT | CUSTOMER | 7 September 2016 | SUKMA WIJAYA - TSE | 1 January 2010 | GILANG WICAKSONO - IT | 7 September 2016 | SUKMA WIJAYA - TSE | 21 October 2019 | GILANG WICAKSONO - IT | ACTIVE
0008638 | E5702 | CENTRIFUGE 5702 | DIAGNOSTIC 2 | EPPENDORF SE (EPPENDORF AG) | GN00000514 | RS ST. ELISABETH (RJ) | SEMARANG | JAWA TENGAH | SEMARANG | MAIN UNIT | CUSTOMER | 23 August 2019 | GILANG WICAKSONO - IT | 1 January 2003 | GILANG WICAKSONO - IT | 23 August 2019 | GILANG WICAKSONO - IT | 21 October 2019 | GILANG WICAKSONO - IT | ACTIVE
0008644 | SH002 | HISTOSTAR-HOT EMBEDDING MODULE | DIAGNOSTIC 2 | SHANDON DIAGNOSTICS Ltd. | GN00000514 | RS ST. ELISABETH (RJ) | SEMARANG | JAWA TENGAH | SEMARANG | MAIN UNIT | CUSTOMER | 20 February 2019 | TRIYONO - TSE AREA BARAT | 1 January 1900 | GILANG WICAKSONO - IT | 20 February 2019 | TRIYONO - TSE AREA BARAT | - |  | ACTIVE
0009414 | E5702 | CENTRIFUGE 5702 | DIAGNOSTIC 2 | EPPENDORF SE (EPPENDORF AG) | GN00002611 | LAB PRODIA MANADO | MANADO | SULAWESI UTARA | MANADO | MAIN UNIT | CUSTOMER | 28 February 2019 | TRIYONO - TSE AREA BARAT | 1 January 2010 | GILANG WICAKSONO - IT | 28 February 2019 | TRIYONO - TSE AREA BARAT | 21 October 2019 | GILANG WICAKSONO - IT | ACTIVE
0009445 | E5702 | CENTRIFUGE 5702 | DIAGNOSTIC 2 | EPPENDORF SE (EPPENDORF AG) | GN00004189 | PT. PRODIA WIDYAHUSADA ( LAB PRODIA - KEBAYORAN ) | PEJATEN | DKI JAKARTA | JAKARTA SELATAN | MAIN UNIT | CUSTOMER | 28 February 2019 | TRIYONO - TSE AREA BARAT | 1 January 1900 | GILANG WICAKSONO - IT | 28 February 2019 | TRIYONO - TSE AREA BARAT | 21 October 2019 | GILANG WICAKSONO - IT | ACTIVE
0012235 | E5702 | CENTRIFUGE 5702 | DIAGNOSTIC 2 | EPPENDORF SE (EPPENDORF AG) | GN00002997 | LAB PRODIA HARAPAN INDAH | BEKASI | JAWA BARAT | BEKASI | MAIN UNIT | CUSTOMER | 11 March 2019 | SAHID DERMAWAN - SPV TSE BARAT | 1 January 2010 | GILANG WICAKSONO - IT | 11 March 2019 | SAHID DERMAWAN - SPV TSE BARAT | 21 October 2019 | GILANG WICAKSONO - IT | ACTIVE
0015467 | EC080 | CENTRIFUGE 5702 24 HOLE | DIAGNOSTIC 2 | EPPENDORF SE (EPPENDORF AG) | GN00004589 | RSUP SARDJITO YOGYAKARTA | YOGYAKARTA | YOGYAKARTA | YOGYAKARTA | MAIN UNIT | CUSTOMER | - |  | 7 October 2021 | RIDWAN - TSE | 6 October 2021 | LEO LANANG SIGIT - TSE CP | 7 October 2021 | RIDWAN - TSE | ACTIVE
0016217 | E0012 | CENTRIFUGE 5702 R W/O ROTOR REFRIGERATED 230V/50HZ | DIAGNOSTIC 2 | EPPENDORF SE (EPPENDORF AG) | GN00002178 | RSUD DR SOETOMO SURABAYA | SURABAYA-1 | JAWA TIMUR | SURABAYA | MAIN UNIT | CUSTOMER | 7 May 2019 | TRIYONO - TSE AREA BARAT | 1 January 1900 | GILANG WICAKSONO - IT | 7 May 2019 | TRIYONO - TSE AREA BARAT | 21 October 2019 | GILANG WICAKSONO - IT | ACTIVE
0016218 | E5702 | CENTRIFUGE 5702 | DIAGNOSTIC 2 | EPPENDORF SE (EPPENDORF AG) | GN00002178 | RSUD DR SOETOMO SURABAYA | SURABAYA-1 | JAWA TIMUR | SURABAYA | MAIN UNIT | CUSTOMER | 8 March 2019 | SAHID DERMAWAN - SPV TSE BARAT | 1 January 2010 | GILANG WICAKSONO - IT | 8 March 2019 | SAHID DERMAWAN - SPV TSE BARAT | 21 October 2019 | GILANG WICAKSONO - IT | ACTIVE
001BS2611 | 48009 | BACT ALERT 3D 60 | DIAGNOSTIC 1 | BIOMERIEUX, INC. | GN00001204 | RSUD CILACAP | PURWOKERTO | JAWA TENGAH | CILACAP | MAIN UNIT | CUSTOMER | - |  | 2 December 2010 |  | - |  | - |  | ACTIVE
001CL2974 | 47006 | BACT/ALERT 3D COMBO 230V | DIAGNOSTIC 1 | BIOMERIEUX, INC. | GN00001966 | RS SILOAM ( PT SILOAM INTERNATIONAL HOSPITALS ) CIKARANG | BEKASI | JAWA BARAT | CIKARANG | MAIN UNIT | EMP | 15 May 2017 | SENDRA WIJAYA - IT | 25 January 2014 |  | 15 May 2017 | SENDRA WIJAYA - IT | - |  | ACTIVE
001CL2976 | 47006 | BACT/ALERT 3D COMBO 230V | DIAGNOSTIC 1 | BIOMERIEUX, INC. | GN00002419 | RS USU ( UNIVERSITAS SUMATERA UTARA ) | MEDAN | SUMATERA UTARA | MEDAN | MAIN UNIT | EMP | - |  | 2 January 2010 |  | - |  | - |  | ACTIVE
001CL4106 | 4B006 | BACT/ALERT 3D 120 | BIOSCIENCE | BIOMERIEUX, INC. | GN00002986 | RDC PUSAT - RAWAGELAM | PUSAT | DKI JAKARTA | JAKARTA TIMUR | MAIN UNIT | EMP | 1 April 2020 | LEO LANANG SIGIT - TSE CP | - |  | 1 April 2020 | LEO LANANG SIGIT - TSE CP | - |  | ACTIVE
002-487 | 00205 |  |  |  | GN00001673 | BLK JAYAPURA | JAYAPURA | PAPUA | JAYAPURA | MAIN UNIT | EMP | - |  | 1 January 2011 |  | - |  | - |  | INACTIVE
002/II/09 | 807IW |  |  |  | GN00000201 | RSUD ARIFIN ACHMAD - PEKANBARU | PEKAN BARU | RIAU | PEKANBARU | MAIN UNIT | CUSTOMER | - |  | 1 January 1900 |  | - |  | - |  | INACTIVE
0021000000715 | TE047 | MORTUARY TSN 029 M2 | IMAGING | TESENA INOVINDO, PT | GN00002311 | RSU MUH ANWAR SUMENEP | SURABAYA-1 | JAWA TIMUR | SUMENEP | MAIN UNIT | CUSTOMER | 4 September 2015 | GANDHI YANRANGGA | 4 September 2015 |  | 4 September 2015 | GANDHI YANRANGGA | - |  | ACTIVE
002600000915 | TE047 | MORTUARY TSN 029 M2 | IMAGING | TESENA INOVINDO, PT | GN00000357 | RSUD DR PIRNGADI | MEDAN | SUMATERA UTARA | MEDAN | MAIN UNIT | CUSTOMER | 30 September 2015 | ARBIANSYAH - TSE | 30 September 2015 |  | 30 September 2015 | ARBIANSYAH - TSE | - |  | ACTIVE
002700000915 | TE047 | MORTUARY TSN 029 M2 | IMAGING | TESENA INOVINDO, PT | GN00000357 | RSUD DR PIRNGADI | MEDAN | SUMATERA UTARA | MEDAN | MAIN UNIT | CUSTOMER | 30 September 2015 | ARBIANSYAH - TSE | 30 September 2015 |  | 30 September 2015 | ARBIANSYAH - TSE | - |  | ACTIVE
0029358 | E017P | Centrifuge Minispin Plus |  |  | GN00001844 | BBLK YOGYAKARTA | YOGYAKARTA | YOGYAKARTA | YOGYAKARTA | MAIN UNIT | CUSTOMER | 7 October 2015 | DIAN FEBRIYANA - TSE | 1 January 1900 |  | 7 October 2015 | DIAN FEBRIYANA - TSE | - |  | ACTIVE
002BS2641 | 48009 | BACT ALERT 3D 60 | DIAGNOSTIC 1 | BIOMERIEUX, INC. | GN00011101 | PARAHITA DIAGNOSTIK CENTER | BANDUNG | JAWA BARAT | BANDUNG | MAIN UNIT | CUSTOMER | - |  | 13 June 2012 |  | - |  | - |  | ACTIVE
0032504 | E013P |  |  |  | GN00002157 | UNIVERSITAS BRAWIJAYA MALANG | MALANG | JAWA TIMUR | MALANG | MAIN UNIT | CUSTOMER | 1 April 2016 | NGATARI | 1 January 1900 |  | 1 April 2016 | NGATARI | - |  | INACTIVE
0033.0.00000915 | FV143 | VIEWER TSN 014.S | IMAGING | TESENA INOVINDO, PT | GN00008183 | RS NASIONAL DIPONEGORO | SEMARANG | JAWA TENGAH | SEMARANG | MAIN UNIT | CUSTOMER | 30 September 2015 | MUNADI - TSE | 30 September 2015 |  | 30 September 2015 | MUNADI - TSE | - |  | ACTIVE
0034.0.00000915 | FV143 | VIEWER TSN 014.S | IMAGING | TESENA INOVINDO, PT | GN00008183 | RS NASIONAL DIPONEGORO | SEMARANG | JAWA TENGAH | SEMARANG | MAIN UNIT | CUSTOMER | 30 September 2015 | MUNADI - TSE | 30 September 2015 |  | 30 September 2015 | MUNADI - TSE | - |  | ACTIVE
0035.0.00000915 | FV143 | VIEWER TSN 014.S | IMAGING | TESENA INOVINDO, PT | GN00008183 | RS NASIONAL DIPONEGORO | SEMARANG | JAWA TENGAH | SEMARANG | MAIN UNIT | CUSTOMER | 30 September 2015 | MUNADI - TSE | 30 September 2015 |  | 30 September 2015 | MUNADI - TSE | - |  | ACTIVE
0036.0.00000915 | FV143 | VIEWER TSN 014.S | IMAGING | TESENA INOVINDO, PT | GN00008183 | RS NASIONAL DIPONEGORO | SEMARANG | JAWA TENGAH | SEMARANG | MAIN UNIT | CUSTOMER | 30 September 2015 | MUNADI - TSE | 30 September 2015 |  | 30 September 2015 | MUNADI - TSE | - |  | ACTIVE
0037.0.00000915 | FV143 | VIEWER TSN 014.S | IMAGING | TESENA INOVINDO, PT | GN00008183 | RS NASIONAL DIPONEGORO | SEMARANG | JAWA TENGAH | SEMARANG | MAIN UNIT | CUSTOMER | 30 September 2015 | MUNADI - TSE | 30 September 2015 |  | 30 September 2015 | MUNADI - TSE | - |  | ACTIVE
0038.0.00000915 | FV143 | VIEWER TSN 014.S | IMAGING | TESENA INOVINDO, PT | GN00008183 | RS NASIONAL DIPONEGORO | SEMARANG | JAWA TENGAH | SEMARANG | MAIN UNIT | CUSTOMER | 30 September 2015 | MUNADI - TSE | 30 September 2015 |  | 30 September 2015 | MUNADI - TSE | - |  | ACTIVE
0039.0.00000915 | FV143 | VIEWER TSN 014.S | IMAGING | TESENA INOVINDO, PT | GN00008183 | RS NASIONAL DIPONEGORO | SEMARANG | JAWA TENGAH | SEMARANG | MAIN UNIT | CUSTOMER | 30 September 2015 | MUNADI - TSE | 30 September 2015 |  | 30 September 2015 | MUNADI - TSE | - |  | ACTIVE
0040.0.00000915 | FV143 | VIEWER TSN 014.S | IMAGING | TESENA INOVINDO, PT | GN00008183 | RS NASIONAL DIPONEGORO | SEMARANG | JAWA TENGAH | SEMARANG | MAIN UNIT | CUSTOMER | 30 September 2015 | MUNADI - TSE | 30 September 2015 |  | 30 September 2015 | MUNADI - TSE | - |  | ACTIVE
0041.0.00000915 | FV143 | VIEWER TSN 014.S | IMAGING | TESENA INOVINDO, PT | GN00008183 | RS NASIONAL DIPONEGORO | SEMARANG | JAWA TENGAH | SEMARANG | MAIN UNIT | CUSTOMER | 30 September 2015 | MUNADI - TSE | 30 September 2015 |  | 30 September 2015 | MUNADI - TSE | - |  | ACTIVE
0042.0.00000915 | FV143 | VIEWER TSN 014.S | IMAGING | TESENA INOVINDO, PT | GN00008183 | RS NASIONAL DIPONEGORO | SEMARANG | JAWA TENGAH | SEMARANG | MAIN UNIT | CUSTOMER | 30 September 2015 | MUNADI - TSE | 30 September 2015 |  | 30 September 2015 | MUNADI - TSE | - |  | ACTIVE
0043.0.00000915 | FV143 | VIEWER TSN 014.S | IMAGING | TESENA INOVINDO, PT | GN00008183 | RS NASIONAL DIPONEGORO | SEMARANG | JAWA TENGAH | SEMARANG | MAIN UNIT | CUSTOMER | 30 September 2015 | MUNADI - TSE | 30 September 2015 |  | 30 September 2015 | MUNADI - TSE | - |  | ACTIVE
0044.0.00000915 | FV143 | VIEWER TSN 014.S | IMAGING | TESENA INOVINDO, PT | GN00008183 | RS NASIONAL DIPONEGORO | SEMARANG | JAWA TENGAH | SEMARANG | MAIN UNIT | CUSTOMER | 30 September 2015 | MUNADI - TSE | 30 September 2015 |  | 30 September 2015 | MUNADI - TSE | - |  | ACTIVE
0045.0.00000915 | FV143 | VIEWER TSN 014.S | IMAGING | TESENA INOVINDO, PT | GN00008183 | RS NASIONAL DIPONEGORO | SEMARANG | JAWA TENGAH | SEMARANG | MAIN UNIT | CUSTOMER | 30 September 2015 | MUNADI - TSE | 30 September 2015 |  | 30 September 2015 | MUNADI - TSE | - |  | ACTIVE
0046.0.00000915 | FV143 | VIEWER TSN 014.S | IMAGING | TESENA INOVINDO, PT | GN00008183 | RS NASIONAL DIPONEGORO | SEMARANG | JAWA TENGAH | SEMARANG | MAIN UNIT | CUSTOMER | 30 September 2015 | MUNADI - TSE | 30 September 2015 |  | 30 September 2015 | MUNADI - TSE | - |  | ACTIVE
0047.0.00000915 | FV143 | VIEWER TSN 014.S | IMAGING | TESENA INOVINDO, PT | GN00008183 | RS NASIONAL DIPONEGORO | SEMARANG | JAWA TENGAH | SEMARANG | MAIN UNIT | CUSTOMER | 30 September 2015 | MUNADI - TSE | 30 September 2015 |  | 30 September 2015 | MUNADI - TSE | - |  | ACTIVE
0048.0.00000915 | FV143 | VIEWER TSN 014.S | IMAGING | TESENA INOVINDO, PT | GN00008183 | RS NASIONAL DIPONEGORO | SEMARANG | JAWA TENGAH | SEMARANG | MAIN UNIT | CUSTOMER | 30 September 2015 | MUNADI - TSE | 30 September 2015 |  | 30 September 2015 | MUNADI - TSE | - |  | ACTIVE
0048000000516 | TE037 | OPERATING LAMP TSN 9304 S | IMAGING | TESENA INOVINDO, PT | GN00011729 | RS PRATAMA BATU ENGAU | BALIKPAPAN | KALIMANTAN TIMUR | BALIKPAPAN | MAIN UNIT | CUSTOMER | 15 August 2016 | TEGAR PANDU - TSE | 10 August 2016 |  | 15 August 2016 | TEGAR PANDU - TSE | - |  | ACTIVE
004CL2997 | 47006 | BACT/ALERT 3D COMBO 230V | DIAGNOSTIC 1 | BIOMERIEUX, INC. | GN00002670 | LAB PRODIA SOLO | SOLO | JAWA TENGAH | SURAKARTA | MAIN UNIT | EMP | - |  | 9 November 2010 |  | - |  | - |  | ACTIVE
004CL2998 | 47006 | BACT/ALERT 3D COMBO 230V | DIAGNOSTIC 1 | BIOMERIEUX, INC. | GN00000201 | RSUD ARIFIN ACHMAD - PEKANBARU | PEKAN BARU | RIAU | PEKANBARU | MAIN UNIT | CUSTOMER | - |  | 1 January 1900 |  | - |  | - |  | ACTIVE
005/IX/09 | TE012 | TRANSPORT TSN 705 TRSC | IMAGING | TESENA INOVINDO, PT | GN00001799 | RS Dr Oen Solo Baru | SOLO | JAWA TENGAH | SUKOHARJO | MAIN UNIT | CUSTOMER | 10 April 2015 |  | 1 January 1900 |  | 10 April 2015 |  | - |  | ACTIVE
005/IX/O9 | TE019 | WARMER TSN 807 IWSC | IMAGING | TESENA INOVINDO, PT | GN00000194 | RSUD PETALA BUMI | PEKAN BARU | RIAU | PEKANBARU | MAIN UNIT | CUSTOMER | 31 March 2015 | AGUS FAUZI | 1 January 1900 |  | 31 March 2015 | AGUS FAUZI | - |  | ACTIVE
005/VIII/08 | TM01U | Infant Incubator Tsn910Sc |  |  | GN00001171 | RS Pertamina Klayan | CIREBON | JAWA BARAT | CIREBON | MAIN UNIT | CUSTOMER | 11 August 2014 | SUKMA WIJAYA - TSE | 1 January 1900 |  | 11 August 2014 | SUKMA WIJAYA - TSE | - |  | ACTIVE
0064.0.00001015 | FV143 | VIEWER TSN 014.S | IMAGING | TESENA INOVINDO, PT | GN00000201 | RSUD ARIFIN ACHMAD - PEKANBARU | PEKAN BARU | RIAU | PEKANBARU | MAIN UNIT | CUSTOMER | 27 November 2015 | MULKAN | 28 November 2015 |  | 27 November 2015 | MULKAN | - |  | ACTIVE
0065.0.00001015 | FV143 | VIEWER TSN 014.S | IMAGING | TESENA INOVINDO, PT | GN00000201 | RSUD ARIFIN ACHMAD - PEKANBARU | PEKAN BARU | RIAU | PEKANBARU | MAIN UNIT | CUSTOMER | 27 November 2015 | MULKAN | 28 November 2015 |  | 27 November 2015 | MULKAN | - |  | ACTIVE
006B52812 | 48009 | BACT ALERT 3D 60 | DIAGNOSTIC 1 | BIOMERIEUX, INC. | GN00002611 | LAB PRODIA MANADO | MANADO | SULAWESI UTARA | MANADO | MAIN UNIT | EMP | - |  | 1 January 2009 |  | - |  | - |  | ACTIVE
006BS2812 | 48009 | BACT ALERT 3D 60 | DIAGNOSTIC 1 | BIOMERIEUX, INC. | GN00002611 | LAB PRODIA MANADO | MANADO | SULAWESI UTARA | MANADO | MAIN UNIT | EMP | - |  | - |  | 26 August 2025 | LEO LANANG SIGIT - TSE CP | - |  | ACTIVE
006CL4178 | 47006 | BACT/ALERT 3D COMBO 230V | DIAGNOSTIC 1 | BIOMERIEUX, INC. | GN21060004 | DIAGNOS LAB GENOMICS | JAKARTA-1 | DKI JAKARTA | JAKARTA PUSAT | MAIN UNIT | CUSTOMER | - |  | 31 December 2021 | ARDI HERMAWAN - TSE CP | 7 May 2021 | LEO LANANG SIGIT - TSE CP | 31 December 2021 | ARDI HERMAWAN - TSE CP | ACTIVE
006CL4179 | 47006 | BACT/ALERT 3D COMBO 230V | DIAGNOSTIC 1 | BIOMERIEUX, INC. | GN00000222 | RSUD SELASIH RIAU | PEKAN BARU | RIAU | PANGKALAN KERINCI | MAIN UNIT | CUSTOMER | - |  | 10 September 2021 | RUDI SETIAWAN - TSE | 7 May 2021 | LEO LANANG SIGIT - TSE CP | 10 September 2021 | RUDI SETIAWAN - TSE | ACTIVE
006CL4180 | 47006 | BACT/ALERT 3D COMBO 230V | DIAGNOSTIC 1 | BIOMERIEUX, INC. | GN21110012 | RS. Mayapada, Surabaya | SURABAYA-1 | JAWA TIMUR | SURABAYA | MAIN UNIT | CUSTOMER | - |  | 28 March 2022 | MIKKI FAHRIZI - TSE | 7 May 2021 | LEO LANANG SIGIT - TSE CP | 28 March 2022 | MIKKI FAHRIZI - TSE | ACTIVE
0073.0.06141015 | TE043 | SUCTION TSN 50 S | IMAGING | TESENA INOVINDO, PT | GN00000226 | RSU INDRASARI RENGAT | PEKAN BARU | RIAU | RENGAT | MAIN UNIT | CUSTOMER | 18 November 2015 | MULKAN | 18 November 2015 |  | 18 November 2015 | MULKAN | - |  | ACTIVE
0077.0.07141015 | TE043 | SUCTION TSN 50 S | IMAGING | TESENA INOVINDO, PT | GN00000226 | RSU INDRASARI RENGAT | PEKAN BARU | RIAU | RENGAT | MAIN UNIT | CUSTOMER | 18 November 2015 | MULKAN | 18 November 2015 |  | 18 November 2015 | MULKAN | - |  | ACTIVE
007CL4193 | 47006 | BACT/ALERT 3D COMBO 230V | DIAGNOSTIC 1 | BIOMERIEUX, INC. | GN00001086 | RS JANTUNG HARAPAN KITA | JAKARTA-2 | DKI JAKARTA | JAKARTA BARAT | MAIN UNIT | EMP | 24 January 2022 | NICO HERMAWAN - TSE CP | 24 January 2022 | NICO HERMAWAN - TSE CP | 7 May 2021 | LEO LANANG SIGIT - TSE CP | 6 February 2025 | SAHID DERMAWAN - SPV TSE BARAT | ACTIVE
007CL4194 | 47006 | BACT/ALERT 3D COMBO 230V | DIAGNOSTIC 1 | BIOMERIEUX, INC. | GN00001161 | RSUD WALED | CIREBON | JAWA BARAT | CIREBON | MAIN UNIT | CUSTOMER | 26 January 2022 | ARBIANSYAH - TSE | 28 December 2021 | ARBIANSYAH - TSE | 7 May 2021 | LEO LANANG SIGIT - TSE CP | 26 January 2022 | ARBIANSYAH - TSE | ACTIVE
007CL4200 | 47006 | BACT/ALERT 3D COMBO 230V | DIAGNOSTIC 1 | BIOMERIEUX, INC. | GN00002798 | LAB PRODIA PUSAT RUJUKAN NASIONAL (PRN) | JAKARTA-1 | DKI JAKARTA | JAKARTA PUSAT | MAIN UNIT | EMP | - |  | 21 January 2022 |  | 7 August 2021 | LEO LANANG SIGIT - TSE CP | 22 January 2025 | SAHID DERMAWAN - SPV TSE BARAT | ACTIVE
008.0.10140816.T029M14 | TE049 | MORTUARY 4 BODIES | IMAGING | TESENA INOVINDO, PT | GN00006671 | RS WISATA UIT | MAKASSAR | MALUKU | MAKASSAR | MAIN UNIT | CUSTOMER | 19 October 2016 | DEA MASJA SADALI - TSE | 18 October 2016 |  | 19 October 2016 | DEA MASJA SADALI - TSE | - |  | ACTIVE
008/XI/08 | BD910 |  |  |  | GN00000970 | RSUD MAJALAYA | BANDUNG | JAWA BARAT | BANDUNG | MAIN UNIT | CUSTOMER | 30 December 2014 | SUKMA WIJAYA - TSE | 14 March 2010 |  | 30 December 2014 | SUKMA WIJAYA - TSE | - |  | INACTIVE
008642 | E5702 | CENTRIFUGE 5702 | DIAGNOSTIC 2 | EPPENDORF SE (EPPENDORF AG) | GN00000581 | PRODIA (SEMARANG) | SEMARANG | JAWA TENGAH | SEMARANG | MAIN UNIT | CUSTOMER | - |  | 1 January 2010 |  | - |  | - |  | ACTIVE
009/XI/08 | EH910 |  |  |  | GN00000481 | RSUD DATU BERU | BANDA ACEH | ACEH | TAKENGON | MAIN UNIT | CUSTOMER | 1 February 1990 | TRIYONO - TSE AREA BARAT | 1 January 2009 |  | 1 February 1990 | TRIYONO - TSE AREA BARAT | - |  | INACTIVE
0096.0.00000615.T705TR-sc | TE012 | TRANSPORT TSN 705 TRSC | IMAGING | TESENA INOVINDO, PT | GN00002777 | RSU HAJI SURABAYA | SURABAYA-2 | JAWA TIMUR | SURABAYA | MAIN UNIT | CUSTOMER | - |  | 6 August 2015 |  | - |  | - |  | ACTIVE
0096000000615 | TE012 | TRANSPORT TSN 705 TRSC | IMAGING | TESENA INOVINDO, PT | GN00002160 | RSU HAJI SURABAYA | SURABAYA-1 | JAWA TIMUR | SURABAYA | MAIN UNIT | CUSTOMER | 28 July 2015 | ZENZEN | 28 July 2015 |  | 28 July 2015 | ZENZEN | - |  | ACTIVE
0097.0.00000615 | TI705 |  |  |  | GN00001824 | RSU KANJURUHAN KEPANJEN | MALANG | JAWA TIMUR | MALANG | MAIN UNIT | CUSTOMER | 9 November 2015 | ZENZEN | 9 November 2015 |  | 9 November 2015 | ZENZEN | - |  | INACTIVE
0099.00000415.T509ST | ST509 |  |  |  | GN00000771 | RS KUSTA TADJUDDIN CHALID | MAKASSAR | SULAWESI SELATAN | MAKASSAR | MAIN UNIT | CUSTOMER | - |  | 23 June 2015 |  | - |  | - |  | INACTIVE
009CL4237 | 47006 | BACT/ALERT 3D COMBO 230V | DIAGNOSTIC 1 | BIOMERIEUX, INC. | GN00001707 | RSUD DR ISKAK TULUNGAGUNG | KEDIRI | JAWA TIMUR | TULUNGAGUNG | MAIN UNIT | CUSTOMER | - |  | 21 May 2022 | FAJAR FAHMI - TSE | 7 August 2021 | LEO LANANG SIGIT - TSE CP | 21 May 2022 | FAJAR FAHMI - TSE | ACTIVE
009CL4238 | 47006 | BACT/ALERT 3D COMBO 230V | DIAGNOSTIC 1 | BIOMERIEUX, INC. | GN21060007 | EKA HOSPITAL CIBUBUR | DEPOK | JAWA BARAT | DEPOK | MAIN UNIT | CUSTOMER | - |  | 31 May 2022 | MUHAMMAD FAJAR - TSE | 7 August 2021 | LEO LANANG SIGIT - TSE CP | 31 May 2022 | MUHAMMAD FAJAR - TSE | ACTIVE
010/XI/08 | BD910 |  |  |  | GN00000970 | RSUD MAJALAYA | BANDUNG | JAWA BARAT | BANDUNG | MAIN UNIT | CUSTOMER | 24 December 2014 | SUKMA WIJAYA - TSE | 12 February 2012 |  | 24 December 2014 | SUKMA WIJAYA - TSE | - |  | INACTIVE
0100.00000415.T509ST | ST509 |  |  |  | GN00000771 | RS KUSTA TADJUDDIN CHALID | MAKASSAR | SULAWESI SELATAN | MAKASSAR | MAIN UNIT | CUSTOMER | - |  | 23 June 2015 |  | - |  | - |  | INACTIVE
0101.0.10140915.T005D | EX5-D |  |  |  | GN00009169 | RSU ABUNAWAS KENDARI | MAKASSAR | SULAWESI SELATAN | KENDARI | MAIN UNIT | CUSTOMER | 18 November 2015 | HARI UDI RAHARJO - TSE | 18 November 2015 |  | 18 November 2015 | HARI UDI RAHARJO - TSE | - |  | INACTIVE
0101.00000615.T509ST | ST509 |  |  |  | GN00000771 | RS KUSTA TADJUDDIN CHALID | MAKASSAR | SULAWESI SELATAN | MAKASSAR | MAIN UNIT | CUSTOMER | - |  | 23 June 2015 |  | - |  | - |  | INACTIVE
0101.00000715.T705Tr-sc | TE012 | TRANSPORT TSN 705 TRSC | IMAGING | TESENA INOVINDO, PT | GN00001241 | RSUD Dr. R. Sosodoro Djatikoesoemo | SURABAYA-1 | JAWA TIMUR | BOJONEGORO | MAIN UNIT | CUSTOMER | - |  | 10 December 2015 |  | - |  | - |  | ACTIVE
0102.0.04140916 T807IWSC | TE019 | WARMER TSN 807 IWSC | IMAGING | TESENA INOVINDO, PT | GN00011784 | BALAI PENGAMANAN FASILITAS KESEHATAN (BPFK) | MEDAN | SUMATERA UTARA | MEDAN | MAIN UNIT | CUSTOMER | 17 November 2016 | ARBIANSYAH - TSE | 17 November 2016 |  | 17 November 2016 | ARBIANSYAH - TSE | - |  | ACTIVE
0102.0.10140915.T005D | EX5-D |  |  |  | GN00009169 | RSU ABUNAWAS KENDARI | MAKASSAR | SULAWESI SELATAN | KENDARI | MAIN UNIT | CUSTOMER | 18 November 2015 | HARI UDI RAHARJO - TSE | 18 November 2015 |  | 18 November 2015 | HARI UDI RAHARJO - TSE | - |  | INACTIVE
0102.00006.T509ST | ST509 |  |  |  | GN00000771 | RS KUSTA TADJUDDIN CHALID | MAKASSAR | SULAWESI SELATAN | MAKASSAR | MAIN UNIT | CUSTOMER | 23 June 2015 | HARI UDI RAHARJO - TSE | 23 June 2015 |  | 23 June 2015 | HARI UDI RAHARJO - TSE | - |  | INACTIVE
0103.00000615.T509ST | ST509 |  |  |  | GN00000771 | RS KUSTA TADJUDDIN CHALID | MAKASSAR | SULAWESI SELATAN | MAKASSAR | MAIN UNIT | CUSTOMER | - |  | 23 June 2015 |  | - |  | - |  | INACTIVE
0105.0.00001215.TLC2HP | PT2HP |  |  |  | GN00002663 | RSUD DR SOEDIRMAN KEBUMEN | PURWOKERTO | JAWA TENGAH | PURWOKERTO | MAIN UNIT | CUSTOMER | - |  | 8 December 2015 |  | - |  | - |  | INACTIVE
0106.0.00001215.TLC2HP | PT2HP |  |  |  | GN00002663 | RSUD DR SOEDIRMAN KEBUMEN | PURWOKERTO | JAWA TENGAH | PURWOKERTO | MAIN UNIT | CUSTOMER | - |  | 8 December 2015 |  | - |  | - |  | INACTIVE
0107.0.00001215.TLC2HP | PT2HP |  |  |  | GN00002663 | RSUD DR SOEDIRMAN KEBUMEN | PURWOKERTO | JAWA TENGAH | PURWOKERTO | MAIN UNIT | CUSTOMER | - |  | 8 December 2015 |  | - |  | - |  | INACTIVE
0108.0.00000815 | TI705 |  |  |  | GN00001824 | RSU KANJURUHAN KEPANJEN | MALANG | JAWA TIMUR | MALANG | MAIN UNIT | CUSTOMER | 9 November 2015 | ZENZEN | 9 November 2015 |  | 9 November 2015 | ZENZEN | - |  | INACTIVE
010BS2980 | 48009 | BACT ALERT 3D 60 | DIAGNOSTIC 1 | BIOMERIEUX, INC. | GN00001549 | RSUD ACEH JAYA | BANDA ACEH | ACEH | CALANG | MAIN UNIT | CUSTOMER | 1 February 1990 | TRIYONO - TSE AREA BARAT | 1 January 2012 |  | 1 February 1990 | TRIYONO - TSE AREA BARAT | - |  | ACTIVE
010BS2981 | 48009 | BACT ALERT 3D 60 | DIAGNOSTIC 1 | BIOMERIEUX, INC. | GN00002989 | RS GRAHA KEDOYA | JAKARTA-2 | DKI JAKARTA | JAKARTA BARAT | MAIN UNIT | EMP | - |  | 13 August 2019 |  | - |  | 22 January 2025 | SAHID DERMAWAN - SPV TSE BARAT | ACTIVE
010BS2982 | 48009 | BACT ALERT 3D 60 | DIAGNOSTIC 1 | BIOMERIEUX, INC. | GN00001656 | LAB PRIMA | JAMBI | JAMBI | JAMBI | MAIN UNIT | EMP | - |  | 30 August 2022 | ABDI PUTRA - TSE | - |  | 30 August 2022 | ABDI PUTRA - TSE | ACTIVE
010BS2996 | 48009 | BACT ALERT 3D 60 | DIAGNOSTIC 1 | BIOMERIEUX, INC. | GN00001945 | LAB BIOTEST | BANDUNG | JAWA BARAT | BANDUNG | MAIN UNIT | EMP | 8 May 2019 |  | 16 September 2010 |  | 8 May 2019 |  | - |  | ACTIVE
010BS2997 | 48009 | BACT ALERT 3D 60 | DIAGNOSTIC 1 | BIOMERIEUX, INC. | GN00000629 | RSUD ULIN | BANJARMASIN | KALIMANTAN SELATAN | BANJARMASIN | MAIN UNIT | CUSTOMER | 10 April 2015 |  | 1 January 1900 |  | 10 April 2015 |  | - |  | ACTIVE
010BS2998 | 48009 | BACT ALERT 3D 60 | DIAGNOSTIC 1 | BIOMERIEUX, INC. | GN00000674 | RSUD ABDUL WAHAB SJAHRANIE | SAMARINDA | KALIMANTAN TIMUR | SAMARINDA | MAIN UNIT | EMP | - |  | 1 January 2010 |  | - |  | - |  | ACTIVE
010BS3153 | 48009 | BACT ALERT 3D 60 | DIAGNOSTIC 1 | BIOMERIEUX, INC. | GN00004282 | RS Columbia Asia - Medan | MEDAN | SUMATERA UTARA |  | MAIN UNIT | EMP | 9 August 2018 | TRIYONO - TSE AREA BARAT | 4 February 2014 |  | 9 August 2018 | TRIYONO - TSE AREA BARAT | - |  | ACTIVE
010CL4248 | 47006 | BACT/ALERT 3D COMBO 230V | DIAGNOSTIC 1 | BIOMERIEUX, INC. | GN00008010 | UPTD BP4 LUBUK ALUNG ( RS PARU SUMATERA BARAT ) | PADANG | SUMATERA BARAT | PADANG | MAIN UNIT | CUSTOMER | - |  | 19 July 2022 | ABDI PUTRA - TSE | 7 August 2021 | LEO LANANG SIGIT - TSE CP | 19 July 2022 | ABDI PUTRA - TSE | ACTIVE
010CL4254 | 47006 | BACT/ALERT 3D COMBO 230V | DIAGNOSTIC 1 | BIOMERIEUX, INC. | GN20010141 | RS Umum Bali Jimbaran | DENPASAR | BALI | DENPASAR | MAIN UNIT | CUSTOMER | - |  | 21 September 2022 | I KADEK - TSE | 7 August 2021 | LEO LANANG SIGIT - TSE CP | 21 September 2022 | I KADEK - TSE | ACTIVE
010CR3640 | 47006 | BACT/ALERT 3D COMBO 230V | DIAGNOSTIC 1 | BIOMERIEUX, INC. | GN00001195 | RS MAYAPADA - TANGERANG | TANGERANG | BANTEN | TANGERANG | MAIN UNIT | EMP | - |  | 12 June 2024 | ADITIYA NOVANDRA - TSE | - |  | 24 June 2024 | SAHID DERMAWAN - SPV TSE BARAT | ACTIVE
010CR3641 | 47006 | BACT/ALERT 3D COMBO 230V | DIAGNOSTIC 1 | BIOMERIEUX, INC. | GN00002806 | RS PUSAT OTAK NASIONAL | JAKARTA-1 | DKI JAKARTA | JAKARTA TIMUR | MAIN UNIT | EMP | - |  | 4 March 2021 | NICO HERMAWAN - TSE CP | - |  | 4 March 2021 | NICO HERMAWAN - TSE CP | ACTIVE
010CR3672 | 47006 | BACT/ALERT 3D COMBO 230V | DIAGNOSTIC 1 | BIOMERIEUX, INC. | GN00001471 | RSU DR MOEWARDI SURAKARTA | SOLO | JAWA TENGAH | SURAKARTA | MAIN UNIT | EMP | - |  | 1 January 2010 |  | - |  | - |  | ACTIVE
010IL7498 | 9B183 | BACT ALERT 3D-240 |  |  | GN00001471 | RSU DR MOEWARDI SURAKARTA | SOLO | JAWA TENGAH | SURAKARTA | MAIN UNIT | EMP | 20 April 2015 | ARIEF SETIAWAN - TSE CP | 1 January 1900 |  | 20 April 2015 | ARIEF SETIAWAN - TSE CP | - |  | ACTIVE
010IL7502 | 1123B | INCUBATOR MODULE |  |  | GN00002178 | RSUD DR SOETOMO SURABAYA | SURABAYA-1 | JAWA TIMUR | SURABAYA | MAIN UNIT | EMP | 20 April 2015 | ARIEF SETIAWAN - TSE CP | 17 January 2024 |  | 20 April 2015 | ARIEF SETIAWAN - TSE CP | 13 February 2024 | ANDI ISMAIL - SPV TSE TIMUR | ACTIVE
010IL7503 | 9B183 | BACT ALERT 3D-240 |  |  | GN00002817 | PMI DKI JAKARTA | JAKARTA-1 | DKI JAKARTA | JAKARTA PUSAT | MAIN UNIT | EMP | 14 July 2014 | ANASTASIA OCTAVIN | 1 January 2010 |  | 14 July 2014 | ANASTASIA OCTAVIN | - |  | ACTIVE
010IR8011 | 9B183 | BACT ALERT 3D-240 |  |  | GN00002986 | RDC PUSAT - RAWAGELAM | PUSAT | DKI JAKARTA | JAKARTA TIMUR | MAIN UNIT | EMP | 23 September 2014 | AGUS FAUZI | 1 January 1900 |  | 23 September 2014 | AGUS FAUZI | - |  | ACTIVE
010IR8014 | 9B183 | BACT ALERT 3D-240 |  |  | GN00002986 | RDC PUSAT - RAWAGELAM | PUSAT | DKI JAKARTA | JAKARTA TIMUR | MAIN UNIT | EMP | 28 April 2015 | ANASTASIA OCTAVIN | 1 January 1900 |  | 28 April 2015 | ANASTASIA OCTAVIN | - |  | ACTIVE
011/I/10 | TM09U | Infant Warmer Tsn89/W |  |  | GN00001679 | RSUD ABEPURA | JAYAPURA | PAPUA | JAYAPURA | MAIN UNIT | CUSTOMER | 10 April 2015 |  | 1 January 1900 |  | 10 April 2015 |  | - |  | ACTIVE
011/VIII/08 | BD910 |  |  |  | GN00001903 | RSUD WATES | YOGYAKARTA | YOGYAKARTA | YOGYAKARTA | MAIN UNIT | CUSTOMER | 1 February 1990 | ANDRIAS NUGROHO - TSE | 1 January 1900 |  | 1 February 1990 | ANDRIAS NUGROHO - TSE | - |  | INACTIVE
011/XI/08 | BD910 |  |  |  | GN00000970 | RSUD MAJALAYA | BANDUNG | JAWA BARAT | BANDUNG | MAIN UNIT | CUSTOMER | 24 December 2014 | SUKMA WIJAYA - TSE | 12 February 2012 |  | 24 December 2014 | SUKMA WIJAYA - TSE | - |  | INACTIVE
0110.0.00000915T705TR-Sc | TE012 | TRANSPORT TSN 705 TRSC | IMAGING | TESENA INOVINDO, PT | GN00000385 | RSUD TANJUNG PURA | MEDAN | SUMATERA UTARA | MEDAN | MAIN UNIT | CUSTOMER | 27 November 2015 | ARBIANSYAH - TSE | 27 November 2015 |  | 27 November 2015 | ARBIANSYAH - TSE | - |  | ACTIVE
0111.0.00000715.T807IWSC | 807IW |  |  |  | GN00000453 | RS IBU DAN ANAK PROPINSI NAD | BANDA ACEH | ACEH | BANDA ACEH | MAIN UNIT | CUSTOMER | 15 March 2016 | ARBIANSYAH - TSE | 24 November 2015 |  | 15 March 2016 | ARBIANSYAH - TSE | - |  | INACTIVE
0111.00000915.T705Tr-sc | T75TR |  |  |  | GN00001241 | RSUD Dr. R. Sosodoro Djatikoesoemo | SURABAYA-1 | JAWA TIMUR | BOJONEGORO | MAIN UNIT | CUSTOMER | - |  | 10 December 2015 |  | - |  | - |  | INACTIVE
0112.0.00000715.T807IWSC | 807IW |  |  |  | GN00000453 | RS IBU DAN ANAK PROPINSI NAD | BANDA ACEH | ACEH | BANDA ACEH | MAIN UNIT | CUSTOMER | 15 March 2016 | ARBIANSYAH - TSE | 24 November 2015 |  | 15 March 2016 | ARBIANSYAH - TSE | - |  | INACTIVE
0112.0.00000915 | TE012 | TRANSPORT TSN 705 TRSC | IMAGING | TESENA INOVINDO, PT | GN00006018 | RSUD GUNUNGJATI | CIREBON | JAWA BARAT | CIREBON | MAIN UNIT | CUSTOMER | 18 November 2015 | SUKMA WIJAYA - TSE | 18 November 2015 |  | 18 November 2015 | SUKMA WIJAYA - TSE | - |  | ACTIVE
0112242 | E5702 | CENTRIFUGE 5702 | DIAGNOSTIC 2 | EPPENDORF SE (EPPENDORF AG) | GN00002825 | RSUD KABUPATEN TANGERANG | TANGERANG | BANTEN |  | MAIN UNIT | CUSTOMER | - |  | 4 January 2010 |  | - |  | - |  | ACTIVE
011230s01072 | 22230 | 1 BAGMIXER 400 W | BIOSCIENCE | INTERSCIENCE | GN00006196 | PT.PZ CUSSONS INDONESIA - JURUMUDI | TANGERANG | BANTEN | TANGERANG | MAIN UNIT | EMP | - |  | 22 October 2018 |  | - |  | - |  | ACTIVE
0113.0.00000415.T89TRFS | TE016 |  |  |  | GN00009169 | RSU ABUNAWAS KENDARI | MAKASSAR | SULAWESI SELATAN | KENDARI | MAIN UNIT | CUSTOMER | 18 November 2015 | HARI UDI RAHARJO - TSE | 18 November 2015 |  | 18 November 2015 | HARI UDI RAHARJO - TSE | - |  | INACTIVE
0113.0.00000815 | 807IW |  |  |  | GN00000971 | RSUD SOREANG | BANDUNG | JAWA BARAT | BANDUNG | MAIN UNIT | CUSTOMER | 9 September 2015 | SUKMA WIJAYA - TSE | 29 August 2015 |  | 9 September 2015 | SUKMA WIJAYA - TSE | - |  | INACTIVE
0113.0.00001215 | TE012 | TRANSPORT TSN 705 TRSC | IMAGING | TESENA INOVINDO, PT | GN00001825 | RSUD MARDI WALUYO | MALANG | JAWA TIMUR | BLITAR | MAIN UNIT | CUSTOMER | 12 December 2015 | NGATARI | 12 December 2015 |  | 12 December 2015 | NGATARI | - |  | ACTIVE
0114.0.00000815 | 807IW |  |  |  | GN00000971 | RSUD SOREANG | BANDUNG | JAWA BARAT | BANDUNG | MAIN UNIT | CUSTOMER | 9 September 2015 | SUKMA WIJAYA - TSE | 29 August 2015 |  | 9 September 2015 | SUKMA WIJAYA - TSE | - |  | INACTIVE
0114.0.00001215 | TE012 | TRANSPORT TSN 705 TRSC | IMAGING | TESENA INOVINDO, PT | GN00001825 | RSUD MARDI WALUYO | MALANG | JAWA TIMUR | BLITAR | MAIN UNIT | CUSTOMER | 12 December 2015 | NGATARI | 12 December 2015 |  | 12 December 2015 | NGATARI | - |  | ACTIVE
0115.0.00000715 | TM42U |  |  |  | GN00006695 | DINAS KESEHATAN KOTA GORONTALO | MANADO | GORONTALO | GORONTALO | MAIN UNIT | CUSTOMER | 28 September 2015 | HARI UDI RAHARJO - TSE | 25 September 2015 |  | 28 September 2015 | HARI UDI RAHARJO - TSE | - |  | INACTIVE
0115.0.00000815.T807IWSC | 807IW |  |  |  | GN00001785 | RSUD SUKOHARJO | SOLO | JAWA TENGAH | SUKOHARJO | MAIN UNIT | CUSTOMER | 28 August 2015 | RAKHMAT | 28 August 2015 |  | 28 August 2015 | RAKHMAT | - |  | INACTIVE
0115.0.0000815 | ST509 |  |  |  | GN00001229 | RS. Bhayangkara Wahyu Tutuko | SURABAYA-1 | JAWA TIMUR | BOJONEGORO | MAIN UNIT | CUSTOMER | 29 October 2015 | GANDHI YANRANGGA | 20 October 2015 |  | 29 October 2015 | GANDHI YANRANGGA | - |  | INACTIVE
0116.001214006 T 50 SF | TE042 | SUCTION TSN 50 SF |  |  | GN00003378 | RS KEPOLISIAN BHAYANGKARA | MAKASSAR | SULAWESI SELATAN | MAKASSAR | MAIN UNIT | CUSTOMER | 11 July 2015 | HARI UDI RAHARJO - TSE | 1 January 1900 |  | 11 July 2015 | HARI UDI RAHARJO - TSE | - |  | ACTIVE
01160.0121400615.T50SE | TE042 | SUCTION TSN 50 SF |  |  | GN00003378 | RS KEPOLISIAN BHAYANGKARA | MAKASSAR | SULAWESI SELATAN | MAKASSAR | MAIN UNIT | CUSTOMER | 11 July 2015 | HARI UDI RAHARJO - TSE | 1 January 1900 |  | 11 July 2015 | HARI UDI RAHARJO - TSE | - |  | ACTIVE
0117000001115TLC2HT | HT2LC |  |  |  | GN00006874 | DINAS KESEHATAN KAB/ KOTA. KUTAI TIMUR | SAMARINDA | KALIMANTAN TIMUR | SANGATTA | MAIN UNIT | CUSTOMER | 9 September 2016 | TEGAR PANDU - TSE | 1 September 2016 |  | 9 September 2016 | TEGAR PANDU - TSE | - |  | INACTIVE
0118.0.00000515 T 50 SF | TE042 | SUCTION TSN 50 SF |  |  | GN00003378 | RS KEPOLISIAN BHAYANGKARA | MAKASSAR | SULAWESI SELATAN | MAKASSAR | MAIN UNIT | CUSTOMER | 11 July 2015 | HARI UDI RAHARJO - TSE | 1 January 1900 |  | 11 July 2015 | HARI UDI RAHARJO - TSE | - |  | ACTIVE
0119.0.00000515 T 50 SF | TE042 | SUCTION TSN 50 SF |  |  | GN00003378 | RS KEPOLISIAN BHAYANGKARA | MAKASSAR | SULAWESI SELATAN | MAKASSAR | MAIN UNIT | CUSTOMER | 11 July 2015 | HARI UDI RAHARJO - TSE | 1 January 1900 |  | 11 July 2015 | HARI UDI RAHARJO - TSE | - |  | ACTIVE
0119.0.00001015 | TE019 | WARMER TSN 807 IWSC | IMAGING | TESENA INOVINDO, PT | GN00000226 | RSU INDRASARI RENGAT | PEKAN BARU | RIAU | RENGAT | MAIN UNIT | CUSTOMER | 18 November 2015 | MULKAN | 18 November 2015 |  | 18 November 2015 | MULKAN | - |  | ACTIVE
011BS3018 | 48009 | BACT ALERT 3D 60 | DIAGNOSTIC 1 | BIOMERIEUX, INC. | GN00002828 | RS ISLAM JAKARTA TIMUR ( RS ISLAM PONDOK KOPI ) | JAKARTA-1 | DKI JAKARTA | JAKARTA TIMUR | MAIN UNIT | EMP | 14 December 2017 | TRIYONO - TSE AREA BARAT | 7 February 2011 |  | 14 December 2017 | TRIYONO - TSE AREA BARAT | - |  | ACTIVE
011BS3019 | 48009 | BACT ALERT 3D 60 | DIAGNOSTIC 1 | BIOMERIEUX, INC. | GN00001877 | LAB CITO YOGYAKARTA ATMO | YOGYAKARTA | YOGYAKARTA | YOGYAKARTA | MAIN UNIT | EMP | - |  | 14 August 2023 |  | - |  | 28 November 2023 | ANDI ISMAIL - SPV TSE TIMUR | ACTIVE
011BS3021 | 48009 | BACT ALERT 3D 60 | DIAGNOSTIC 1 | BIOMERIEUX, INC. | GN18090013 | GRAHA PRODIA SURABAYA ( Lab. Prodia Gedung Baru ) | SURABAYA-1 | JAWA TIMUR |  | MAIN UNIT | EMP | - |  | 19 February 2011 |  | - |  | - |  | ACTIVE
011BS3022 | 48009 | BACT ALERT 3D 60 | DIAGNOSTIC 1 | BIOMERIEUX, INC. | GN00000004 | RSUD BEKASI ( RSUD PEMERINTAH KOTA BEKASI ) | BEKASI | JAWA BARAT | BEKASI | MAIN UNIT | EMP | 29 June 2016 |  | 13 April 2012 |  | 29 June 2016 |  | - |  | ACTIVE
011BS3057 | 48009 | BACT ALERT 3D 60 | DIAGNOSTIC 1 | BIOMERIEUX, INC. | GN00001972 | RS MITRA KELUARGA BEKASI TIMUR | BEKASI | JAWA BARAT | BEKASI | MAIN UNIT | EMP | 29 June 2016 |  | 2 February 2013 |  | 29 June 2016 |  | - |  | ACTIVE
011BS3058 | 48009 | BACT ALERT 3D 60 | DIAGNOSTIC 1 | BIOMERIEUX, INC. | GN00002988 | RS ROYAL TARUMA | JAKARTA-2 | DKI JAKARTA | JAKARTA BARAT | MAIN UNIT | EMP | - |  | 2 July 2021 | NICO HERMAWAN - TSE CP | - |  | 2 July 2021 | NICO HERMAWAN - TSE CP | ACTIVE
011BS3059 | 48009 | BACT ALERT 3D 60 | DIAGNOSTIC 1 | BIOMERIEUX, INC. | GN00001762 | PT PRODIA WIDYAHUSADA ( LAB PRODIA - MAKASAR) | MAKASSAR | SULAWESI SELATAN | MAKASSAR | MAIN UNIT | EMP | - |  | 1 January 2010 |  | - |  | - |  | ACTIVE
011CM6941 | 9B183 | BACT ALERT 3D-240 |  |  | GN00002067 | PMI LENTENG AGUNG | JAKARTA-2 | DKI JAKARTA | JAKARTA SELATAN | MAIN UNIT | EMP | - |  | 1 January 2014 |  | - |  | - |  | ACTIVE
011CM6944+010IL7503 | 9B183 | BACT ALERT 3D-240 |  |  | GN00002817 | PMI DKI JAKARTA | JAKARTA-1 | DKI JAKARTA | JAKARTA PUSAT | MAIN UNIT | EMP | - |  | 1 January 2012 |  | - |  | - |  | ACTIVE
011CM6946+011IR8066 | 9B183 | BACT ALERT 3D-240 |  |  | GN00002024 | LAB WESTERINDO | JAKARTA-2 | DKI JAKARTA | JAKARTA SELATAN | MAIN UNIT | EMP | 8 June 2015 |  | 1 January 1900 |  | 8 June 2015 |  | - |  | ACTIVE
011CM6947+011IR8065 | 9B183 | BACT ALERT 3D-240 |  |  | GN00002985 | WORKSHOOP CSM PUSAT | PUSAT | DKI JAKARTA | JAKARTA TIMUR | MAIN UNIT | EMP | 8 June 2015 |  | 8 January 2025 |  | 8 June 2015 |  | 3 July 2025 | SAHID DERMAWAN - SPV TSE BARAT | ACTIVE
011CM6949 | 9B183 | BACT ALERT 3D-240 |  |  | GN00002635 | PMI UTD KOTA PEKANBARU | PEKAN BARU | RIAU | PEKANBARU | MAIN UNIT | EMP | 16 January 2017 |  | 30 December 2016 |  | 16 January 2017 |  | - |  | ACTIVE
011CR3704 | 47006 | BACT/ALERT 3D COMBO 230V | DIAGNOSTIC 1 | BIOMERIEUX, INC. | GN00011086 | RS. KHUSUS INFEKSI UNAIR | SURABAYA-2 | JAWA TIMUR | SURABAYA | MAIN UNIT | CUSTOMER | - |  | 1 January 1900 |  | - |  | - |  | ACTIVE
011IL7509 | 9B183 | BACT ALERT 3D-240 |  |  | GN00002985 | WORKSHOOP CSM PUSAT | PUSAT | DKI JAKARTA | JAKARTA TIMUR | MAIN UNIT | EMP | 28 May 2014 | FIRMAN GEA | 1 January 1900 |  | 28 May 2014 | FIRMAN GEA | - |  | ACTIVE
011IR8062 | 9B183 | BACT ALERT 3D-240 |  |  | GN00001471 | RSU DR MOEWARDI SURAKARTA | SOLO | JAWA TENGAH | SURAKARTA | MAIN UNIT | EMP | 28 April 2015 | ANASTASIA OCTAVIN | 1 January 1900 |  | 28 April 2015 | ANASTASIA OCTAVIN | - |  | ACTIVE
011IR8064 | 9B183 | BACT ALERT 3D-240 |  |  | GN00002986 | RDC PUSAT - RAWAGELAM | PUSAT | DKI JAKARTA | JAKARTA TIMUR | MAIN UNIT | EMP | 28 April 2015 | ANASTASIA OCTAVIN | 1 January 1900 |  | 28 April 2015 | ANASTASIA OCTAVIN | - |  | ACTIVE
0120-0100 | AS10U | SUCTION PUMP SAM-12 | IMAGING | M.G. ELECTRIC - UK | GN20010002 | RS BALIMED KARANGASEM | DENPASAR | BALI | DENPASAR | MAIN UNIT | CUSTOMER | 21 February 2020 | ANTONIUS SAGITA - KALIBRASI | 13 January 2021 | I KADEK - TSE | 21 February 2020 | ANTONIUS SAGITA - KALIBRASI | 13 January 2021 | I KADEK - TSE | ACTIVE
0120-0101 | AS10U | SUCTION PUMP SAM-12 | IMAGING | M.G. ELECTRIC - UK | GN00002986 | RDC PUSAT - RAWAGELAM | PUSAT | DKI JAKARTA | JAKARTA TIMUR | MAIN UNIT | EMP | 21 February 2020 | ANTONIUS SAGITA - KALIBRASI | - |  | 21 February 2020 | ANTONIUS SAGITA - KALIBRASI | - |  | ACTIVE
0120-0102 | AS20U | Suction Pump Sam-18 |  |  | GN00002986 | RDC PUSAT - RAWAGELAM | PUSAT | DKI JAKARTA | JAKARTA TIMUR | MAIN UNIT | EMP | 21 February 2020 | ANTONIUS SAGITA - KALIBRASI | - |  | 21 February 2020 | ANTONIUS SAGITA - KALIBRASI | - |  | INACTIVE
0120.0.00000515 T 50 SF | TE042 | SUCTION TSN 50 SF |  |  | GN00003378 | RS KEPOLISIAN BHAYANGKARA | MAKASSAR | SULAWESI SELATAN | MAKASSAR | MAIN UNIT | CUSTOMER | 11 July 2015 | HARI UDI RAHARJO - TSE | 1 January 1900 |  | 11 July 2015 | HARI UDI RAHARJO - TSE | - |  | ACTIVE
0121.0.00000515 T 50 SF | TE042 | SUCTION TSN 50 SF |  |  | GN00003378 | RS KEPOLISIAN BHAYANGKARA | MAKASSAR | SULAWESI SELATAN | MAKASSAR | MAIN UNIT | CUSTOMER | 11 July 2015 | HARI UDI RAHARJO - TSE | 1 January 1900 |  | 11 July 2015 | HARI UDI RAHARJO - TSE | - |  | ACTIVE
01210066 | AS10U | SUCTION PUMP SAM-12 | IMAGING | M.G. ELECTRIC - UK | GN00002986 | RDC PUSAT - RAWAGELAM | PUSAT | DKI JAKARTA | JAKARTA TIMUR | MAIN UNIT | EMP | 21 April 2022 | ANTONIUS SAGITA - KALIBRASI | - |  | 15 September 2021 | ANTONIUS SAGITA - KALIBRASI | - |  | ACTIVE
01210067 | AS10U | SUCTION PUMP SAM-12 | IMAGING | M.G. ELECTRIC - UK | GN00001080 | RS HERMINA GALAXY | BEKASI | JAWA BARAT | BEKASI | MAIN UNIT | CUSTOMER | 21 April 2022 | ANTONIUS SAGITA - KALIBRASI | 19 May 2022 | GATOT SURYA ADIPUTRA - TSE | 15 September 2021 | ANTONIUS SAGITA - KALIBRASI | 19 May 2022 | GATOT SURYA ADIPUTRA - TSE | ACTIVE
01210068 | AS10U | SUCTION PUMP SAM-12 | IMAGING | M.G. ELECTRIC - UK | GN00002921 | RS MITRA KELUARGA DEPOK ( RSMK ) | PEJATEN | JAWA BARAT | DEPOK | MAIN UNIT | CUSTOMER | 25 January 2022 | IBNUL AZIZ - TSE | 30 December 2021 | IBNUL AZIZ - TSE | 15 September 2021 | ANTONIUS SAGITA - KALIBRASI | 25 January 2022 | IBNUL AZIZ - TSE | ACTIVE
01210069 | AS10U | SUCTION PUMP SAM-12 | IMAGING | M.G. ELECTRIC - UK | GN00002986 | RDC PUSAT - RAWAGELAM | PUSAT | DKI JAKARTA | JAKARTA TIMUR | MAIN UNIT | EMP | 21 April 2022 | ANTONIUS SAGITA - KALIBRASI | - |  | 15 September 2021 | ANTONIUS SAGITA - KALIBRASI | - |  | ACTIVE
01210074 | AS10U | SUCTION PUMP SAM-12 | IMAGING | M.G. ELECTRIC - UK | GN00002986 | RDC PUSAT - RAWAGELAM | PUSAT | DKI JAKARTA | JAKARTA TIMUR | MAIN UNIT | EMP | 21 April 2022 | ANTONIUS SAGITA - KALIBRASI | - |  | 15 September 2021 | ANTONIUS SAGITA - KALIBRASI | - |  | ACTIVE
01210075 | AS10U | SUCTION PUMP SAM-12 | IMAGING | M.G. ELECTRIC - UK | GN00000235 | RS IBNU SINA PADANG PANJANG | PADANG | SUMATERA BARAT | PADANG PANJANG | MAIN UNIT | CUSTOMER | 21 April 2022 | ANTONIUS SAGITA - KALIBRASI | 11 October 2024 |  | 15 September 2021 | ANTONIUS SAGITA - KALIBRASI | 5 November 2024 | SAHID DERMAWAN - SPV TSE BARAT | ACTIVE
01210076 | AS10U | SUCTION PUMP SAM-12 | IMAGING | M.G. ELECTRIC - UK | GN00002986 | RDC PUSAT - RAWAGELAM | PUSAT | DKI JAKARTA | JAKARTA TIMUR | MAIN UNIT | EMP | 21 April 2022 | ANTONIUS SAGITA - KALIBRASI | - |  | 15 September 2021 | ANTONIUS SAGITA - KALIBRASI | - |  | ACTIVE
01210077 | AS10U | SUCTION PUMP SAM-12 | IMAGING | M.G. ELECTRIC - UK | GN00002986 | RDC PUSAT - RAWAGELAM | PUSAT | DKI JAKARTA | JAKARTA TIMUR | MAIN UNIT | EMP | 21 April 2022 | ANTONIUS SAGITA - KALIBRASI | - |  | 15 September 2021 | ANTONIUS SAGITA - KALIBRASI | - |  | ACTIVE
0128 | B1549 |  |  |  | GN00002985 | WORKSHOOP CSM PUSAT | PUSAT | DKI JAKARTA | JAKARTA TIMUR | MAIN UNIT | EMP | 15 August 2018 | TRIYONO - TSE AREA BARAT | 15 August 2018 |  | 15 August 2018 | TRIYONO - TSE AREA BARAT | - |  | INACTIVE
01285 | SCT04 | CITADEL 2000 | DIAGNOSTIC 2 | SHANDON DIAGNOSTICS Ltd. | GN00001672 | RSUD JAYAPURA | JAYAPURA | PAPUA | JAYAPURA | MAIN UNIT | CUSTOMER | - |  | 1 January 1900 |  | - |  | - |  | ACTIVE
0128BS3154 | 48009 | BACT ALERT 3D 60 | DIAGNOSTIC 1 | BIOMERIEUX, INC. | GN00000188 | RS AWAL BROS PEKANBARU | PEKAN BARU | RIAU | PEKANBARU | MAIN UNIT | CUSTOMER | - |  | 7 June 2013 |  | - |  | 17 January 2025 | SAHID DERMAWAN - SPV TSE BARAT | ACTIVE
012BS3088 | 48009 | BACT ALERT 3D 60 | DIAGNOSTIC 1 | BIOMERIEUX, INC. | GN00002193 | RS INTERNATIONAL PREMIER BINTARO | TANGERANG | BANTEN | TANGERANG | MAIN UNIT | EMP | - |  | 1 January 2010 |  | - |  | - |  | ACTIVE
012BS3094 | 48009 | BACT ALERT 3D 60 | DIAGNOSTIC 1 | BIOMERIEUX, INC. | GN00002108 | RS MITRA SATELIT SURABAYA | SURABAYA-1 | JAWA TIMUR | SURABAYA | MAIN UNIT | EMP | - |  | 1 January 2010 |  | - |  | - |  | ACTIVE
012BS3095 | 48009 | BACT ALERT 3D 60 | DIAGNOSTIC 1 | BIOMERIEUX, INC. | GN00001028 | RS MITRA KELUARGA KELAPA GADING | JAKARTA-1 | DKI JAKARTA | JAKARTA UTARA | MAIN UNIT | EMP | - |  | 1 January 2014 |  | - |  | - |  | ACTIVE
012BS3096 | 48009 | BACT ALERT 3D 60 | DIAGNOSTIC 1 | BIOMERIEUX, INC. | GN22020002 | LAB DR TONY | BANJARMASIN | KALIMANTAN SELATAN | BANJARMASIN | MAIN UNIT | EMP | - |  | 1 January 2010 |  | - |  | - |  | ACTIVE
012BS3097 | 48009 | BACT ALERT 3D 60 | DIAGNOSTIC 1 | BIOMERIEUX, INC. | GN00000319 | RSUP H ADAM MALIK | MEDAN | SUMATERA UTARA | MEDAN | MAIN UNIT | EMP | 1 February 1990 | ARBIANSYAH - TSE | 1 January 2013 |  | 1 February 1990 | ARBIANSYAH - TSE | - |  | ACTIVE
012BS3102 | 48009 | BACT ALERT 3D 60 | DIAGNOSTIC 1 | BIOMERIEUX, INC. | GN00000059 | RS URIP SUMOHARJO | BANDAR LAMPUNG | LAMPUNG | BANDAR LAMPUNG | MAIN UNIT | EMP | 1 February 1990 | ARBIANSYAH - TSE | 19 March 2024 |  | 1 February 1990 | ARBIANSYAH - TSE | 25 March 2024 | SAHID DERMAWAN - SPV TSE BARAT | ACTIVE
012BS3104 | 48009 | BACT ALERT 3D 60 | DIAGNOSTIC 1 | BIOMERIEUX, INC. | GN00001923 | RS PANTI RAPIH | YOGYAKARTA | YOGYAKARTA | YOGYAKARTA | MAIN UNIT | EMP | - |  | 5 January 2012 |  | - |  | - |  | ACTIVE
012BS3105 | 48009 | BACT ALERT 3D 60 | DIAGNOSTIC 1 | BIOMERIEUX, INC. | GN00002696 | LAB GRANOSTIK | SURABAYA-2 | JAWA TIMUR | SURABAYA | MAIN UNIT | CUSTOMER | - |  | 1 January 1900 |  | - |  | - |  | ACTIVE
012BS3106 | 48009 | BACT ALERT 3D 60 | DIAGNOSTIC 1 | BIOMERIEUX, INC. | GN00001102 | RSUD Cengkareng | JAKARTA-2 | DKI JAKARTA | JAKARTA BARAT | MAIN UNIT | CUSTOMER | - |  | 1 May 2011 |  | - |  | - |  | ACTIVE
012BS3107 | 48009 | BACT ALERT 3D 60 | DIAGNOSTIC 1 | BIOMERIEUX, INC. | GN00001672 | RSUD JAYAPURA | JAYAPURA | PAPUA | JAYAPURA | MAIN UNIT | CUSTOMER | 16 May 2017 | SENDRA WIJAYA - IT | 1 January 1900 |  | 16 May 2017 | SENDRA WIJAYA - IT | - |  | ACTIVE
012BS3143 | 48009 | BACT ALERT 3D 60 | DIAGNOSTIC 1 | BIOMERIEUX, INC. | GN00000592 | RSU COLUMBIA | MEDAN | SUMATERA UTARA | MEDAN | MAIN UNIT | EMP | 15 May 2019 | BARITA P-SIMAMORA - TSE | 27 November 2011 |  | 15 May 2019 | BARITA P-SIMAMORA - TSE | - |  | ACTIVE
012BS3152 | 48009 | BACT ALERT 3D 60 | DIAGNOSTIC 1 | BIOMERIEUX, INC. | GN00000584 | LAB. CITO ( INDRAPRASTA ) | SEMARANG | JAWA TENGAH | SEMARANG | MAIN UNIT | EMP | 10 October 2017 | MUNADI - TSE | 10 October 2017 |  | 10 October 2017 | MUNADI - TSE | - |  | ACTIVE
0130008140315 | HT2LC |  |  |  | GN00008549 | RSUD TEBET | JAKARTA-1 | DKI JAKARTA | JAKARTA SELATAN | MAIN UNIT | CUSTOMER | 30 March 2015 | ARDI HERMAWAN - TSE CP | 30 March 2015 |  | 30 March 2015 | ARDI HERMAWAN - TSE CP | - |  | INACTIVE
0131.0.09140515 T 876 MCD | TE007 | INCUBATOR TSN876MCD CBNT | IMAGING | TESENA INOVINDO, PT | GN00003378 | RS KEPOLISIAN BHAYANGKARA | MAKASSAR | SULAWESI SELATAN | MAKASSAR | MAIN UNIT | CUSTOMER | - |  | 9 July 2015 |  | - |  | - |  | ACTIVE
0135.0.08140515.TLC1H-4 | HT2LC |  |  |  | GN00002472 | RSU DR SAYIDIMAN MAGETAN | KEDIRI | JAWA TIMUR | MAGETAN | MAIN UNIT | CUSTOMER | - |  | 23 June 2015 |  | - |  | - |  | INACTIVE
0135.00000.913 T 876 MCD | TE007 | INCUBATOR TSN876MCD CBNT | IMAGING | TESENA INOVINDO, PT | GN00000796 | RSUD SALEWANGAN MAROS | MAKASSAR | SULAWESI SELATAN | MAKASSAR | MAIN UNIT | CUSTOMER | 7 October 2015 | HARI UDI RAHARJO - TSE | 1 January 1900 |  | 7 October 2015 | HARI UDI RAHARJO - TSE | - |  | ACTIVE
0136.0.00000915.T876MCD | TE008 | INCUBATOR TSN876MCD TRLY |  |  | GN00009169 | RSU ABUNAWAS KENDARI | MAKASSAR | SULAWESI SELATAN | KENDARI | MAIN UNIT | CUSTOMER | 18 November 2015 | HARI UDI RAHARJO - TSE | 18 November 2015 |  | 18 November 2015 | HARI UDI RAHARJO - TSE | - |  | INACTIVE
0137.0.00000915.1876MCD | TE008 | INCUBATOR TSN876MCD TRLY |  |  | GN00009169 | RSU ABUNAWAS KENDARI | MAKASSAR | SULAWESI SELATAN | KENDARI | MAIN UNIT | CUSTOMER | 18 November 2015 | HARI UDI RAHARJO - TSE | 18 November 2015 |  | 18 November 2015 | HARI UDI RAHARJO - TSE | - |  | INACTIVE
014/X/13 | TM26U |  |  |  | GN00002183 | RSUD DR M SOEWANDHIE SURABAYA | SURABAYA-1 | JAWA TIMUR | SURABAYA | MAIN UNIT | CUSTOMER | 10 April 2015 |  | 1 January 1900 |  | 10 April 2015 |  | - |  | INACTIVE
0146.0.00000715 | TM42U |  |  |  | GN00006695 | DINAS KESEHATAN KOTA GORONTALO | MANADO | GORONTALO | GORONTALO | MAIN UNIT | CUSTOMER | 28 September 2015 | HARI UDI RAHARJO - TSE | 25 September 2015 |  | 28 September 2015 | HARI UDI RAHARJO - TSE | - |  | INACTIVE
0147.0.00000715 | TM42U |  |  |  | GN00006695 | DINAS KESEHATAN KOTA GORONTALO | MANADO | GORONTALO | GORONTALO | MAIN UNIT | CUSTOMER | 28 September 2015 | HARI UDI RAHARJO - TSE | 25 September 2015 |  | 28 September 2015 | HARI UDI RAHARJO - TSE | - |  | INACTIVE
0147.0.00000715.TLC2Ht | HT2LC |  |  |  | GN00000521 | RSUD DR. R. SOEPRAPTO CEPU | SEMARANG | JAWA TENGAH | BLORA | MAIN UNIT | CUSTOMER | - |  | 31 August 2015 |  | - |  | - |  | INACTIVE
0148.0.00000715.TLC2Ht | HT2LC |  |  |  | GN00000521 | RSUD DR. R. SOEPRAPTO CEPU | SEMARANG | JAWA TENGAH | BLORA | MAIN UNIT | CUSTOMER | - |  | 31 August 2015 |  | - |  | - |  | INACTIVE
0149.0.00000715.TLC2Ht | HT2LC |  |  |  | GN00000521 | RSUD DR. R. SOEPRAPTO CEPU | SEMARANG | JAWA TENGAH | BLORA | MAIN UNIT | CUSTOMER | - |  | 31 August 2015 |  | - |  | - |  | INACTIVE
015/IV/11 | TI705 |  |  |  | GN00001124 | RSUD DR. SOEKARDJO KOTA TASIKMALAYA | TASIKMALAYA | JAWA BARAT | TASIKMALAYA | MAIN UNIT | CUSTOMER | 29 December 2014 |  | 1 January 1900 |  | 29 December 2014 |  | - |  | INACTIVE
0150.0.00000715 | HT2LC |  |  |  | GN00007060 | RSUD MEURAXA | BANDA ACEH | ACEH | BANDA ACEH | MAIN UNIT | CUSTOMER | 17 September 2015 | ARBIANSYAH - TSE | 17 September 2015 |  | 17 September 2015 | ARBIANSYAH - TSE | - |  | INACTIVE
0151.0.00000815 | HT2LC |  |  |  | GN00001829 | RSUD BANGIL | MALANG | JAWA TIMUR | MALANG | MAIN UNIT | CUSTOMER | 16 December 2015 | ZENZEN | 14 December 2015 |  | 16 December 2015 | ZENZEN | - |  | INACTIVE
0152.0.00000715 | TM42U |  |  |  | GN00006695 | DINAS KESEHATAN KOTA GORONTALO | MANADO | GORONTALO | GORONTALO | MAIN UNIT | CUSTOMER | 28 September 2015 | HARI UDI RAHARJO - TSE | 25 September 2015 |  | 28 September 2015 | HARI UDI RAHARJO - TSE | - |  | INACTIVE
0153.0.00000715 | TM42U |  |  |  | GN00006695 | DINAS KESEHATAN KOTA GORONTALO | MANADO | GORONTALO | GORONTALO | MAIN UNIT | CUSTOMER | 28 September 2015 | HARI UDI RAHARJO - TSE | 25 September 2015 |  | 28 September 2015 | HARI UDI RAHARJO - TSE | - |  | INACTIVE
0154.0.00000715 | TM42U |  |  |  | GN00006695 | DINAS KESEHATAN KOTA GORONTALO | MANADO | GORONTALO | GORONTALO | MAIN UNIT | CUSTOMER | 28 September 2015 | HARI UDI RAHARJO - TSE | 25 September 2015 |  | 28 September 2015 | HARI UDI RAHARJO - TSE | - |  | INACTIVE
0154.0.00001015 | HT2LC |  |  |  | GN00001168 | RSUD Cideres | CIREBON | JAWA BARAT | MAJALENGKA | MAIN UNIT | CUSTOMER | 27 November 2015 | SUKMA WIJAYA - TSE | 27 November 2015 |  | 27 November 2015 | SUKMA WIJAYA - TSE | - |  | INACTIVE
0155.0.00001015 | HT2LC |  |  |  | GN00001168 | RSUD Cideres | CIREBON | JAWA BARAT | MAJALENGKA | MAIN UNIT | CUSTOMER | 27 November 2015 | SUKMA WIJAYA - TSE | 27 November 2015 |  | 27 November 2015 | SUKMA WIJAYA - TSE | - |  | INACTIVE
0156.0.00000715 | TM42U |  |  |  | GN00006695 | DINAS KESEHATAN KOTA GORONTALO | MANADO | GORONTALO | GORONTALO | MAIN UNIT | CUSTOMER | 28 September 2015 | HARI UDI RAHARJO - TSE | 25 September 2015 |  | 28 September 2015 | HARI UDI RAHARJO - TSE | - |  | INACTIVE
0156.0.00001015 | HT2LC |  |  |  | GN00001829 | RSUD BANGIL | MALANG | JAWA TIMUR | MALANG | MAIN UNIT | CUSTOMER | 16 December 2015 | ZENZEN | 14 December 2015 |  | 16 December 2015 | ZENZEN | - |  | INACTIVE
0157.0.00001015.TLC2HT | TE020 | PHOTOTHERAPY TLC 2 HT | IMAGING | TESENA INOVINDO, PT | GN00009525 | RS KATOLIK PALANGKARAYA | BANJARMASIN | KALIMANTAN SELATAN | BANJARMASIN | MAIN UNIT | CUSTOMER | - |  | 14 December 2015 |  | - |  | - |  | ACTIVE
0157723 | ASN3U | Nivec 3 Aerosol Nebulizer |  |  | GN00001214 | RSUD AJIBARANG | PURWOKERTO | JAWA TENGAH | BANYUMAS | MAIN UNIT | CUSTOMER | 10 April 2015 |  | 1 January 1900 |  | 10 April 2015 |  | - |  | INACTIVE
0158.0.00000715 | TM42U |  |  |  | GN00006695 | DINAS KESEHATAN KOTA GORONTALO | MANADO | GORONTALO | GORONTALO | MAIN UNIT | CUSTOMER | 28 September 2015 | HARI UDI RAHARJO - TSE | 25 September 2015 |  | 28 September 2015 | HARI UDI RAHARJO - TSE | - |  | INACTIVE
0158.0.00001015 | TE020 | PHOTOTHERAPY TLC 2 HT | IMAGING | TESENA INOVINDO, PT | GN00001165 | RSIA LINGGAJATI | CIREBON | JAWA BARAT | KUNINGAN | MAIN UNIT | CUSTOMER | 16 November 2015 | SUKMA WIJAYA - TSE | 16 November 2015 |  | 16 November 2015 | SUKMA WIJAYA - TSE | - |  | ACTIVE
0158822 | ASN3U | Nivec 3 Aerosol Nebulizer |  |  | GN00001214 | RSUD AJIBARANG | PURWOKERTO | JAWA TENGAH | BANYUMAS | MAIN UNIT | CUSTOMER | 10 April 2015 |  | 1 January 1900 |  | 10 April 2015 |  | - |  | INACTIVE
0159.0.00001015 | TE020 | PHOTOTHERAPY TLC 2 HT | IMAGING | TESENA INOVINDO, PT | GN00001165 | RSIA LINGGAJATI | CIREBON | JAWA BARAT | KUNINGAN | MAIN UNIT | CUSTOMER | 16 November 2015 | SUKMA WIJAYA - TSE | 16 November 2015 |  | 16 November 2015 | SUKMA WIJAYA - TSE | - |  | ACTIVE
0160455 | ASN3U | Nivec 3 Aerosol Nebulizer |  |  | GN00000232 | RS STROKE NASIONAL BUKITTINGGI | PADANG | SUMATERA BARAT | BUKITTINGGI | MAIN UNIT | CUSTOMER | 25 February 2015 | TRIYONO - TSE AREA BARAT | 1 January 2012 |  | 25 February 2015 | TRIYONO - TSE AREA BARAT | - |  | INACTIVE
0161.0.00001015 | TE020 | PHOTOTHERAPY TLC 2 HT | IMAGING | TESENA INOVINDO, PT | GN00001165 | RSIA LINGGAJATI | CIREBON | JAWA BARAT | KUNINGAN | MAIN UNIT | CUSTOMER | 16 November 2015 | SUKMA WIJAYA - TSE | 16 November 2015 |  | 16 November 2015 | SUKMA WIJAYA - TSE | - |  | ACTIVE
0161.0000415.T505PS | TM14U |  |  |  | GN00000771 | RS KUSTA TADJUDDIN CHALID | MAKASSAR | SULAWESI SELATAN | MAKASSAR | MAIN UNIT | CUSTOMER | 23 June 2015 | HARI UDI RAHARJO - TSE | 23 June 2015 |  | 23 June 2015 | HARI UDI RAHARJO - TSE | - |  | INACTIVE
0162.0.00001015 | TE020 | PHOTOTHERAPY TLC 2 HT | IMAGING | TESENA INOVINDO, PT | GN00001165 | RSIA LINGGAJATI | CIREBON | JAWA BARAT | KUNINGAN | MAIN UNIT | CUSTOMER | 16 November 2015 | SUKMA WIJAYA - TSE | 16 November 2015 |  | 16 November 2015 | SUKMA WIJAYA - TSE | - |  | ACTIVE
0162.0000415.T505PS | TM14U |  |  |  | GN00000771 | RS KUSTA TADJUDDIN CHALID | MAKASSAR | SULAWESI SELATAN | MAKASSAR | MAIN UNIT | CUSTOMER | 23 June 2015 | HARI UDI RAHARJO - TSE | 23 June 2015 |  | 23 June 2015 | HARI UDI RAHARJO - TSE | - |  | INACTIVE
0163.0.00001015 | TE020 | PHOTOTHERAPY TLC 2 HT | IMAGING | TESENA INOVINDO, PT | GN00001165 | RSIA LINGGAJATI | CIREBON | JAWA BARAT | KUNINGAN | MAIN UNIT | CUSTOMER | 16 November 2015 | SUKMA WIJAYA - TSE | 16 November 2015 |  | 16 November 2015 | SUKMA WIJAYA - TSE | - |  | ACTIVE
0163.0000415.T505PS | TM14U |  |  |  | GN00000771 | RS KUSTA TADJUDDIN CHALID | MAKASSAR | SULAWESI SELATAN | MAKASSAR | MAIN UNIT | CUSTOMER | 23 June 2015 | HARI UDI RAHARJO - TSE | 23 June 2015 |  | 23 June 2015 | HARI UDI RAHARJO - TSE | - |  | INACTIVE
0165.0.00000815.T985FD | TE030 | DOPPLER TSN 985 FD | IMAGING | TESENA INOVINDO, PT | GN00001204 | RSUD CILACAP | PURWOKERTO | JAWA TENGAH | CILACAP | MAIN UNIT | CUSTOMER | - |  | 12 November 2015 |  | - |  | - |  | ACTIVE
017/VII/14 | TE047 | MORTUARY TSN 029 M2 | IMAGING | TESENA INOVINDO, PT | GN00000963 | RSUD BAYU ASIH | BANDUNG | JAWA BARAT | PURWAKARTA | MAIN UNIT | CUSTOMER | 30 October 2014 | SUKMA WIJAYA - TSE | 30 October 2014 |  | 30 October 2014 | SUKMA WIJAYA - TSE | - |  | ACTIVE
0171.0.00000615 | TM14U |  |  |  | GN00002966 | RSUD CALANG | BANDA ACEH | ACEH | BANDA ACEH | MAIN UNIT | CUSTOMER | 18 September 2015 | ARBIANSYAH - TSE | 18 September 2015 |  | 18 September 2015 | ARBIANSYAH - TSE | - |  | INACTIVE
0176214 | ASN3U | Nivec 3 Aerosol Nebulizer |  |  | GN00000073 | RSUD MENGGALA TULANG BAWANG | BANDAR LAMPUNG | LAMPUNG | BANDAR LAMPUNG | MAIN UNIT | CUSTOMER | - |  | 26 December 2013 |  | - |  | - |  | INACTIVE
0176214/ASP | ASN3U | Nivec 3 Aerosol Nebulizer |  |  | GN00000073 | RSUD MENGGALA TULANG BAWANG | BANDAR LAMPUNG | LAMPUNG | BANDAR LAMPUNG | MAIN UNIT | CUSTOMER | - |  | 26 December 2013 |  | - |  | - |  | INACTIVE
0176216/ASP | ASN3U | Nivec 3 Aerosol Nebulizer |  |  | GN00000073 | RSUD MENGGALA TULANG BAWANG | BANDAR LAMPUNG | LAMPUNG | BANDAR LAMPUNG | MAIN UNIT | CUSTOMER | - |  | 26 December 2013 |  | - |  | - |  | INACTIVE
0176217/ASP | ASN3U | Nivec 3 Aerosol Nebulizer |  |  | GN00000073 | RSUD MENGGALA TULANG BAWANG | BANDAR LAMPUNG | LAMPUNG | BANDAR LAMPUNG | MAIN UNIT | CUSTOMER | - |  | 26 December 2013 |  | - |  | - |  | INACTIVE
0176219 | ASN3U | Nivec 3 Aerosol Nebulizer |  |  | GN00002915 | RS KEJAKSAAN | JAKARTA-2 | DKI JAKARTA | JAKARTA TIMUR | MAIN UNIT | CUSTOMER | - |  | 17 January 2014 |  | - |  | - |  | INACTIVE
0176222 | ASN3U | Nivec 3 Aerosol Nebulizer |  |  | GN00002986 | RDC PUSAT - RAWAGELAM | PUSAT | DKI JAKARTA | JAKARTA TIMUR | MAIN UNIT | EMP | 25 September 2014 | IBNUL AZIZ - TSE | 1 January 1900 |  | 25 September 2014 | IBNUL AZIZ - TSE | - |  | INACTIVE
0176224 | ASN3U | Nivec 3 Aerosol Nebulizer |  |  | GN00002915 | RS KEJAKSAAN | JAKARTA-2 | DKI JAKARTA | JAKARTA TIMUR | MAIN UNIT | CUSTOMER | - |  | 17 January 2014 |  | - |  | - |  | INACTIVE
0176225 | ASN3U | Nivec 3 Aerosol Nebulizer |  |  | GN00002915 | RS KEJAKSAAN | JAKARTA-2 | DKI JAKARTA | JAKARTA TIMUR | MAIN UNIT | CUSTOMER | 13 October 2014 |  | 17 January 2014 |  | 13 October 2014 |  | - |  | INACTIVE
0176228 | ASN3U | Nivec 3 Aerosol Nebulizer |  |  | GN00000278 | RSU PROF DR MA HANAFIAH (BATU SANGKAR) | PADANG | SUMATERA BARAT | BATUSANGKAR | MAIN UNIT | CUSTOMER | - |  | 4 November 2014 |  | - |  | - |  | INACTIVE
0176229 | ASN3U | Nivec 3 Aerosol Nebulizer |  |  | GN00002986 | RDC PUSAT - RAWAGELAM | PUSAT | DKI JAKARTA | JAKARTA TIMUR | MAIN UNIT | EMP | 25 September 2014 | IBNUL AZIZ - TSE | 1 January 1900 |  | 25 September 2014 | IBNUL AZIZ - TSE | - |  | INACTIVE
0176230 | ASN3U | Nivec 3 Aerosol Nebulizer |  |  | GN00000073 | RSUD MENGGALA TULANG BAWANG | BANDAR LAMPUNG | LAMPUNG | BANDAR LAMPUNG | MAIN UNIT | CUSTOMER | - |  | 26 December 2013 |  | - |  | - |  | INACTIVE
0176231 ASP | ASN3U | Nivec 3 Aerosol Nebulizer |  |  | GN00000073 | RSUD MENGGALA TULANG BAWANG | BANDAR LAMPUNG | LAMPUNG | BANDAR LAMPUNG | MAIN UNIT | CUSTOMER | - |  | 26 December 2013 |  | - |  | - |  | INACTIVE
0176231/ASP | ASN3U | Nivec 3 Aerosol Nebulizer |  |  | GN00000073 | RSUD MENGGALA TULANG BAWANG | BANDAR LAMPUNG | LAMPUNG | BANDAR LAMPUNG | MAIN UNIT | CUSTOMER | - |  | 26 December 2013 |  | - |  | - |  | INACTIVE
0176233 | ASN3U | Nivec 3 Aerosol Nebulizer |  |  | GN00000149 | RSUD KAYU AGUNG | PALEMBANG | SUMATERA SELATAN | KOTA KAYU AGUNG | MAIN UNIT | CUSTOMER | 23 August 2016 |  | 31 December 2012 |  | 23 August 2016 |  | - |  | INACTIVE
0176234 | ASN3U | Nivec 3 Aerosol Nebulizer |  |  | GN00001831 | RSUD NGUDI WALUYO | MALANG | JAWA TIMUR | BLITAR | MAIN UNIT | CUSTOMER | - |  | 23 December 2014 |  | - |  | - |  | INACTIVE
0176235 | ASN3U | Nivec 3 Aerosol Nebulizer |  |  | GN00001413 | RSU DR TC HILLERS MAUMERE | KUPANG | NUSA TENGGARA TIMUR | MAUMERE | MAIN UNIT | CUSTOMER | 25 September 2014 | I KADEK - TSE | 29 November 2014 |  | 25 September 2014 | I KADEK - TSE | - |  | INACTIVE
0176236 | ASN3U | Nivec 3 Aerosol Nebulizer |  |  | GN00002915 | RS KEJAKSAAN | JAKARTA-2 | DKI JAKARTA | JAKARTA TIMUR | MAIN UNIT | CUSTOMER | - |  | 17 January 2014 |  | - |  | - |  | INACTIVE
0176237 | ASN3U | Nivec 3 Aerosol Nebulizer |  |  | GN00002915 | RS KEJAKSAAN | JAKARTA-2 | DKI JAKARTA | JAKARTA TIMUR | MAIN UNIT | CUSTOMER | - |  | 17 January 2014 |  | - |  | - |  | INACTIVE
0176240 | ASN3U | Nivec 3 Aerosol Nebulizer |  |  | GN00002915 | RS KEJAKSAAN | JAKARTA-2 | DKI JAKARTA | JAKARTA TIMUR | MAIN UNIT | CUSTOMER | - |  | 17 January 2014 |  | - |  | - |  | INACTIVE
0176244 | ASN3U | Nivec 3 Aerosol Nebulizer |  |  | GN00002985 | WORKSHOOP CSM PUSAT | PUSAT | DKI JAKARTA | JAKARTA TIMUR | MAIN UNIT | EMP | 4 December 2014 | AGUS FAUZI | 1 January 1900 |  | 4 December 2014 | AGUS FAUZI | - |  | INACTIVE
0176247 | ASN3U | Nivec 3 Aerosol Nebulizer |  |  | GN00002985 | WORKSHOOP CSM PUSAT | PUSAT | DKI JAKARTA | JAKARTA TIMUR | MAIN UNIT | EMP | 4 December 2014 | AGUS FAUZI | 1 January 1900 |  | 4 December 2014 | AGUS FAUZI | - |  | INACTIVE
0176250 | ASN3U | Nivec 3 Aerosol Nebulizer |  |  | GN00000836 | RSUD TENRIAWARU, BONE | MAKASSAR | SULAWESI SELATAN | BONE | MAIN UNIT | CUSTOMER | 4 December 2014 | WISPI SIAGARI - TSE | 1 January 1900 |  | 4 December 2014 | WISPI SIAGARI - TSE | - |  | INACTIVE
0176251 | ASN3U | Nivec 3 Aerosol Nebulizer |  |  | GN00002985 | WORKSHOOP CSM PUSAT | PUSAT | DKI JAKARTA | JAKARTA TIMUR | MAIN UNIT | EMP | 4 December 2014 | AGUS FAUZI | 1 January 1900 |  | 4 December 2014 | AGUS FAUZI | - |  | INACTIVE
0176252 | ASN3U | Nivec 3 Aerosol Nebulizer |  |  | GN00001665 | RSUD ABDUL MADJID BATOE | JAMBI | JAMBI | JAMBI | MAIN UNIT | CUSTOMER | - |  | 16 October 2014 |  | - |  | - |  | INACTIVE
0176253 | ASN3U | Nivec 3 Aerosol Nebulizer |  |  | GN00001665 | RSUD ABDUL MADJID BATOE | JAMBI | JAMBI | JAMBI | MAIN UNIT | CUSTOMER | - |  | 16 October 2014 |  | - |  | - |  | INACTIVE
0176254 | ASN3U | Nivec 3 Aerosol Nebulizer |  |  | GN00001665 | RSUD ABDUL MADJID BATOE | JAMBI | JAMBI | JAMBI | MAIN UNIT | CUSTOMER | - |  | 16 October 2014 |  | - |  | - |  | INACTIVE
0176256 | ASN3U | Nivec 3 Aerosol Nebulizer |  |  | GN00002986 | RDC PUSAT - RAWAGELAM | PUSAT | DKI JAKARTA | JAKARTA TIMUR | MAIN UNIT | EMP | 8 September 2014 | PETRUS SIMON | 1 January 1900 |  | 8 September 2014 | PETRUS SIMON | - |  | INACTIVE
0176257 | ASN3U | Nivec 3 Aerosol Nebulizer |  |  | GN00001665 | RSUD ABDUL MADJID BATOE | JAMBI | JAMBI | JAMBI | MAIN UNIT | CUSTOMER | - |  | 16 October 2014 |  | - |  | - |  | INACTIVE
0177 | B1550 |  |  |  | GN00002985 | WORKSHOOP CSM PUSAT | PUSAT | DKI JAKARTA | JAKARTA TIMUR | MAIN UNIT | EMP | 15 August 2018 | TRIYONO - TSE AREA BARAT | 15 August 2018 |  | 15 August 2018 | TRIYONO - TSE AREA BARAT | - |  | INACTIVE
018/V/11 | TI705 |  |  |  | GN00001124 | RSUD DR. SOEKARDJO KOTA TASIKMALAYA | TASIKMALAYA | JAWA BARAT | TASIKMALAYA | MAIN UNIT | CUSTOMER | 29 December 2014 |  | 1 January 1900 |  | 29 December 2014 |  | - |  | INACTIVE
018/VIII/14T029M2 | TE047 | MORTUARY TSN 029 M2 | IMAGING | TESENA INOVINDO, PT | GN00002248 | RSUD DR SOEGIRI | SURABAYA-1 | JAWA TIMUR | LAMONGAN | MAIN UNIT | CUSTOMER | - |  | 21 August 2014 |  | - |  | - |  | ACTIVE
018/XI/13 | TM25U |  |  |  | GN00000928 | RS BUNGSU | BANDUNG | JAWA BARAT | BANDUNG | MAIN UNIT | CUSTOMER | 20 July 2016 |  | 15 June 2013 |  | 20 July 2016 |  | - |  | INACTIVE
018/XII/09 | TE036 | SCRUB 3P TSN 9203 | IMAGING | TESENA INOVINDO, PT | GN00000194 | RSUD PETALA BUMI | PEKAN BARU | RIAU | PEKANBARU | MAIN UNIT | CUSTOMER | 31 March 2015 | AGUS FAUZI | 1 January 1900 |  | 31 March 2015 | AGUS FAUZI | - |  | ACTIVE
0183.0.00000915.T985FD | TE030 | DOPPLER TSN 985 FD | IMAGING | TESENA INOVINDO, PT | GN00001204 | RSUD CILACAP | PURWOKERTO | JAWA TENGAH | CILACAP | MAIN UNIT | CUSTOMER | - |  | 12 November 2015 |  | - |  | - |  | ACTIVE
0184257 | ASN3U | Nivec 3 Aerosol Nebulizer |  |  | GN00002986 | RDC PUSAT - RAWAGELAM | PUSAT | DKI JAKARTA | JAKARTA TIMUR | MAIN UNIT | EMP | 16 December 2014 | TRIYONO - TSE AREA BARAT | 1 January 1900 |  | 16 December 2014 | TRIYONO - TSE AREA BARAT | - |  | INACTIVE
0184258 | ASN3U | Nivec 3 Aerosol Nebulizer |  |  | GN00002986 | RDC PUSAT - RAWAGELAM | PUSAT | DKI JAKARTA | JAKARTA TIMUR | MAIN UNIT | EMP | 16 December 2014 | TRIYONO - TSE AREA BARAT | 1 January 1900 |  | 16 December 2014 | TRIYONO - TSE AREA BARAT | - |  | INACTIVE
0184259 | ASN3U | Nivec 3 Aerosol Nebulizer |  |  | GN00000201 | RSUD ARIFIN ACHMAD - PEKANBARU | PEKAN BARU | RIAU | PEKANBARU | MAIN UNIT | CUSTOMER | 17 December 2014 | PETRUS SIMON | 20 July 2016 |  | 17 December 2014 | PETRUS SIMON | - |  | INACTIVE
0184260 | ASN3U | Nivec 3 Aerosol Nebulizer |  |  | GN00000250 | RSUD PADANG PARIAMAN | PADANG | SUMATERA BARAT | PADANG | MAIN UNIT | CUSTOMER | - |  | 15 December 2014 |  | - |  | - |  | INACTIVE
0184261 | ASN3U | Nivec 3 Aerosol Nebulizer |  |  | GN00002986 | RDC PUSAT - RAWAGELAM | PUSAT | DKI JAKARTA | JAKARTA TIMUR | MAIN UNIT | EMP | 17 December 2014 | SURYADI | 1 January 1900 |  | 17 December 2014 | SURYADI | - |  | INACTIVE
0184262 | ASN3U | Nivec 3 Aerosol Nebulizer |  |  | GN00001071 | RSUD CIMACAN | SUKABUMI | JAWA BARAT | CIANJUR | MAIN UNIT | CUSTOMER | 9 October 2015 | TRIYONO - TSE AREA BARAT | 9 October 2015 |  | 9 October 2015 | TRIYONO - TSE AREA BARAT | - |  | INACTIVE
0184265/ASP | ASN3U | Nivec 3 Aerosol Nebulizer |  |  | GN00000250 | RSUD PADANG PARIAMAN | PADANG | SUMATERA BARAT | PADANG | MAIN UNIT | CUSTOMER | - |  | 15 December 2014 |  | - |  | - |  | INACTIVE
0184266/ASP | ASN3U | Nivec 3 Aerosol Nebulizer |  |  | GN00000250 | RSUD PADANG PARIAMAN | PADANG | SUMATERA BARAT | PADANG | MAIN UNIT | CUSTOMER | - |  | 15 December 2014 |  | - |  | - |  | INACTIVE
0184267 | ASN3U | Nivec 3 Aerosol Nebulizer |  |  | GN00001071 | RSUD CIMACAN | SUKABUMI | JAWA BARAT | CIANJUR | MAIN UNIT | CUSTOMER | 9 October 2015 | TRIYONO - TSE AREA BARAT | 8 October 2015 |  | 9 October 2015 | TRIYONO - TSE AREA BARAT | - |  | INACTIVE
0184268 | ASN3U | Nivec 3 Aerosol Nebulizer |  |  | GN00002986 | RDC PUSAT - RAWAGELAM | PUSAT | DKI JAKARTA | JAKARTA TIMUR | MAIN UNIT | EMP | 16 December 2014 | TRIYONO - TSE AREA BARAT | 1 January 1900 |  | 16 December 2014 | TRIYONO - TSE AREA BARAT | - |  | INACTIVE
0184273 | ASN3U | Nivec 3 Aerosol Nebulizer |  |  | GN00002986 | RDC PUSAT - RAWAGELAM | PUSAT | DKI JAKARTA | JAKARTA TIMUR | MAIN UNIT | EMP | 16 December 2014 | TRIYONO - TSE AREA BARAT | 1 January 1900 |  | 16 December 2014 | TRIYONO - TSE AREA BARAT | - |  | INACTIVE
0184273/ASP | ASN3U | Nivec 3 Aerosol Nebulizer |  |  | GN00000210 | RSUD DR RM PRATOMO BAGANSI API API | PEKAN BARU | RIAU | ROKAN HILIR | MAIN UNIT | CUSTOMER | 10 November 2015 | MULKAN | 10 November 2015 |  | 10 November 2015 | MULKAN | - |  | INACTIVE
0184274 | ASN3U | Nivec 3 Aerosol Nebulizer |  |  | GN00002986 | RDC PUSAT - RAWAGELAM | PUSAT | DKI JAKARTA | JAKARTA TIMUR | MAIN UNIT | EMP | 16 December 2014 | TRIYONO - TSE AREA BARAT | 1 January 1900 |  | 16 December 2014 | TRIYONO - TSE AREA BARAT | - |  | INACTIVE
0184274/ASP | ASN3U | Nivec 3 Aerosol Nebulizer |  |  | GN00000210 | RSUD DR RM PRATOMO BAGANSI API API | PEKAN BARU | RIAU | ROKAN HILIR | MAIN UNIT | CUSTOMER | 10 November 2015 | MULKAN | 10 November 2015 |  | 10 November 2015 | MULKAN | - |  | INACTIVE
0184277/ASP | ASN3U | Nivec 3 Aerosol Nebulizer |  |  | GN00000250 | RSUD PADANG PARIAMAN | PADANG | SUMATERA BARAT | PADANG | MAIN UNIT | CUSTOMER | - |  | 15 December 2014 |  | - |  | - |  | INACTIVE
0184278/ASP | ASN3U | Nivec 3 Aerosol Nebulizer |  |  | GN00000250 | RSUD PADANG PARIAMAN | PADANG | SUMATERA BARAT | PADANG | MAIN UNIT | CUSTOMER | - |  | 15 December 2014 |  | - |  | - |  | INACTIVE
0184279/ASP | ASN3U | Nivec 3 Aerosol Nebulizer |  |  | GN00000250 | RSUD PADANG PARIAMAN | PADANG | SUMATERA BARAT | PADANG | MAIN UNIT | CUSTOMER | - |  | 15 December 2014 |  | - |  | - |  | INACTIVE
0184280/ASP | ASN3U | Nivec 3 Aerosol Nebulizer |  |  | GN00000250 | RSUD PADANG PARIAMAN | PADANG | SUMATERA BARAT | PADANG | MAIN UNIT | CUSTOMER | - |  | 15 December 2014 |  | - |  | - |  | INACTIVE
0184283/ASP | ASN3U | Nivec 3 Aerosol Nebulizer |  |  | GN00000250 | RSUD PADANG PARIAMAN | PADANG | SUMATERA BARAT | PADANG | MAIN UNIT | CUSTOMER | - |  | 15 December 2014 |  | - |  | - |  | INACTIVE
0184284/ASP | ASN3U | Nivec 3 Aerosol Nebulizer |  |  | GN00000250 | RSUD PADANG PARIAMAN | PADANG | SUMATERA BARAT | PADANG | MAIN UNIT | CUSTOMER | - |  | 15 December 2014 |  | - |  | - |  | INACTIVE
0184287 | ASN3U | Nivec 3 Aerosol Nebulizer |  |  | GN00002986 | RDC PUSAT - RAWAGELAM | PUSAT | DKI JAKARTA | JAKARTA TIMUR | MAIN UNIT | EMP | 17 December 2014 | SURYADI | 1 January 1900 |  | 17 December 2014 | SURYADI | - |  | INACTIVE
0184287/ASP | ASN3U | Nivec 3 Aerosol Nebulizer |  |  | GN00000210 | RSUD DR RM PRATOMO BAGANSI API API | PEKAN BARU | RIAU | ROKAN HILIR | MAIN UNIT | CUSTOMER | 10 November 2015 | MULKAN | 10 November 2015 |  | 10 November 2015 | MULKAN | - |  | INACTIVE
0184288 | ASN3U | Nivec 3 Aerosol Nebulizer |  |  | GN00002986 | RDC PUSAT - RAWAGELAM | PUSAT | DKI JAKARTA | JAKARTA TIMUR | MAIN UNIT | EMP | 16 December 2014 | TRIYONO - TSE AREA BARAT | 1 January 1900 |  | 16 December 2014 | TRIYONO - TSE AREA BARAT | - |  | INACTIVE
0184288/ASP | ASN3U | Nivec 3 Aerosol Nebulizer |  |  | GN00000210 | RSUD DR RM PRATOMO BAGANSI API API | PEKAN BARU | RIAU | ROKAN HILIR | MAIN UNIT | CUSTOMER | 10 November 2015 | MULKAN | 10 November 2015 |  | 10 November 2015 | MULKAN | - |  | INACTIVE
0184291 | ASN3U | Nivec 3 Aerosol Nebulizer |  |  | GN00002986 | RDC PUSAT - RAWAGELAM | PUSAT | DKI JAKARTA | JAKARTA TIMUR | MAIN UNIT | EMP | 15 December 2014 | PETRUS SIMON | 15 December 2014 |  | 15 December 2014 | PETRUS SIMON | - |  | INACTIVE
0184291/ASP | ASN3U | Nivec 3 Aerosol Nebulizer |  |  | GN00000210 | RSUD DR RM PRATOMO BAGANSI API API | PEKAN BARU | RIAU | ROKAN HILIR | MAIN UNIT | CUSTOMER | - |  | 10 November 2015 |  | - |  | - |  | INACTIVE
0184293 | ASN3U | Nivec 3 Aerosol Nebulizer |  |  | GN00002986 | RDC PUSAT - RAWAGELAM | PUSAT | DKI JAKARTA | JAKARTA TIMUR | MAIN UNIT | EMP | 17 December 2014 | SURYADI | 1 January 1900 |  | 17 December 2014 | SURYADI | - |  | INACTIVE
0184293/ASP | ASN3U | Nivec 3 Aerosol Nebulizer |  |  | GN00000210 | RSUD DR RM PRATOMO BAGANSI API API | PEKAN BARU | RIAU | ROKAN HILIR | MAIN UNIT | CUSTOMER | 10 November 2015 | MULKAN | 10 November 2015 |  | 10 November 2015 | MULKAN | - |  | INACTIVE
0184294 | ASN3U | Nivec 3 Aerosol Nebulizer |  |  | GN00001528 | DINAS KESEHATAN KOTA MALANG | MALANG | JAWA TIMUR | MALANG | MAIN UNIT | CUSTOMER | 13 December 2015 | ZENZEN | 8 December 2015 |  | 13 December 2015 | ZENZEN | - |  | INACTIVE
0184295 | ASN3U | Nivec 3 Aerosol Nebulizer |  |  | GN19120011 | RSUD BINTAN | BATAM | KEPULAUAN RIAU | BATAM | MAIN UNIT | CUSTOMER | 17 December 2014 | SURYADI | 21 September 2020 | RUDI SETIAWAN - TSE | 17 December 2014 | SURYADI | 21 September 2020 | RUDI SETIAWAN - TSE | INACTIVE
0184296 | ASN3U | Nivec 3 Aerosol Nebulizer |  |  | GN00001528 | DINAS KESEHATAN KOTA MALANG | MALANG | JAWA TIMUR | MALANG | MAIN UNIT | CUSTOMER | 13 December 2015 | ZENZEN | 8 December 2015 |  | 13 December 2015 | ZENZEN | - |  | INACTIVE
0184297 | ASN3U | Nivec 3 Aerosol Nebulizer |  |  | GN00001528 | DINAS KESEHATAN KOTA MALANG | MALANG | JAWA TIMUR | MALANG | MAIN UNIT | CUSTOMER | 13 December 2015 | ZENZEN | 8 December 2015 |  | 13 December 2015 | ZENZEN | - |  | INACTIVE
0184298 | ASN3U | Nivec 3 Aerosol Nebulizer |  |  | GN00001528 | DINAS KESEHATAN KOTA MALANG | MALANG | JAWA TIMUR | MALANG | MAIN UNIT | CUSTOMER | 13 December 2015 | ZENZEN | 8 December 2015 |  | 13 December 2015 | ZENZEN | - |  | INACTIVE
0184299 | ASN3U | Nivec 3 Aerosol Nebulizer |  |  | GN00000595 | RSUD DR ABDUL AZIZ | PONTIANAK | KALIMANTAN BARAT | PONTIANAK | MAIN UNIT | CUSTOMER | 17 December 2014 | SURYADI | 17 December 2015 |  | 17 December 2014 | SURYADI | - |  | INACTIVE
0184300 | ASN3U | Nivec 3 Aerosol Nebulizer |  |  | GN00000595 | RSUD DR ABDUL AZIZ | PONTIANAK | KALIMANTAN BARAT | PONTIANAK | MAIN UNIT | CUSTOMER | 17 December 2014 | SURYADI | 17 December 2015 |  | 17 December 2014 | SURYADI | - |  | INACTIVE
0184301 | ASN3U | Nivec 3 Aerosol Nebulizer |  |  | GN00000595 | RSUD DR ABDUL AZIZ | PONTIANAK | KALIMANTAN BARAT | PONTIANAK | MAIN UNIT | CUSTOMER | 17 December 2014 | SURYADI | 17 December 2015 |  | 17 December 2014 | SURYADI | - |  | INACTIVE
0184302 | ASN3U | Nivec 3 Aerosol Nebulizer |  |  | GN00002917 | RS BRAWIJAYA | PEJATEN | DKI JAKARTA | JAKARTA SELATAN | MAIN UNIT | EMP | 17 December 2014 | SURYADI | 1 January 1900 |  | 17 December 2014 | SURYADI | - |  | INACTIVE
0184303 | ASN3U | Nivec 3 Aerosol Nebulizer |  |  | GN00000595 | RSUD DR ABDUL AZIZ | PONTIANAK | KALIMANTAN BARAT | PONTIANAK | MAIN UNIT | CUSTOMER | 17 December 2014 | SURYADI | 17 December 2015 |  | 17 December 2014 | SURYADI | - |  | INACTIVE
0184304 | ASN3U | Nivec 3 Aerosol Nebulizer |  |  | GN00002986 | RDC PUSAT - RAWAGELAM | PUSAT | DKI JAKARTA | JAKARTA TIMUR | MAIN UNIT | EMP | 17 December 2014 | SURYADI | 1 January 1900 |  | 17 December 2014 | SURYADI | - |  | INACTIVE
0184305 | ASN3U | Nivec 3 Aerosol Nebulizer |  |  | GN00000595 | RSUD DR ABDUL AZIZ | PONTIANAK | KALIMANTAN BARAT | PONTIANAK | MAIN UNIT | CUSTOMER | 17 December 2014 | SURYADI | 17 December 2015 |  | 17 December 2014 | SURYADI | - |  | INACTIVE
0184306 | ASN3U | Nivec 3 Aerosol Nebulizer |  |  | GN00002452 | RSIA MUHAMMADIYAH KEDIRI | KEDIRI | JAWA TIMUR | KEDIRI | MAIN UNIT | CUSTOMER | 17 December 2014 | SURYADI | 6 December 2021 | PHILIP LAKRISNA - TSE | 17 December 2014 | SURYADI | 6 December 2021 | PHILIP LAKRISNA - TSE | INACTIVE
0184307 | ASN3U | Nivec 3 Aerosol Nebulizer |  |  | GN00000595 | RSUD DR ABDUL AZIZ | PONTIANAK | KALIMANTAN BARAT | PONTIANAK | MAIN UNIT | CUSTOMER | 17 December 2014 | SURYADI | 17 December 2015 |  | 17 December 2014 | SURYADI | - |  | INACTIVE
0184308 | ASN3U | Nivec 3 Aerosol Nebulizer |  |  | GN00001909 | RSUD MUNTILAN | YOGYAKARTA | YOGYAKARTA | YOGYAKARTA | MAIN UNIT | CUSTOMER | - |  | 20 January 2016 |  | - |  | - |  | INACTIVE
0184309 | ASN3U | Nivec 3 Aerosol Nebulizer |  |  | GN00002986 | RDC PUSAT - RAWAGELAM | PUSAT | DKI JAKARTA | JAKARTA TIMUR | MAIN UNIT | EMP | 17 December 2014 | SURYADI | 1 January 1900 |  | 17 December 2014 | SURYADI | - |  | INACTIVE
0184310 | ASN3U | Nivec 3 Aerosol Nebulizer |  |  | GN00002986 | RDC PUSAT - RAWAGELAM | PUSAT | DKI JAKARTA | JAKARTA TIMUR | MAIN UNIT | EMP | 17 December 2014 | SURYADI | 1 January 1900 |  | 17 December 2014 | SURYADI | - |  | INACTIVE
0184311 | ASN3U | Nivec 3 Aerosol Nebulizer |  |  | GN00002986 | RDC PUSAT - RAWAGELAM | PUSAT | DKI JAKARTA | JAKARTA TIMUR | MAIN UNIT | EMP | 17 December 2014 | SURYADI | 1 January 1900 |  | 17 December 2014 | SURYADI | - |  | INACTIVE
0184312 | ASN3U | Nivec 3 Aerosol Nebulizer |  |  | GN00002986 | RDC PUSAT - RAWAGELAM | PUSAT | DKI JAKARTA | JAKARTA TIMUR | MAIN UNIT | EMP | 17 December 2014 | SURYADI | 1 January 1900 |  | 17 December 2014 | SURYADI | - |  | INACTIVE
0184313 | ASN3U | Nivec 3 Aerosol Nebulizer |  |  | GN00002986 | RDC PUSAT - RAWAGELAM | PUSAT | DKI JAKARTA | JAKARTA TIMUR | MAIN UNIT | EMP | 17 December 2014 | SURYADI | 1 January 1900 |  | 17 December 2014 | SURYADI | - |  | INACTIVE
0184314 | ASN3U | Nivec 3 Aerosol Nebulizer |  |  | GN00002986 | RDC PUSAT - RAWAGELAM | PUSAT | DKI JAKARTA | JAKARTA TIMUR | MAIN UNIT | EMP | 17 December 2014 | SURYADI | 1 January 1900 |  | 17 December 2014 | SURYADI | - |  | INACTIVE
0184315 | ASN3U | Nivec 3 Aerosol Nebulizer |  |  | GN00002986 | RDC PUSAT - RAWAGELAM | PUSAT | DKI JAKARTA | JAKARTA TIMUR | MAIN UNIT | EMP | 17 December 2014 | SURYADI | 1 January 1900 |  | 17 December 2014 | SURYADI | - |  | INACTIVE
0184316 | ASN3U | Nivec 3 Aerosol Nebulizer |  |  | GN00002986 | RDC PUSAT - RAWAGELAM | PUSAT | DKI JAKARTA | JAKARTA TIMUR | MAIN UNIT | EMP | 17 December 2014 | SURYADI | 1 January 1900 |  | 17 December 2014 | SURYADI | - |  | INACTIVE
0184317 | ASN3U | Nivec 3 Aerosol Nebulizer |  |  | GN00002986 | RDC PUSAT - RAWAGELAM | PUSAT | DKI JAKARTA | JAKARTA TIMUR | MAIN UNIT | EMP | 17 December 2014 | SURYADI | 1 January 1900 |  | 17 December 2014 | SURYADI | - |  | INACTIVE
0184318 | ASN3U | Nivec 3 Aerosol Nebulizer |  |  | GN00002986 | RDC PUSAT - RAWAGELAM | PUSAT | DKI JAKARTA | JAKARTA TIMUR | MAIN UNIT | EMP | 17 December 2014 | SURYADI | 1 January 1900 |  | 17 December 2014 | SURYADI | - |  | INACTIVE
0184319 | ASN3U | Nivec 3 Aerosol Nebulizer |  |  | GN00002986 | RDC PUSAT - RAWAGELAM | PUSAT | DKI JAKARTA | JAKARTA TIMUR | MAIN UNIT | EMP | 17 December 2014 | SURYADI | 1 January 1900 |  | 17 December 2014 | SURYADI | - |  | INACTIVE
0184320 | ASN3U | Nivec 3 Aerosol Nebulizer |  |  | GN00002986 | RDC PUSAT - RAWAGELAM | PUSAT | DKI JAKARTA | JAKARTA TIMUR | MAIN UNIT | EMP | 17 December 2014 | SURYADI | 1 January 1900 |  | 17 December 2014 | SURYADI | - |  | INACTIVE
0184321 | ASN3U | Nivec 3 Aerosol Nebulizer |  |  | GN00002986 | RDC PUSAT - RAWAGELAM | PUSAT | DKI JAKARTA | JAKARTA TIMUR | MAIN UNIT | EMP | 17 December 2014 | SURYADI | 1 January 1900 |  | 17 December 2014 | SURYADI | - |  | INACTIVE
0184322 | ASN3U | Nivec 3 Aerosol Nebulizer |  |  | GN00002986 | RDC PUSAT - RAWAGELAM | PUSAT | DKI JAKARTA | JAKARTA TIMUR | MAIN UNIT | EMP | 17 December 2014 | SURYADI | 1 January 1900 |  | 17 December 2014 | SURYADI | - |  | INACTIVE
0184323 | ASN3U | Nivec 3 Aerosol Nebulizer |  |  | GN00002986 | RDC PUSAT - RAWAGELAM | PUSAT | DKI JAKARTA | JAKARTA TIMUR | MAIN UNIT | EMP | 17 December 2014 | SURYADI | 1 January 1900 |  | 17 December 2014 | SURYADI | - |  | INACTIVE
0184324 | ASN3U | Nivec 3 Aerosol Nebulizer |  |  | GN00002986 | RDC PUSAT - RAWAGELAM | PUSAT | DKI JAKARTA | JAKARTA TIMUR | MAIN UNIT | EMP | 17 December 2014 | SURYADI | 1 January 1900 |  | 17 December 2014 | SURYADI | - |  | INACTIVE
0184325 | ASN3U | Nivec 3 Aerosol Nebulizer |  |  | GN00002986 | RDC PUSAT - RAWAGELAM | PUSAT | DKI JAKARTA | JAKARTA TIMUR | MAIN UNIT | EMP | 17 December 2014 | SURYADI | 1 January 1900 |  | 17 December 2014 | SURYADI | - |  | INACTIVE
0184326 | ASN3U | Nivec 3 Aerosol Nebulizer |  |  | GN22010008 | KLINIK CEMERLANG | SUKABUMI | JAWA BARAT | SUKABUMI | MAIN UNIT | CUSTOMER | 17 December 2014 | SURYADI | 1 January 1900 |  | 17 December 2014 | SURYADI | - |  | INACTIVE
0184327 | ASN3U | Nivec 3 Aerosol Nebulizer |  |  | GN00002986 | RDC PUSAT - RAWAGELAM | PUSAT | DKI JAKARTA | JAKARTA TIMUR | MAIN UNIT | EMP | 17 December 2014 | SURYADI | 1 January 1900 |  | 17 December 2014 | SURYADI | - |  | INACTIVE
0184328 | ASN3U | Nivec 3 Aerosol Nebulizer |  |  | GN00002986 | RDC PUSAT - RAWAGELAM | PUSAT | DKI JAKARTA | JAKARTA TIMUR | MAIN UNIT | EMP | 17 December 2014 | SURYADI | 1 January 1900 |  | 17 December 2014 | SURYADI | - |  | INACTIVE
0184329 | ASN3U | Nivec 3 Aerosol Nebulizer |  |  | GN00002986 | RDC PUSAT - RAWAGELAM | PUSAT | DKI JAKARTA | JAKARTA TIMUR | MAIN UNIT | EMP | 16 December 2014 | TRIYONO - TSE AREA BARAT | 1 January 1900 |  | 16 December 2014 | TRIYONO - TSE AREA BARAT | - |  | INACTIVE
0184330 | ASN3U | Nivec 3 Aerosol Nebulizer |  |  | GN00002986 | RDC PUSAT - RAWAGELAM | PUSAT | DKI JAKARTA | JAKARTA TIMUR | MAIN UNIT | EMP | 16 December 2014 | TRIYONO - TSE AREA BARAT | 1 January 1900 |  | 16 December 2014 | TRIYONO - TSE AREA BARAT | - |  | INACTIVE
0184333 | ASN3U | Nivec 3 Aerosol Nebulizer |  |  | GN00001783 | RS PKU Muhammadiyah Surakarta | SOLO | JAWA TENGAH | SURAKARTA | MAIN UNIT | CUSTOMER | 16 December 2014 | TRIYONO - TSE AREA BARAT | 8 May 2024 |  | 16 December 2014 | TRIYONO - TSE AREA BARAT | 28 May 2024 | ANDI ISMAIL - SPV TSE TIMUR | INACTIVE
0184334 | ASN3U | Nivec 3 Aerosol Nebulizer |  |  | GN00001783 | RS PKU Muhammadiyah Surakarta | SOLO | JAWA TENGAH | SURAKARTA | MAIN UNIT | CUSTOMER | 16 December 2014 | TRIYONO - TSE AREA BARAT | 8 May 2024 |  | 16 December 2014 | TRIYONO - TSE AREA BARAT | 28 May 2024 | ANDI ISMAIL - SPV TSE TIMUR | INACTIVE
0184335 | ASN3U | Nivec 3 Aerosol Nebulizer |  |  | GN00001783 | RS PKU Muhammadiyah Surakarta | SOLO | JAWA TENGAH | SURAKARTA | MAIN UNIT | CUSTOMER | 16 December 2014 | TRIYONO - TSE AREA BARAT | 8 May 2024 |  | 16 December 2014 | TRIYONO - TSE AREA BARAT | 28 May 2024 | ANDI ISMAIL - SPV TSE TIMUR | INACTIVE
0184336 | ASN3U | Nivec 3 Aerosol Nebulizer |  |  | GN00001783 | RS PKU Muhammadiyah Surakarta | SOLO | JAWA TENGAH | SURAKARTA | MAIN UNIT | CUSTOMER | 16 December 2014 | TRIYONO - TSE AREA BARAT | 8 May 2024 |  | 16 December 2014 | TRIYONO - TSE AREA BARAT | 28 May 2024 | ANDI ISMAIL - SPV TSE TIMUR | INACTIVE
0184337 | ASN3U | Nivec 3 Aerosol Nebulizer |  |  | GN00001783 | RS PKU Muhammadiyah Surakarta | SOLO | JAWA TENGAH | SURAKARTA | MAIN UNIT | CUSTOMER | 16 December 2014 | TRIYONO - TSE AREA BARAT | 8 May 2024 |  | 16 December 2014 | TRIYONO - TSE AREA BARAT | 28 May 2024 | ANDI ISMAIL - SPV TSE TIMUR | INACTIVE
0184338 | ASN3U | Nivec 3 Aerosol Nebulizer |  |  | GN00002986 | RDC PUSAT - RAWAGELAM | PUSAT | DKI JAKARTA | JAKARTA TIMUR | MAIN UNIT | EMP | 16 December 2014 | TRIYONO - TSE AREA BARAT | 1 January 1900 |  | 16 December 2014 | TRIYONO - TSE AREA BARAT | - |  | INACTIVE
0184339 | ASN3U | Nivec 3 Aerosol Nebulizer |  |  | GN00002986 | RDC PUSAT - RAWAGELAM | PUSAT | DKI JAKARTA | JAKARTA TIMUR | MAIN UNIT | EMP | 16 December 2014 | TRIYONO - TSE AREA BARAT | 1 January 1900 |  | 16 December 2014 | TRIYONO - TSE AREA BARAT | - |  | INACTIVE
0184340 | ASN3U | Nivec 3 Aerosol Nebulizer |  |  | GN00002986 | RDC PUSAT - RAWAGELAM | PUSAT | DKI JAKARTA | JAKARTA TIMUR | MAIN UNIT | EMP | 16 December 2014 | TRIYONO - TSE AREA BARAT | 1 January 1900 |  | 16 December 2014 | TRIYONO - TSE AREA BARAT | - |  | INACTIVE
0184341 | ASN3U | Nivec 3 Aerosol Nebulizer |  |  | GN00002986 | RDC PUSAT - RAWAGELAM | PUSAT | DKI JAKARTA | JAKARTA TIMUR | MAIN UNIT | EMP | 17 December 2014 | SURYADI | 1 January 1900 |  | 17 December 2014 | SURYADI | - |  | INACTIVE
0184342 | ASN3U | Nivec 3 Aerosol Nebulizer |  |  | GN00002986 | RDC PUSAT - RAWAGELAM | PUSAT | DKI JAKARTA | JAKARTA TIMUR | MAIN UNIT | EMP | 17 December 2014 | SURYADI | 1 January 1900 |  | 17 December 2014 | SURYADI | - |  | INACTIVE
0184345 | ASN3U | Nivec 3 Aerosol Nebulizer |  |  | GN00002986 | RDC PUSAT - RAWAGELAM | PUSAT | DKI JAKARTA | JAKARTA TIMUR | MAIN UNIT | EMP | 16 December 2014 | TRIYONO - TSE AREA BARAT | 1 January 1900 |  | 16 December 2014 | TRIYONO - TSE AREA BARAT | - |  | INACTIVE
0184346 | ASN3U | Nivec 3 Aerosol Nebulizer |  |  | GN00002986 | RDC PUSAT - RAWAGELAM | PUSAT | DKI JAKARTA | JAKARTA TIMUR | MAIN UNIT | EMP | 16 December 2014 | TRIYONO - TSE AREA BARAT | 1 January 1900 |  | 16 December 2014 | TRIYONO - TSE AREA BARAT | - |  | INACTIVE
0184347 | ASN3U | Nivec 3 Aerosol Nebulizer |  |  | GN00002986 | RDC PUSAT - RAWAGELAM | PUSAT | DKI JAKARTA | JAKARTA TIMUR | MAIN UNIT | EMP | 16 December 2014 | TRIYONO - TSE AREA BARAT | 1 January 1900 |  | 16 December 2014 | TRIYONO - TSE AREA BARAT | - |  | INACTIVE
0184348 | ASN3U | Nivec 3 Aerosol Nebulizer |  |  | GN00002986 | RDC PUSAT - RAWAGELAM | PUSAT | DKI JAKARTA | JAKARTA TIMUR | MAIN UNIT | EMP | 16 December 2014 | TRIYONO - TSE AREA BARAT | 1 January 1900 |  | 16 December 2014 | TRIYONO - TSE AREA BARAT | - |  | INACTIVE
0184349 | ASN3U | Nivec 3 Aerosol Nebulizer |  |  | GN00002986 | RDC PUSAT - RAWAGELAM | PUSAT | DKI JAKARTA | JAKARTA TIMUR | MAIN UNIT | EMP | 16 December 2014 | TRIYONO - TSE AREA BARAT | 1 January 1900 |  | 16 December 2014 | TRIYONO - TSE AREA BARAT | - |  | INACTIVE
0184350 | ASN3U | Nivec 3 Aerosol Nebulizer |  |  | GN00002986 | RDC PUSAT - RAWAGELAM | PUSAT | DKI JAKARTA | JAKARTA TIMUR | MAIN UNIT | EMP | 16 December 2014 | TRIYONO - TSE AREA BARAT | 1 January 1900 |  | 16 December 2014 | TRIYONO - TSE AREA BARAT | - |  | INACTIVE
0184351 | ASN3U | Nivec 3 Aerosol Nebulizer |  |  | GN00001831 | RSUD NGUDI WALUYO | MALANG | JAWA TIMUR | BLITAR | MAIN UNIT | CUSTOMER | - |  | 23 December 2014 |  | - |  | - |  | INACTIVE
0184352 | ASN3U | Nivec 3 Aerosol Nebulizer |  |  | GN00001831 | RSUD NGUDI WALUYO | MALANG | JAWA TIMUR | BLITAR | MAIN UNIT | CUSTOMER | - |  | 23 December 2014 |  | - |  | - |  | INACTIVE
0184353 | ASN3U | Nivec 3 Aerosol Nebulizer |  |  | GN00002986 | RDC PUSAT - RAWAGELAM | PUSAT | DKI JAKARTA | JAKARTA TIMUR | MAIN UNIT | EMP | 16 December 2014 | TRIYONO - TSE AREA BARAT | 1 January 1900 |  | 16 December 2014 | TRIYONO - TSE AREA BARAT | - |  | INACTIVE
0184354 | ASN3U | Nivec 3 Aerosol Nebulizer |  |  | GN00002986 | RDC PUSAT - RAWAGELAM | PUSAT | DKI JAKARTA | JAKARTA TIMUR | MAIN UNIT | EMP | 16 December 2014 | TRIYONO - TSE AREA BARAT | 1 January 1900 |  | 16 December 2014 | TRIYONO - TSE AREA BARAT | - |  | INACTIVE
0187.0.00001015.T985FD | TE030 | DOPPLER TSN 985 FD | IMAGING | TESENA INOVINDO, PT | GN00006534 | DINAS KESEHATAN KAB/KOTA. BANGKA SELATAN | PANGKAL PINANG | KEPULAUAN BANGKA BELITUNG | BANGKA SELATAN | MAIN UNIT | CUSTOMER | - |  | 2 December 2015 |  | - |  | - |  | ACTIVE
0188.C.07120315.T910SC-C | TM01U | Infant Incubator Tsn910Sc |  |  | GN00008551 | RSUD BAGAS WARAS KLATEN | YOGYAKARTA | YOGYAKARTA | YOGYAKARTA | MAIN UNIT | CUSTOMER | 8 July 2015 | RAKHMAT | 8 July 2015 |  | 8 July 2015 | RAKHMAT | - |  | ACTIVE
0189.0.00001015.T985FD | TE030 | DOPPLER TSN 985 FD | IMAGING | TESENA INOVINDO, PT | GN00006531 | DINAS KESEHATAN KAB/KOTA. KOBA BANGKA TENGAH | PANGKAL PINANG | KEPULAUAN BANGKA BELITUNG | BANGKA TENGAH | MAIN UNIT | CUSTOMER | - |  | 2 December 2015 |  | - |  | - |  | ACTIVE
0189.C.07120315.T910SC-C | TE004 | INCUBATOR TSN910SCC | IMAGING | TESENA INOVINDO, PT | GN00008551 | RSUD BAGAS WARAS KLATEN | YOGYAKARTA | YOGYAKARTA | YOGYAKARTA | MAIN UNIT | CUSTOMER | 8 July 2015 | RAKHMAT | 8 July 2015 |  | 8 July 2015 | RAKHMAT | - |  | ACTIVE
019/X/04 | BD910 |  |  |  | GN00001782 | RSU KASIH IBU SURAKARTA | SOLO | JAWA TENGAH | SURAKARTA | MAIN UNIT | CUSTOMER | 3 July 2014 | RAKHMAT | 1 January 1900 |  | 3 July 2014 | RAKHMAT | - |  | INACTIVE
019/XI/10T807IW-SC | 807IW |  |  |  | GN00002200 | RSUD BHAKTI DHARMA HUSADA | SURABAYA-1 | JAWA TIMUR | SURABAYA | MAIN UNIT | CUSTOMER | 20 April 2015 | GANDHI YANRANGGA | 1 January 1900 |  | 20 April 2015 | GANDHI YANRANGGA | - |  | INACTIVE
019/XII/11T9201 | TE034 | SCRUB 1P TSN 9201 | IMAGING | TESENA INOVINDO, PT | GN00008336 | RSUD NGIMBANG | SURABAYA-1 | JAWA TIMUR | SURABAYA | MAIN UNIT | CUSTOMER | - |  | 1 January 1900 |  | - |  | - |  | ACTIVE
0191.0.00001015.T985FD | TE030 | DOPPLER TSN 985 FD | IMAGING | TESENA INOVINDO, PT | GN00006534 | DINAS KESEHATAN KAB/KOTA. BANGKA SELATAN | PANGKAL PINANG | KEPULAUAN BANGKA BELITUNG | BANGKA SELATAN | MAIN UNIT | CUSTOMER | 27 December 2015 | INDRA BUDI GUNAWAN | 3 December 2015 |  | 27 December 2015 | INDRA BUDI GUNAWAN | - |  | ACTIVE
0191.0.00001115.T505PS | TE044 | SUCTION TSN 505 PS | IMAGING | TESENA INOVINDO, PT | GN00009512 | PUSKESMAS CAB SETABELAN KOTA SOLO | SOLO | JAWA TENGAH | SURAKARTA | MAIN UNIT | CUSTOMER | 4 December 2015 | RAKHMAT | 3 December 2015 |  | 4 December 2015 | RAKHMAT | - |  | ACTIVE
02/IX/14 | FV144 |  |  |  | GN00003554 | RSUD EMBUNG FATIMAH | BATAM | KEPULAUAN RIAU | BATAM | MAIN UNIT | CUSTOMER | 27 February 2015 | MULKAN | 5 December 2014 |  | 27 February 2015 | MULKAN | - |  | INACTIVE
020/V/11 | TI705 |  |  |  | GN00000533 | RSUD TUGUREJO | SEMARANG | JAWA TENGAH | SEMARANG | MAIN UNIT | CUSTOMER | 1 February 1990 | MUNADI - TSE | 1 January 1900 |  | 1 February 1990 | MUNADI - TSE | - |  | INACTIVE
020/XI/10T807IW-SC | TE019 | WARMER TSN 807 IWSC | IMAGING | TESENA INOVINDO, PT | GN00002200 | RSUD BHAKTI DHARMA HUSADA | SURABAYA-1 | JAWA TIMUR | SURABAYA | MAIN UNIT | CUSTOMER | 20 April 2015 | GANDHI YANRANGGA | 1 January 1900 |  | 20 April 2015 | GANDHI YANRANGGA | - |  | ACTIVE
02024001 | MPESU | MEGA POWER ELECTROSURGICAL GENERATOR | IMAGING | MEGADYNE MEDICAL | GN00002072 | RSIA FAMILY | JAKARTA-2 | DKI JAKARTA | JAKARTA UTARA | MAIN UNIT | CUSTOMER | 26 March 2015 | IBNUL AZIZ - TSE | 1 January 1900 |  | 26 March 2015 | IBNUL AZIZ - TSE | - |  | ACTIVE
02033001 | MPESU | MEGA POWER ELECTROSURGICAL GENERATOR | IMAGING | MEGADYNE MEDICAL | GN00001771 | RSUD DR WAHIDIN SUDIROHUSODO | MAKASSAR | SULAWESI SELATAN | MAKASSAR | MAIN UNIT | CUSTOMER | 7 February 2018 | TRIYONO - TSE AREA BARAT | 1 January 1900 |  | 7 February 2018 | TRIYONO - TSE AREA BARAT | - |  | ACTIVE
02086 | SCT04 | CITADEL 2000 | DIAGNOSTIC 2 | SHANDON DIAGNOSTICS Ltd. | GN00008397 | RS TK II DR. SOEPRAOEN | MALANG | JAWA TIMUR | MALANG | MAIN UNIT | CUSTOMER | 21 June 2017 | SAHID DERMAWAN - SPV TSE BARAT | 1 January 1900 |  | 21 June 2017 | SAHID DERMAWAN - SPV TSE BARAT | - |  | ACTIVE
02087 | SCT04 | CITADEL 2000 | DIAGNOSTIC 2 | SHANDON DIAGNOSTICS Ltd. | GN00008397 | RS TK II DR. SOEPRAOEN | MALANG | JAWA TIMUR | MALANG | MAIN UNIT | CUSTOMER | 21 June 2017 | SAHID DERMAWAN - SPV TSE BARAT | 1 January 1900 |  | 21 June 2017 | SAHID DERMAWAN - SPV TSE BARAT | - |  | ACTIVE
02099 | CL631 | CL ANALYZER | DIAGNOSTIC 2 | WERFEN HONG KONG LIMITED | GN00002986 | RDC PUSAT - RAWAGELAM | PUSAT | DKI JAKARTA | JAKARTA TIMUR | MAIN UNIT | EMP | - |  | - |  | 10 May 2021 | LEO LANANG SIGIT - TSE CP | - |  | ACTIVE
021/XII/10 | TE019 | WARMER TSN 807 IWSC | IMAGING | TESENA INOVINDO, PT | GN00000491 | RSIA KOTA SABUSSALAM | BANDA ACEH | ACEH | SUBULUSSALAM | MAIN UNIT | CUSTOMER | 23 June 2016 |  | 1 January 2013 |  | 23 June 2016 |  | - |  | ACTIVE
0214-0438 | AS10U | SUCTION PUMP SAM-12 | IMAGING | M.G. ELECTRIC - UK | GN00000971 | RSUD SOREANG | BANDUNG | JAWA BARAT | BANDUNG | MAIN UNIT | CUSTOMER | 5 August 2015 | IBNUL AZIZ - TSE | 27 October 2014 |  | 5 August 2015 | IBNUL AZIZ - TSE | - |  | ACTIVE
0214-0466 | AS10U | SUCTION PUMP SAM-12 | IMAGING | M.G. ELECTRIC - UK | GN00001397 | RSUD LEWOLEBA | KUPANG | NUSA TENGGARA TIMUR | LEMBATA | MAIN UNIT | CUSTOMER | 27 November 2014 | I KADEK - TSE | 27 November 1900 |  | 27 November 2014 | I KADEK - TSE | - |  | ACTIVE
0214-0467 | AS10U | SUCTION PUMP SAM-12 | IMAGING | M.G. ELECTRIC - UK | GN00001413 | RSU DR TC HILLERS MAUMERE | KUPANG | NUSA TENGGARA TIMUR | MAUMERE | MAIN UNIT | CUSTOMER | 29 November 2014 | I KADEK - TSE | 29 November 2014 |  | 29 November 2014 | I KADEK - TSE | - |  | ACTIVE
0214-0490 | AS10U | SUCTION PUMP SAM-12 | IMAGING | M.G. ELECTRIC - UK | GN00001203 | RSU TASIKMALAYA MEDICAL CENTRE (TMC) | TASIKMALAYA | JAWA BARAT | TASIKMALAYA | MAIN UNIT | CUSTOMER | 3 November 2014 | SUKMA WIJAYA - TSE | 27 June 2014 |  | 3 November 2014 | SUKMA WIJAYA - TSE | - |  | ACTIVE
0214.0.10120915.TCL2H5 | TE023 | PHOTOTHERAPY TLC 2 H 4 | IMAGING | TESENA INOVINDO, PT | GN00001204 | RSUD CILACAP | PURWOKERTO | JAWA TENGAH | CILACAP | MAIN UNIT | CUSTOMER | - |  | 12 November 2015 |  | - |  | - |  | ACTIVE
0215.0.03131115.TLC2H-4 | TE023 | PHOTOTHERAPY TLC 2 H 4 | IMAGING | TESENA INOVINDO, PT | GN00009525 | RS KATOLIK PALANGKARAYA | BANJARMASIN | KALIMANTAN SELATAN | BANJARMASIN | MAIN UNIT | CUSTOMER | - |  | 14 December 2015 |  | - |  | - |  | ACTIVE
0218-0276 | AS30U | SUCTION PUMP SAM-35 | IMAGING | M.G. ELECTRIC - UK | GN00002986 | RDC PUSAT - RAWAGELAM | PUSAT | DKI JAKARTA | JAKARTA TIMUR | MAIN UNIT | EMP | 19 March 2018 | ARIEF SETIAWAN - TSE CP | 16 March 2018 |  | 19 March 2018 | ARIEF SETIAWAN - TSE CP | - |  | ACTIVE
0218-0277 | AS30U | SUCTION PUMP SAM-35 | IMAGING | M.G. ELECTRIC - UK | GN00002986 | RDC PUSAT - RAWAGELAM | PUSAT | DKI JAKARTA | JAKARTA TIMUR | MAIN UNIT | EMP | 19 March 2018 | ARIEF SETIAWAN - TSE CP | 16 March 2018 |  | 19 March 2018 | ARIEF SETIAWAN - TSE CP | - |  | ACTIVE
0218-0278 | AS30U | SUCTION PUMP SAM-35 | IMAGING | M.G. ELECTRIC - UK | GN00002986 | RDC PUSAT - RAWAGELAM | PUSAT | DKI JAKARTA | JAKARTA TIMUR | MAIN UNIT | EMP | 19 March 2018 | ARIEF SETIAWAN - TSE CP | 16 March 2018 |  | 19 March 2018 | ARIEF SETIAWAN - TSE CP | - |  | ACTIVE
0218-0279 | AS30U | SUCTION PUMP SAM-35 | IMAGING | M.G. ELECTRIC - UK | GN00002986 | RDC PUSAT - RAWAGELAM | PUSAT | DKI JAKARTA | JAKARTA TIMUR | MAIN UNIT | EMP | 19 March 2018 | ARIEF SETIAWAN - TSE CP | 16 March 2018 |  | 19 March 2018 | ARIEF SETIAWAN - TSE CP | - |  | ACTIVE
0218-0280 | AS30U | SUCTION PUMP SAM-35 | IMAGING | M.G. ELECTRIC - UK | GN00002986 | RDC PUSAT - RAWAGELAM | PUSAT | DKI JAKARTA | JAKARTA TIMUR | MAIN UNIT | EMP | 19 March 2018 | ARIEF SETIAWAN - TSE CP | 16 March 2018 |  | 19 March 2018 | ARIEF SETIAWAN - TSE CP | - |  | ACTIVE
0218-0281 | AS30U | SUCTION PUMP SAM-35 | IMAGING | M.G. ELECTRIC - UK | GN00002986 | RDC PUSAT - RAWAGELAM | PUSAT | DKI JAKARTA | JAKARTA TIMUR | MAIN UNIT | EMP | 19 March 2018 | ARIEF SETIAWAN - TSE CP | 16 March 2018 |  | 19 March 2018 | ARIEF SETIAWAN - TSE CP | - |  | ACTIVE
0218-0282 | AS30U | SUCTION PUMP SAM-35 | IMAGING | M.G. ELECTRIC - UK | GN00002986 | RDC PUSAT - RAWAGELAM | PUSAT | DKI JAKARTA | JAKARTA TIMUR | MAIN UNIT | EMP | 19 March 2018 | ARIEF SETIAWAN - TSE CP | 16 March 2018 |  | 19 March 2018 | ARIEF SETIAWAN - TSE CP | - |  | ACTIVE
0218-0283 | AS30U | SUCTION PUMP SAM-35 | IMAGING | M.G. ELECTRIC - UK | GN00002986 | RDC PUSAT - RAWAGELAM | PUSAT | DKI JAKARTA | JAKARTA TIMUR | MAIN UNIT | EMP | 19 March 2018 | ARIEF SETIAWAN - TSE CP | 16 March 2018 |  | 19 March 2018 | ARIEF SETIAWAN - TSE CP | - |  | ACTIVE
0218-0284 | AS30U | SUCTION PUMP SAM-35 | IMAGING | M.G. ELECTRIC - UK | GN00002986 | RDC PUSAT - RAWAGELAM | PUSAT | DKI JAKARTA | JAKARTA TIMUR | MAIN UNIT | EMP | 19 March 2018 | ARIEF SETIAWAN - TSE CP | 16 March 2018 |  | 19 March 2018 | ARIEF SETIAWAN - TSE CP | - |  | ACTIVE
0218-0285 | AS30U | SUCTION PUMP SAM-35 | IMAGING | M.G. ELECTRIC - UK | GN00002986 | RDC PUSAT - RAWAGELAM | PUSAT | DKI JAKARTA | JAKARTA TIMUR | MAIN UNIT | EMP | 19 March 2018 | ARIEF SETIAWAN - TSE CP | 16 March 2018 |  | 19 March 2018 | ARIEF SETIAWAN - TSE CP | - |  | ACTIVE
0218-0286 | AS30U | SUCTION PUMP SAM-35 | IMAGING | M.G. ELECTRIC - UK | GN00002986 | RDC PUSAT - RAWAGELAM | PUSAT | DKI JAKARTA | JAKARTA TIMUR | MAIN UNIT | EMP | 19 March 2018 | ARIEF SETIAWAN - TSE CP | 16 March 2018 |  | 19 March 2018 | ARIEF SETIAWAN - TSE CP | - |  | ACTIVE
0218-0287 | AS30U | SUCTION PUMP SAM-35 | IMAGING | M.G. ELECTRIC - UK | GN00001511 | RSU DR HARYOTO LUMAJANG | JEMBER | JAWA TIMUR | LUMAJANG | MAIN UNIT | CUSTOMER | 18 April 2018 | GANDHI YANRANGGA | 18 April 2018 |  | 18 April 2018 | GANDHI YANRANGGA | - |  | ACTIVE
0218-0288 | AS30U | SUCTION PUMP SAM-35 | IMAGING | M.G. ELECTRIC - UK | GN00001511 | RSU DR HARYOTO LUMAJANG | JEMBER | JAWA TIMUR | LUMAJANG | MAIN UNIT | CUSTOMER | 18 April 2018 | GANDHI YANRANGGA | 18 April 2018 |  | 18 April 2018 | GANDHI YANRANGGA | - |  | ACTIVE
0218-0289 | AS30U | SUCTION PUMP SAM-35 | IMAGING | M.G. ELECTRIC - UK | GN00001511 | RSU DR HARYOTO LUMAJANG | JEMBER | JAWA TIMUR | LUMAJANG | MAIN UNIT | CUSTOMER | 18 April 2018 | GANDHI YANRANGGA | 18 April 2018 |  | 18 April 2018 | GANDHI YANRANGGA | - |  | ACTIVE
0218-0290 | AS30U | SUCTION PUMP SAM-35 | IMAGING | M.G. ELECTRIC - UK | GN00000865 | RSU ARIFIN NUMANG | MAKASSAR | SULAWESI SELATAN | MAKASSAR | MAIN UNIT | CUSTOMER | 31 May 2018 | MIKKI FAHRIZI - TSE | 31 May 2018 |  | 31 May 2018 | MIKKI FAHRIZI - TSE | - |  | ACTIVE
0218-0291 | AS30U | SUCTION PUMP SAM-35 | IMAGING | M.G. ELECTRIC - UK | GN00000865 | RSU ARIFIN NUMANG | MAKASSAR | SULAWESI SELATAN | MAKASSAR | MAIN UNIT | CUSTOMER | 31 May 2018 | MIKKI FAHRIZI - TSE | 31 May 2018 |  | 31 May 2018 | MIKKI FAHRIZI - TSE | - |  | ACTIVE
0218-0292 | AS30U | SUCTION PUMP SAM-35 | IMAGING | M.G. ELECTRIC - UK | GN00000865 | RSU ARIFIN NUMANG | MAKASSAR | SULAWESI SELATAN | MAKASSAR | MAIN UNIT | CUSTOMER | 31 May 2018 | MIKKI FAHRIZI - TSE | 31 May 2018 |  | 31 May 2018 | MIKKI FAHRIZI - TSE | - |  | ACTIVE
0218-0293 | AS30U | SUCTION PUMP SAM-35 | IMAGING | M.G. ELECTRIC - UK | GN00002986 | RDC PUSAT - RAWAGELAM | PUSAT | DKI JAKARTA | JAKARTA TIMUR | MAIN UNIT | EMP | 19 March 2018 | ARIEF SETIAWAN - TSE CP | 16 March 2018 |  | 19 March 2018 | ARIEF SETIAWAN - TSE CP | - |  | ACTIVE
0218-0294 | AS30U | SUCTION PUMP SAM-35 | IMAGING | M.G. ELECTRIC - UK | GN00000008 | RSPAD GATOT SOEBROTO | JAKARTA-1 | DKI JAKARTA | JAKARTA PUSAT | MAIN UNIT | CUSTOMER | 10 August 2018 | TRIYONO - TSE AREA BARAT | 16 March 2018 |  | 10 August 2018 | TRIYONO - TSE AREA BARAT | - |  | ACTIVE
0218-0295 | AS30U | SUCTION PUMP SAM-35 | IMAGING | M.G. ELECTRIC - UK | GN00002986 | RDC PUSAT - RAWAGELAM | PUSAT | DKI JAKARTA | JAKARTA TIMUR | MAIN UNIT | EMP | 19 March 2018 | ARIEF SETIAWAN - TSE CP | 16 March 2018 |  | 19 March 2018 | ARIEF SETIAWAN - TSE CP | - |  | ACTIVE
0218-0296 | AS30U | SUCTION PUMP SAM-35 | IMAGING | M.G. ELECTRIC - UK | GN00002986 | RDC PUSAT - RAWAGELAM | PUSAT | DKI JAKARTA | JAKARTA TIMUR | MAIN UNIT | EMP | 19 March 2018 | ARIEF SETIAWAN - TSE CP | 16 March 2018 |  | 19 March 2018 | ARIEF SETIAWAN - TSE CP | - |  | ACTIVE
0218-0297 | AS30U | SUCTION PUMP SAM-35 | IMAGING | M.G. ELECTRIC - UK | GN00002986 | RDC PUSAT - RAWAGELAM | PUSAT | DKI JAKARTA | JAKARTA TIMUR | MAIN UNIT | EMP | 16 March 2018 | ARIEF SETIAWAN - TSE CP | 16 March 2018 |  | 16 March 2018 | ARIEF SETIAWAN - TSE CP | - |  | ACTIVE
0218-0315 | AS30U | SUCTION PUMP SAM-35 | IMAGING | M.G. ELECTRIC - UK | GN00002986 | RDC PUSAT - RAWAGELAM | PUSAT | DKI JAKARTA | JAKARTA TIMUR | MAIN UNIT | EMP | 21 August 2018 | ANTONIUS SAGITA - KALIBRASI | 21 August 2018 |  | 21 August 2018 | ANTONIUS SAGITA - KALIBRASI | - |  | ACTIVE
0218.0.11140415 | TE005 | INCUBATOR TSN910SC CBNT | IMAGING | TESENA INOVINDO, PT | GN00001829 | RSUD BANGIL | MALANG | JAWA TIMUR | MALANG | MAIN UNIT | CUSTOMER | 4 September 2015 | GANDHI YANRANGGA | 6 August 2015 |  | 4 September 2015 | GANDHI YANRANGGA | - |  | ACTIVE
022/XII/10 T807IW | 807IW |  |  |  | GN00000868 | RSU PROV SULBAR | MAKASSAR | SULAWESI BARAT | MAMUJU | MAIN UNIT | CUSTOMER | 10 April 2015 |  | 1 January 1900 |  | 10 April 2015 |  | - |  | INACTIVE
022/XII/12 | TM24U |  |  |  | GN00002642 | RS PENDIDIKAN RIAU | PEKAN BARU | RIAU | PEKANBARU | MAIN UNIT | CUSTOMER | 17 February 2015 | MULKAN | 1 January 1900 |  | 17 February 2015 | MULKAN | - |  | INACTIVE
0221.0.00000315 | TE005 | INCUBATOR TSN910SC CBNT | IMAGING | TESENA INOVINDO, PT | GN00001829 | RSUD BANGIL | MALANG | JAWA TIMUR | MALANG | MAIN UNIT | CUSTOMER | 4 September 2015 | GANDHI YANRANGGA | 6 August 2015 |  | 4 September 2015 | GANDHI YANRANGGA | - |  | ACTIVE
0221.0.00001015 | EH910 |  |  |  | GN00006534 | DINAS KESEHATAN KAB/KOTA. BANGKA SELATAN | PANGKAL PINANG | KEPULAUAN BANGKA BELITUNG | BANGKA SELATAN | MAIN UNIT | CUSTOMER | 4 December 2015 | INDRA BUDI GUNAWAN | 4 December 2015 |  | 4 December 2015 | INDRA BUDI GUNAWAN | - |  | INACTIVE
0222.0.00000315 | TE005 | INCUBATOR TSN910SC CBNT | IMAGING | TESENA INOVINDO, PT | GN00001829 | RSUD BANGIL | MALANG | JAWA TIMUR | MALANG | MAIN UNIT | CUSTOMER | 4 September 2015 | GANDHI YANRANGGA | 6 August 2015 |  | 4 September 2015 | GANDHI YANRANGGA | - |  | ACTIVE
0222.0.00001015.T910SCehl | BD910 |  |  |  | GN00006531 | DINAS KESEHATAN KAB/KOTA. KOBA BANGKA TENGAH | PANGKAL PINANG | KEPULAUAN BANGKA BELITUNG | BANGKA TENGAH | MAIN UNIT | CUSTOMER | 3 December 2015 | INDRA BUDI GUNAWAN | 3 December 2015 |  | 3 December 2015 | INDRA BUDI GUNAWAN | - |  | INACTIVE
022230S12764 | 22230 | 1 BAGMIXER 400 W | BIOSCIENCE | INTERSCIENCE | GN00002804 | LABKESDA DKI JAKARTA | JAKARTA-1 | DKI JAKARTA | JAKARTA PUSAT | MAIN UNIT | EMP | - |  | 22 October 2018 |  | - |  | - |  | ACTIVE
022230S12765 | 22230 | 1 BAGMIXER 400 W | BIOSCIENCE | INTERSCIENCE | GN00002986 | RDC PUSAT - RAWAGELAM | PUSAT | DKI JAKARTA | JAKARTA TIMUR | MAIN UNIT | EMP | - |  | 22 October 2018 |  | - |  | - |  | ACTIVE
0223.0.00000315 | TE005 | INCUBATOR TSN910SC CBNT | IMAGING | TESENA INOVINDO, PT | GN00008723 | Puskesmas Mulyorejo | MALANG | JAWA TIMUR | MALANG | MAIN UNIT | CUSTOMER | - |  | 18 June 2015 |  | - |  | - |  | ACTIVE
0223.0.00000315.T910SC | TM01U | Infant Incubator Tsn910Sc |  |  | GN00008723 | Puskesmas Mulyorejo | MALANG | JAWA TIMUR | MALANG | MAIN UNIT | CUSTOMER | - |  | 18 June 2015 |  | - |  | - |  | ACTIVE
0223.0.00001015.T910SCehl | BD910 |  |  |  | GN00006534 | DINAS KESEHATAN KAB/KOTA. BANGKA SELATAN | PANGKAL PINANG | KEPULAUAN BANGKA BELITUNG | BANGKA SELATAN | MAIN UNIT | CUSTOMER | - |  | 3 December 2015 |  | - |  | - |  | INACTIVE
02230073 | AS14U | SUCTION UNIT SAM-14 | IMAGING | M.G. ELECTRIC - UK | GN00002986 | RDC PUSAT - RAWAGELAM | PUSAT | DKI JAKARTA | JAKARTA TIMUR | MAIN UNIT | EMP | - |  | - |  | 12 May 2023 | ANTONIUS SAGITA - KALIBRASI | - |  | ACTIVE
02230074 | AS14U | SUCTION UNIT SAM-14 | IMAGING | M.G. ELECTRIC - UK | GN00002986 | RDC PUSAT - RAWAGELAM | PUSAT | DKI JAKARTA | JAKARTA TIMUR | MAIN UNIT | EMP | - |  | - |  | 12 May 2023 | ANTONIUS SAGITA - KALIBRASI | - |  | ACTIVE
02230075 | AS14U | SUCTION UNIT SAM-14 | IMAGING | M.G. ELECTRIC - UK | GN00002986 | RDC PUSAT - RAWAGELAM | PUSAT | DKI JAKARTA | JAKARTA TIMUR | MAIN UNIT | EMP | - |  | - |  | 12 May 2023 | ANTONIUS SAGITA - KALIBRASI | - |  | ACTIVE
02230076 | MG12U | Suction SAM12 Mobile | IMAGING | M.G. ELECTRIC - UK | GN00002986 | RDC PUSAT - RAWAGELAM | PUSAT | DKI JAKARTA | JAKARTA TIMUR | MAIN UNIT | EMP | - |  | - |  | 12 May 2023 | ANTONIUS SAGITA - KALIBRASI | - |  | ACTIVE
02230077 | MG12U | Suction SAM12 Mobile | IMAGING | M.G. ELECTRIC - UK | GN00002986 | RDC PUSAT - RAWAGELAM | PUSAT | DKI JAKARTA | JAKARTA TIMUR | MAIN UNIT | EMP | - |  | - |  | 12 May 2023 | ANTONIUS SAGITA - KALIBRASI | - |  | ACTIVE
02230078 | MG12U | Suction SAM12 Mobile | IMAGING | M.G. ELECTRIC - UK | GN00002986 | RDC PUSAT - RAWAGELAM | PUSAT | DKI JAKARTA | JAKARTA TIMUR | MAIN UNIT | EMP | - |  | - |  | 12 May 2023 | ANTONIUS SAGITA - KALIBRASI | - |  | ACTIVE
02230511602 | 21230 | 1 BAGMIXER 400 P | BIOSCIENCE | INTERSCIENCE | GN00008517 | DINAS PETERNAKAN KOTA SULAWESI SELATAN | MAKASSAR | SULAWESI TENGAH | MAKASSAR | MAIN UNIT | CUSTOMER | 4 January 2017 | DEA MASJA SADALI - TSE | 3 January 2017 |  | 4 January 2017 | DEA MASJA SADALI - TSE | - |  | ACTIVE
02230511603 | 21230 | 1 BAGMIXER 400 P | BIOSCIENCE | INTERSCIENCE | GN00008517 | DINAS PETERNAKAN KOTA SULAWESI SELATAN | MAKASSAR | SULAWESI TENGAH | MAKASSAR | MAIN UNIT | CUSTOMER | 4 January 2017 | DEA MASJA SADALI - TSE | 3 January 2017 |  | 4 January 2017 | DEA MASJA SADALI - TSE | - |  | ACTIVE
0224.0.00000315 | TE005 | INCUBATOR TSN910SC CBNT | IMAGING | TESENA INOVINDO, PT | GN00001829 | RSUD BANGIL | MALANG | JAWA TIMUR | MALANG | MAIN UNIT | CUSTOMER | 4 September 2015 | GANDHI YANRANGGA | 6 August 2015 |  | 4 September 2015 | GANDHI YANRANGGA | - |  | ACTIVE
0226000001115 | TE030 | DOPPLER TSN 985 FD | IMAGING | TESENA INOVINDO, PT | GN00008395 | PUSKESMAS SENTOLO 1 | YOGYAKARTA | YOGYAKARTA | YOGYAKARTA | MAIN UNIT | CUSTOMER | - |  | 26 January 2016 |  | - |  | - |  | ACTIVE
02266 | CL631 | CL ANALYZER | DIAGNOSTIC 2 | WERFEN HONG KONG LIMITED | GN00003001 | PT. ENSEVAL MEDIKA PRIMA - HO | PUSAT | DKI JAKARTA | JAKARTA TIMUR | MAIN UNIT | EMP | 19 August 2019 | JASMADI - MSS COR PLB | 19 March 2019 |  | 19 August 2019 | JASMADI - MSS COR PLB | - |  | ACTIVE
0229.0.00000615.T910SC | TM01U | Infant Incubator Tsn910Sc |  |  | GN00007929 | RS KARYA BHAKTI PRATIWI | BOGOR | JAWA BARAT | BOGOR | MAIN UNIT | CUSTOMER | 3 July 2015 | IBNUL AZIZ - TSE | 3 July 2015 |  | 3 July 2015 | IBNUL AZIZ - TSE | - |  | ACTIVE
023/X/13 TSN 9304 | TM24U |  |  |  | GN00000971 | RSUD SOREANG | BANDUNG | JAWA BARAT | BANDUNG | MAIN UNIT | CUSTOMER | 1 February 1990 | SUKMA WIJAYA - TSE | 28 May 2011 |  | 1 February 1990 | SUKMA WIJAYA - TSE | - |  | INACTIVE
023/XII/10 | 807IW |  |  |  | GN00000868 | RSU PROV SULBAR | MAKASSAR | SULAWESI BARAT | MAMUJU | MAIN UNIT | CUSTOMER | 10 April 2015 |  | 1 January 1900 |  | 10 April 2015 |  | - |  | INACTIVE
023/XII/12 | TM20U |  |  |  | GN00000060 | RS ADVENT | BANDAR LAMPUNG | LAMPUNG | BANDAR LAMPUNG | MAIN UNIT | CUSTOMER | 19 July 2016 |  | 1 January 2013 |  | 19 July 2016 |  | - |  | INACTIVE
0230.0.00000615.T910SC | TM01U | Infant Incubator Tsn910Sc |  |  | GN00007929 | RS KARYA BHAKTI PRATIWI | BOGOR | JAWA BARAT | BOGOR | MAIN UNIT | CUSTOMER | 3 July 2015 | IBNUL AZIZ - TSE | 3 July 2015 |  | 3 July 2015 | IBNUL AZIZ - TSE | - |  | ACTIVE
0231.0.00000615.T910SC | TM01U | Infant Incubator Tsn910Sc |  |  | GN00007929 | RS KARYA BHAKTI PRATIWI | BOGOR | JAWA BARAT | BOGOR | MAIN UNIT | CUSTOMER | 3 July 2015 | IBNUL AZIZ - TSE | 3 January 2015 |  | 3 July 2015 | IBNUL AZIZ - TSE | - |  | ACTIVE
0232.010120515 TCL 2H 6 | TE021 |  |  |  | GN00003378 | RS KEPOLISIAN BHAYANGKARA | MAKASSAR | SULAWESI SELATAN | MAKASSAR | MAIN UNIT | CUSTOMER | 11 July 2015 | HARI UDI RAHARJO - TSE | 1 January 1900 |  | 11 July 2015 | HARI UDI RAHARJO - TSE | - |  | INACTIVE
0233.0.00000815.T910SC | TE004 | INCUBATOR TSN910SCC | IMAGING | TESENA INOVINDO, PT | GN00001204 | RSUD CILACAP | PURWOKERTO | JAWA TENGAH | CILACAP | MAIN UNIT | CUSTOMER | - |  | 12 November 2015 |  | - |  | - |  | ACTIVE
02368 | CL631 | CL ANALYZER | DIAGNOSTIC 2 | WERFEN HONG KONG LIMITED | GN00002760 | RSUD BANGKALAN | SURABAYA-2 | JAWA TIMUR | BANGKALAN | MAIN UNIT | EMP | 13 August 2020 | NOVAN KURNIARTATO - TSE | 24 August 2020 | YUNAN ARIMUNTIAN - TSE | 3 August 2020 | NOVAN KURNIARTATO - TSE | 24 August 2020 | YUNAN ARIMUNTIAN - TSE | ACTIVE
0237.0.00000815.T910SC | TE004 | INCUBATOR TSN910SCC | IMAGING | TESENA INOVINDO, PT | GN00001204 | RSUD CILACAP | PURWOKERTO | JAWA TENGAH | CILACAP | MAIN UNIT | CUSTOMER | - |  | 12 November 2015 |  | - |  | - |  | ACTIVE
0238.0.11120715.T910SC-C | BD910 |  |  |  | GN00000521 | RSUD DR. R. SOEPRAPTO CEPU | SEMARANG | JAWA TENGAH | BLORA | MAIN UNIT | CUSTOMER | - |  | 31 August 2015 |  | - |  | - |  | INACTIVE
0239002130516 | TE023 | PHOTOTHERAPY TLC 2 H 4 | IMAGING | TESENA INOVINDO, PT | GN00011729 | RS PRATAMA BATU ENGAU | BALIKPAPAN | KALIMANTAN TIMUR | BALIKPAPAN | MAIN UNIT | CUSTOMER | 15 August 2016 | TEGAR PANDU - TSE | 10 August 2016 |  | 15 August 2016 | TEGAR PANDU - TSE | - |  | ACTIVE
024/111/11 | TE018 | WARMER TSN 89 IW | IMAGING | TESENA INOVINDO, PT | GN00000526 | RSUD KOTA SEMARANG | SEMARANG | JAWA TENGAH | SEMARANG | MAIN UNIT | CUSTOMER | 10 April 2015 |  | 1 January 1900 |  | 10 April 2015 |  | - |  | ACTIVE
024/VII/09 | TE001 | INCUBATOR TSN910EHL | IMAGING | TESENA INOVINDO, PT | GN00001799 | RS Dr Oen Solo Baru | SOLO | JAWA TENGAH | SUKOHARJO | MAIN UNIT | CUSTOMER | 10 April 2015 |  | 1 January 1900 |  | 10 April 2015 |  | - |  | ACTIVE
0241.0.12120715.T910SC-C | TE004 | INCUBATOR TSN910SCC | IMAGING | TESENA INOVINDO, PT | GN00000521 | RSUD DR. R. SOEPRAPTO CEPU | SEMARANG | JAWA TENGAH | BLORA | MAIN UNIT | CUSTOMER | - |  | 31 August 2015 |  | - |  | - |  | ACTIVE
0243.0.00000915.T910SC | TE004 | INCUBATOR TSN910SCC | IMAGING | TESENA INOVINDO, PT | GN00001204 | RSUD CILACAP | PURWOKERTO | JAWA TENGAH | CILACAP | MAIN UNIT | CUSTOMER | - |  | 12 November 2015 |  | - |  | - |  | ACTIVE
0244.0.0000101 T910SC | TE004 | INCUBATOR TSN910SCC | IMAGING | TESENA INOVINDO, PT | GN00009442 | RSUD SCHOLOO KEYEN | JAYAPURA | PAPUA BARAT | JAYAPURA | MAIN UNIT | CUSTOMER | 28 November 2015 | HARI UDI RAHARJO - TSE | 27 November 2015 |  | 28 November 2015 | HARI UDI RAHARJO - TSE | - |  | ACTIVE
0246.0.0000101 T910SC | TE004 | INCUBATOR TSN910SCC | IMAGING | TESENA INOVINDO, PT | GN00009442 | RSUD SCHOLOO KEYEN | JAYAPURA | PAPUA BARAT | JAYAPURA | MAIN UNIT | CUSTOMER | 27 November 2015 | HARI UDI RAHARJO - TSE | 27 November 2015 |  | 27 November 2015 | HARI UDI RAHARJO - TSE | - |  | ACTIVE
02468REV57 | CSWMT | X RAY CEILING WITH TABLE | IMAGING | BMI BIOMED. INT. SRL | GN00001308 | RSUD NEGARA | DENPASAR | BALI | JEMBRANA | MAIN UNIT | CUSTOMER | 1 February 1990 | I KADEK - TSE | 11 December 2013 |  | 1 February 1990 | I KADEK - TSE | - |  | ACTIVE
0247.0.0000101 T910SC | TE004 | INCUBATOR TSN910SCC | IMAGING | TESENA INOVINDO, PT | GN00009442 | RSUD SCHOLOO KEYEN | JAYAPURA | PAPUA BARAT | JAYAPURA | MAIN UNIT | CUSTOMER | 28 November 2015 | HARI UDI RAHARJO - TSE | 27 November 2015 |  | 28 November 2015 | HARI UDI RAHARJO - TSE | - |  | ACTIVE
0248.0.0000101 T910SC | TE004 | INCUBATOR TSN910SCC | IMAGING | TESENA INOVINDO, PT | GN00009442 | RSUD SCHOLOO KEYEN | JAYAPURA | PAPUA BARAT | JAYAPURA | MAIN UNIT | CUSTOMER | - |  | 27 November 2015 |  | - |  | - |  | ACTIVE
0249.0.0000101 T910SC | TE004 | INCUBATOR TSN910SCC | IMAGING | TESENA INOVINDO, PT | GN00009442 | RSUD SCHOLOO KEYEN | JAYAPURA | PAPUA BARAT | JAYAPURA | MAIN UNIT | CUSTOMER | 28 November 2015 | HARI UDI RAHARJO - TSE | 27 November 2015 |  | 28 November 2015 | HARI UDI RAHARJO - TSE | - |  | ACTIVE
025/VII/09 | TE001 | INCUBATOR TSN910EHL | IMAGING | TESENA INOVINDO, PT | GN00001799 | RS Dr Oen Solo Baru | SOLO | JAWA TENGAH | SUKOHARJO | MAIN UNIT | CUSTOMER | 10 April 2015 |  | 1 January 1900 |  | 10 April 2015 |  | - |  | ACTIVE
0250.0.0000101 T910SC | TE004 | INCUBATOR TSN910SCC | IMAGING | TESENA INOVINDO, PT | GN00009442 | RSUD SCHOLOO KEYEN | JAYAPURA | PAPUA BARAT | JAYAPURA | MAIN UNIT | CUSTOMER | 28 November 2015 | HARI UDI RAHARJO - TSE | 27 November 2015 |  | 28 November 2015 | HARI UDI RAHARJO - TSE | - |  | ACTIVE
025000S01066 | 25000 | BAGMIXER 400 S NEW | BIOSCIENCE | INTERSCIENCE | GN00011429 | LABKESDA KOTA BEKASI | BEKASI | JAWA BARAT | BEKASI | MAIN UNIT | CUSTOMER | 28 October 2019 | SAHID DERMAWAN - SPV TSE BARAT | 28 October 2019 |  | 28 October 2019 | SAHID DERMAWAN - SPV TSE BARAT | - |  | ACTIVE
025000S01547 | 25000 | BAGMIXER 400 S NEW | BIOSCIENCE | INTERSCIENCE | GN20100018 | UPT LAB KESEHATAN DAERAH - KARANGANYAR ( LABKESDA ) | SOLO | JAWA TENGAH | SURAKARTA | MAIN UNIT | CUSTOMER | 25 January 2022 | TEGAR PANDU - TSE | 11 January 2021 | TEGAR PANDU - TSE | 19 October 2020 | LEO LANANG SIGIT - TSE CP | 25 January 2022 | TEGAR PANDU - TSE | ACTIVE
0251.0.0000101 T910SC | TE004 | INCUBATOR TSN910SCC | IMAGING | TESENA INOVINDO, PT | GN00009442 | RSUD SCHOLOO KEYEN | JAYAPURA | PAPUA BARAT | JAYAPURA | MAIN UNIT | CUSTOMER | 28 November 2015 | HARI UDI RAHARJO - TSE | 27 November 2015 |  | 28 November 2015 | HARI UDI RAHARJO - TSE | - |  | ACTIVE
025100S00463 | 25100 | BAGMIXER 400 SW NEW | BIOSCIENCE | INTERSCIENCE | GN00003001 | PT. ENSEVAL MEDIKA PRIMA - HO | PUSAT | DKI JAKARTA | JAKARTA TIMUR | MAIN UNIT | EMP | - |  | 12 December 2018 |  | - |  | - |  | ACTIVE
025100S01345 | 25100 | BAGMIXER 400 SW NEW | BIOSCIENCE | INTERSCIENCE | GN00002986 | RDC PUSAT - RAWAGELAM | PUSAT | DKI JAKARTA | JAKARTA TIMUR | MAIN UNIT | EMP | 19 December 2019 | LEO LANANG SIGIT - TSE CP | - |  | 19 December 2019 | LEO LANANG SIGIT - TSE CP | - |  | ACTIVE
025100S01348 | 25100 | BAGMIXER 400 SW NEW | BIOSCIENCE | INTERSCIENCE | GN00002986 | RDC PUSAT - RAWAGELAM | PUSAT | DKI JAKARTA | JAKARTA TIMUR | MAIN UNIT | EMP | 19 December 2019 | LEO LANANG SIGIT - TSE CP | - |  | 19 December 2019 | LEO LANANG SIGIT - TSE CP | - |  | ACTIVE
025100S01349 | 25100 | BAGMIXER 400 SW NEW | BIOSCIENCE | INTERSCIENCE | GN00002985 | WORKSHOOP CSM PUSAT | PUSAT | DKI JAKARTA | JAKARTA TIMUR | MAIN UNIT | EMP | 19 December 2019 | LEO LANANG SIGIT - TSE CP | - |  | 19 December 2019 | LEO LANANG SIGIT - TSE CP | - |  | ACTIVE
025100S02098 | 25100 | BAGMIXER 400 SW NEW | BIOSCIENCE | INTERSCIENCE | GN00002280 | UPTD LABKES PROV KALTIM | SAMARINDA | KALIMANTAN TIMUR | SAMARINDA | MAIN UNIT | CUSTOMER | 15 November 2022 | ANTONIUS SAGITA - KALIBRASI | 6 December 2022 |  | 23 March 2023 |  | 19 December 2023 | ANDI ISMAIL - SPV TSE TIMUR | ACTIVE
0253.0.01130715.T910SC-C | TE004 | INCUBATOR TSN910SCC | IMAGING | TESENA INOVINDO, PT | GN00000521 | RSUD DR. R. SOEPRAPTO CEPU | SEMARANG | JAWA TENGAH | BLORA | MAIN UNIT | CUSTOMER | - |  | 31 August 2015 |  | - |  | - |  | ACTIVE
0256.0.00000415.T2116VEM | TE031 | VACUUM MANUAL TSN2116VEM | IMAGING | TESENA INOVINDO, PT | GN00006534 | DINAS KESEHATAN KAB/KOTA. BANGKA SELATAN | PANGKAL PINANG | KEPULAUAN BANGKA BELITUNG | BANGKA SELATAN | MAIN UNIT | CUSTOMER | - |  | 2 December 2015 |  | - |  | - |  | ACTIVE
0258000000516T2116VEM | MVE1B |  |  |  | GN00006874 | DINAS KESEHATAN KAB/ KOTA. KUTAI TIMUR | SAMARINDA | KALIMANTAN TIMUR | SANGATTA | MAIN UNIT | CUSTOMER | 13 September 2016 | TEGAR PANDU - TSE | 1 September 2016 |  | 13 September 2016 | TEGAR PANDU - TSE | - |  | INACTIVE
026/V/VIII/09 | TM01U | Infant Incubator Tsn910Sc |  |  | GN00001413 | RSU DR TC HILLERS MAUMERE | KUPANG | NUSA TENGGARA TIMUR | MAUMERE | MAIN UNIT | CUSTOMER | 1 February 1990 | I KADEK - TSE | 1 January 1900 |  | 1 February 1990 | I KADEK - TSE | - |  | ACTIVE
0260000001115 | TE004 | INCUBATOR TSN910SCC | IMAGING | TESENA INOVINDO, PT | GN00008395 | PUSKESMAS SENTOLO 1 | YOGYAKARTA | YOGYAKARTA | YOGYAKARTA | MAIN UNIT | CUSTOMER | - |  | 26 January 2016 |  | - |  | - |  | ACTIVE
0266000001215 | TM09U | Infant Warmer Tsn89/W |  |  | GN00011729 | RS PRATAMA BATU ENGAU | BALIKPAPAN | KALIMANTAN TIMUR | BALIKPAPAN | MAIN UNIT | CUSTOMER | 15 August 2016 | TEGAR PANDU - TSE | 10 August 2016 |  | 15 August 2016 | TEGAR PANDU - TSE | - |  | ACTIVE
026600001215 | TE005 | INCUBATOR TSN910SC CBNT | IMAGING | TESENA INOVINDO, PT | GN00011729 | RS PRATAMA BATU ENGAU | BALIKPAPAN | KALIMANTAN TIMUR | BALIKPAPAN | MAIN UNIT | CUSTOMER | 15 August 2016 | TEGAR PANDU - TSE | 10 August 2016 |  | 15 August 2016 | TEGAR PANDU - TSE | - |  | ACTIVE
0267000001215T910SC | TE005 | INCUBATOR TSN910SC CBNT | IMAGING | TESENA INOVINDO, PT | GN00006874 | DINAS KESEHATAN KAB/ KOTA. KUTAI TIMUR | SAMARINDA | KALIMANTAN TIMUR | SANGATTA | MAIN UNIT | CUSTOMER | 13 September 2016 | TEGAR PANDU - TSE | 1 September 1900 |  | 13 September 2016 | TEGAR PANDU - TSE | - |  | ACTIVE
0269000000216T910SC | TM01U | Infant Incubator Tsn910Sc |  |  | GN00006874 | DINAS KESEHATAN KAB/ KOTA. KUTAI TIMUR | SAMARINDA | KALIMANTAN TIMUR | SANGATTA | MAIN UNIT | CUSTOMER | 9 September 2016 | TEGAR PANDU - TSE | 1 September 2016 |  | 9 September 2016 | TEGAR PANDU - TSE | - |  | ACTIVE
0270000000216T910SC | TE006 | INCUBATOR TSN910SC TRLY | IMAGING | TESENA INOVINDO, PT | GN00006874 | DINAS KESEHATAN KAB/ KOTA. KUTAI TIMUR | SAMARINDA | KALIMANTAN TIMUR | SANGATTA | MAIN UNIT | CUSTOMER | 9 September 2016 | TEGAR PANDU - TSE | 1 September 2016 |  | 9 September 2016 | TEGAR PANDU - TSE | - |  | ACTIVE
0271.0.1240915.T89TRBNI | TE015 |  |  |  | GN00009169 | RSU ABUNAWAS KENDARI | MAKASSAR | SULAWESI SELATAN | KENDARI | MAIN UNIT | CUSTOMER | 18 November 2015 | HARI UDI RAHARJO - TSE | 18 November 2015 |  | 18 November 2015 | HARI UDI RAHARJO - TSE | - |  | INACTIVE
0274.0.02130715.TSN910SC | TE004 | INCUBATOR TSN910SCC | IMAGING | TESENA INOVINDO, PT | GN00006525 | DINAS KESEHATAN KAB/KOTA PANGKAL PINANG. PANGKAL PINANG ( DINKES KOTA BANGKA ) | PANGKAL PINANG | KEPULAUAN BANGKA BELITUNG | PANGKAL PINANG | MAIN UNIT | CUSTOMER | - |  | 20 October 2015 |  | - |  | - |  | ACTIVE
028 T9203 | TE036 | SCRUB 3P TSN 9203 | IMAGING | TESENA INOVINDO, PT | GN00003088 | RSUD ABU NAWAS | MAKASSAR | SULAWESI SELATAN | MAKASSAR | MAIN UNIT | CUSTOMER | - |  | 8 December 2014 |  | - |  | - |  | ACTIVE
028/V/05 | BD910 |  |  |  | GN00001782 | RSU KASIH IBU SURAKARTA | SOLO | JAWA TENGAH | SURAKARTA | MAIN UNIT | CUSTOMER | 3 July 2014 | RAKHMAT | 1 January 1900 |  | 3 July 2014 | RAKHMAT | - |  | INACTIVE
028/V/14 T9201 | TM20U |  |  |  | GN00000450 | RSUD SABANG | BANDA ACEH | ACEH | SABANG | MAIN UNIT | CUSTOMER | 18 July 2014 | ARBIANSYAH - TSE | 18 July 2014 |  | 18 July 2014 | ARBIANSYAH - TSE | - |  | INACTIVE
0281.0.02130815 | TE004 | INCUBATOR TSN910SCC | IMAGING | TESENA INOVINDO, PT | GN00006525 | DINAS KESEHATAN KAB/KOTA PANGKAL PINANG. PANGKAL PINANG ( DINKES KOTA BANGKA ) | PANGKAL PINANG | KEPULAUAN BANGKA BELITUNG | PANGKAL PINANG | MAIN UNIT | CUSTOMER | - |  | 20 October 2015 |  | - |  | - |  | ACTIVE
0284.0.03130915 | TM01U | Infant Incubator Tsn910Sc |  |  | GN00009089 | PUSKESMAS KEPUTIH | SURABAYA-1 | JAWA TIMUR | SURABAYA | MAIN UNIT | CUSTOMER | 7 November 2015 | ZENZEN | 7 November 2015 |  | 7 November 2015 | ZENZEN | - |  | ACTIVE
0287.0.04130715.T910SC-C | TE004 | INCUBATOR TSN910SCC | IMAGING | TESENA INOVINDO, PT | GN00000521 | RSUD DR. R. SOEPRAPTO CEPU | SEMARANG | JAWA TENGAH | BLORA | MAIN UNIT | CUSTOMER | - |  | 31 August 2015 |  | - |  | - |  | ACTIVE
029/V/13 | TE036 | SCRUB 3P TSN 9203 | IMAGING | TESENA INOVINDO, PT | GN00003361 | RS H.L. MANAMBAI ABDULKADIR /SUMBAWA | MATARAM | NUSA TENGGARA BARAT | SUMBAWA BESAR | MAIN UNIT | CUSTOMER | 13 May 2014 |  | 1 January 1900 |  | 13 May 2014 |  | - |  | ACTIVE
029/X/14 | TM20U |  |  |  | GN00000192 | RS JIWA TAMPAN | PEKAN BARU | RIAU | PEKANBARU | MAIN UNIT | CUSTOMER | - |  | 29 December 2014 |  | - |  | - |  | INACTIVE
0294.0.05130616.T910SCc | TM01U | Infant Incubator Tsn910Sc |  |  | GN00006659 | DINAS KESEHATAN KAB. LOMBOK TENGAH | MATARAM | NUSA TENGGARA BARAT | PRAYA | MAIN UNIT | CUSTOMER | 17 November 2016 | I KADEK - TSE | 17 November 2016 |  | 17 November 2016 | I KADEK - TSE | - |  | ACTIVE
030/VII/11 | TE019 | WARMER TSN 807 IWSC | IMAGING | TESENA INOVINDO, PT | GN00001131 | RSUD SERANG | TANGERANG | BANTEN | SERANG | MAIN UNIT | CUSTOMER | 1 February 1990 | TRIYONO - TSE AREA BARAT | 1 January 2010 |  | 1 February 1990 | TRIYONO - TSE AREA BARAT | - |  | ACTIVE
0301 | NI14U | INFANT INCUBATOR LCS-ICU | IMAGING | NAKAMURA MEDICAL | GN00001901 | RSUP SOERADJI KLATEN | YOGYAKARTA | YOGYAKARTA | YOGYAKARTA | MAIN UNIT | CUSTOMER | 17 April 2015 |  | 1 January 1900 |  | 17 April 2015 |  | - |  | ACTIVE
0301.0.00000615 | ND241 | NEEDLE DESTROYER | IMAGING | TESENA INOVINDO, PT | GN00001527 | DINAS KESEHATAN KOTA BATU | MALANG | JAWA TIMUR | BATU | MAIN UNIT | CUSTOMER | 13 August 2015 | ZENZEN | 13 August 2015 |  | 13 August 2015 | ZENZEN | - |  | ACTIVE
0302.0.00000615 | ND241 | NEEDLE DESTROYER | IMAGING | TESENA INOVINDO, PT | GN00001527 | DINAS KESEHATAN KOTA BATU | MALANG | JAWA TIMUR | BATU | MAIN UNIT | CUSTOMER | 13 August 2015 | ZENZEN | 13 August 2015 |  | 13 August 2015 | ZENZEN | - |  | ACTIVE
0303-0577 | AS10U | SUCTION PUMP SAM-12 | IMAGING | M.G. ELECTRIC - UK | GN00001971 | RS MITRA KELUARGA BEKASI BARAT | BEKASI | JAWA BARAT | BEKASI | MAIN UNIT | CUSTOMER | 29 December 2014 | BUDI SUROSO - TSE | 3 February 2001 |  | 29 December 2014 | BUDI SUROSO - TSE | - |  | ACTIVE
0303.0.00000615 | ND241 | NEEDLE DESTROYER | IMAGING | TESENA INOVINDO, PT | GN00001527 | DINAS KESEHATAN KOTA BATU | MALANG | JAWA TIMUR | BATU | MAIN UNIT | CUSTOMER | 13 August 2015 | ZENZEN | 13 August 2015 |  | 13 August 2015 | ZENZEN | - |  | ACTIVE
0304.0.00000615 | ND241 | NEEDLE DESTROYER | IMAGING | TESENA INOVINDO, PT | GN00001527 | DINAS KESEHATAN KOTA BATU | MALANG | JAWA TIMUR | BATU | MAIN UNIT | CUSTOMER | 13 August 2015 | ZENZEN | 13 August 2015 |  | 13 August 2015 | ZENZEN | - |  | ACTIVE
0304009141115TSN015A | TF167 |  |  |  | GN00006874 | DINAS KESEHATAN KAB/ KOTA. KUTAI TIMUR | SAMARINDA | KALIMANTAN TIMUR | SANGATTA | MAIN UNIT | CUSTOMER | 13 September 2016 | TEGAR PANDU - TSE | 1 September 2016 |  | 13 September 2016 | TEGAR PANDU - TSE | - |  | INACTIVE
0305.0.00000615 | ND241 | NEEDLE DESTROYER | IMAGING | TESENA INOVINDO, PT | GN00001527 | DINAS KESEHATAN KOTA BATU | MALANG | JAWA TIMUR | BATU | MAIN UNIT | CUSTOMER | 13 August 2015 | ZENZEN | 13 August 2015 |  | 13 August 2015 | ZENZEN | - |  | ACTIVE
0305009141115TSN015A | TF167 |  |  |  | GN00006874 | DINAS KESEHATAN KAB/ KOTA. KUTAI TIMUR | SAMARINDA | KALIMANTAN TIMUR | SANGATTA | MAIN UNIT | CUSTOMER | 13 September 2016 | TEGAR PANDU - TSE | 1 September 2016 |  | 13 September 2016 | TEGAR PANDU - TSE | - |  | INACTIVE
0306.0.00000615 | ND241 | NEEDLE DESTROYER | IMAGING | TESENA INOVINDO, PT | GN00001527 | DINAS KESEHATAN KOTA BATU | MALANG | JAWA TIMUR | BATU | MAIN UNIT | CUSTOMER | 13 August 2015 | ZENZEN | 13 August 2015 |  | 13 August 2015 | ZENZEN | - |  | ACTIVE
0308.0.00000615 | ND241 | NEEDLE DESTROYER | IMAGING | TESENA INOVINDO, PT | GN00001527 | DINAS KESEHATAN KOTA BATU | MALANG | JAWA TIMUR | BATU | MAIN UNIT | CUSTOMER | 13 August 2015 | ZENZEN | 13 August 2015 |  | 13 August 2015 | ZENZEN | - |  | ACTIVE
0309010 | NI20P | DOPPLER FETUS DETECTOR KD 250 | IMAGING | NAKAMURA MEDICAL | GN00003036 | RS PONDOK INDAH | JAKARTA-2 | DKI JAKARTA | JAKARTA SELATAN | MAIN UNIT | CUSTOMER | 14 April 2015 | AGUS FAUZI | 1 January 1900 |  | 14 April 2015 | AGUS FAUZI | - |  | ACTIVE
0309012 | NI20P | DOPPLER FETUS DETECTOR KD 250 | IMAGING | NAKAMURA MEDICAL | GN00003036 | RS PONDOK INDAH | JAKARTA-2 | DKI JAKARTA | JAKARTA SELATAN | MAIN UNIT | CUSTOMER | 13 April 2015 | AGUS FAUZI | 1 January 1900 |  | 13 April 2015 | AGUS FAUZI | - |  | ACTIVE
030911 | NI20P | DOPPLER FETUS DETECTOR KD 250 | IMAGING | NAKAMURA MEDICAL | GN00001971 | RS MITRA KELUARGA BEKASI BARAT | BEKASI | JAWA BARAT | BEKASI | MAIN UNIT | CUSTOMER | 15 December 2014 | ARIEF SETIAWAN - TSE CP | 9 September 2010 |  | 15 December 2014 | ARIEF SETIAWAN - TSE CP | - |  | ACTIVE
031/VI/07 | TM19U |  |  |  | GN00001665 | RSUD ABDUL MADJID BATOE | JAMBI | JAMBI | JAMBI | MAIN UNIT | CUSTOMER | - |  | 1 January 2007 |  | - |  | - |  | INACTIVE
031/XII/11 | TM04U |  |  |  | GN00000180 | RSU DUMAI | PEKAN BARU | RIAU | DUMAI | MAIN UNIT | CUSTOMER | 26 December 2014 |  | 1 January 1900 |  | 26 December 2014 |  | - |  | INACTIVE
0310.0.00000615 | ND241 | NEEDLE DESTROYER | IMAGING | TESENA INOVINDO, PT | GN00001527 | DINAS KESEHATAN KOTA BATU | MALANG | JAWA TIMUR | BATU | MAIN UNIT | CUSTOMER | 13 August 2015 | ZENZEN | 13 August 2015 |  | 13 August 2015 | ZENZEN | - |  | ACTIVE
0311.0.00000615 | ND241 | NEEDLE DESTROYER | IMAGING | TESENA INOVINDO, PT | GN00001527 | DINAS KESEHATAN KOTA BATU | MALANG | JAWA TIMUR | BATU | MAIN UNIT | CUSTOMER | 13 August 2015 | ZENZEN | 13 August 2015 |  | 13 August 2015 | ZENZEN | - |  | ACTIVE
0312 | B1547 |  |  |  | GN00002985 | WORKSHOOP CSM PUSAT | PUSAT | DKI JAKARTA | JAKARTA TIMUR | MAIN UNIT | EMP | 15 August 2018 | TRIYONO - TSE AREA BARAT | 15 August 2018 |  | 15 August 2018 | TRIYONO - TSE AREA BARAT | - |  | INACTIVE
0314.0.00000615 | ND241 | NEEDLE DESTROYER | IMAGING | TESENA INOVINDO, PT | GN00001527 | DINAS KESEHATAN KOTA BATU | MALANG | JAWA TIMUR | BATU | MAIN UNIT | CUSTOMER | - |  | 13 August 2015 |  | - |  | - |  | ACTIVE
0315-0476 | AS14U | SUCTION UNIT SAM-14 | IMAGING | M.G. ELECTRIC - UK | GN00001823 | RSUD Dr. SAIFUL ANWAR PROV JAWA TIMUR | MALANG | JAWA TIMUR | MALANG | MAIN UNIT | CUSTOMER | - |  | 26 May 2015 |  | - |  | - |  | ACTIVE
0315-0477 | AS14U | SUCTION UNIT SAM-14 | IMAGING | M.G. ELECTRIC - UK | GN00001823 | RSUD Dr. SAIFUL ANWAR PROV JAWA TIMUR | MALANG | JAWA TIMUR | MALANG | MAIN UNIT | CUSTOMER | - |  | 26 May 2015 |  | - |  | - |  | ACTIVE
0315-0478 | AS14U | SUCTION UNIT SAM-14 | IMAGING | M.G. ELECTRIC - UK | GN00001823 | RSUD Dr. SAIFUL ANWAR PROV JAWA TIMUR | MALANG | JAWA TIMUR | MALANG | MAIN UNIT | CUSTOMER | - |  | 26 May 2015 |  | - |  | - |  | ACTIVE
0315-0479 | AS14U | SUCTION UNIT SAM-14 | IMAGING | M.G. ELECTRIC - UK | GN00001823 | RSUD Dr. SAIFUL ANWAR PROV JAWA TIMUR | MALANG | JAWA TIMUR | MALANG | MAIN UNIT | CUSTOMER | - |  | 26 May 2015 |  | - |  | - |  | ACTIVE
0315-0480 | AS14U | SUCTION UNIT SAM-14 | IMAGING | M.G. ELECTRIC - UK | GN00001823 | RSUD Dr. SAIFUL ANWAR PROV JAWA TIMUR | MALANG | JAWA TIMUR | MALANG | MAIN UNIT | CUSTOMER | - |  | 26 May 2015 |  | - |  | - |  | ACTIVE
0315-0481 | AS14U | SUCTION UNIT SAM-14 | IMAGING | M.G. ELECTRIC - UK | GN00001823 | RSUD Dr. SAIFUL ANWAR PROV JAWA TIMUR | MALANG | JAWA TIMUR | MALANG | MAIN UNIT | CUSTOMER | - |  | 26 May 2015 |  | - |  | - |  | ACTIVE
0315-0482 | AS14U | SUCTION UNIT SAM-14 | IMAGING | M.G. ELECTRIC - UK | GN00001823 | RSUD Dr. SAIFUL ANWAR PROV JAWA TIMUR | MALANG | JAWA TIMUR | MALANG | MAIN UNIT | CUSTOMER | - |  | 26 May 2015 |  | - |  | - |  | ACTIVE
0315-0483 | AS14U | SUCTION UNIT SAM-14 | IMAGING | M.G. ELECTRIC - UK | GN00001823 | RSUD Dr. SAIFUL ANWAR PROV JAWA TIMUR | MALANG | JAWA TIMUR | MALANG | MAIN UNIT | CUSTOMER | - |  | 26 May 2015 |  | - |  | - |  | ACTIVE
0315-0484 | AS14U | SUCTION UNIT SAM-14 | IMAGING | M.G. ELECTRIC - UK | GN00001823 | RSUD Dr. SAIFUL ANWAR PROV JAWA TIMUR | MALANG | JAWA TIMUR | MALANG | MAIN UNIT | CUSTOMER | 26 May 2015 | NGATARI | 26 May 2015 |  | 26 May 2015 | NGATARI | - |  | ACTIVE
0315-0485 | AS14U | SUCTION UNIT SAM-14 | IMAGING | M.G. ELECTRIC - UK | GN00001823 | RSUD Dr. SAIFUL ANWAR PROV JAWA TIMUR | MALANG | JAWA TIMUR | MALANG | MAIN UNIT | CUSTOMER | - |  | 26 May 2015 |  | - |  | - |  | ACTIVE
0315-0486 | AS14U | SUCTION UNIT SAM-14 | IMAGING | M.G. ELECTRIC - UK | GN00002018 | RS BHAYANGKARA MOESTADJAB | KEDIRI | JAWA TIMUR | NGANJUK | MAIN UNIT | CUSTOMER | 27 May 2015 | GANDHI YANRANGGA | 23 May 1900 |  | 27 May 2015 | GANDHI YANRANGGA | - |  | ACTIVE
0315-0487 | AS14U | SUCTION UNIT SAM-14 | IMAGING | M.G. ELECTRIC - UK | GN00002018 | RS BHAYANGKARA MOESTADJAB | KEDIRI | JAWA TIMUR | NGANJUK | MAIN UNIT | CUSTOMER | 27 May 2015 | GANDHI YANRANGGA | 20 May 2015 |  | 27 May 2015 | GANDHI YANRANGGA | - |  | ACTIVE
0315-0489 | AS14U | SUCTION UNIT SAM-14 | IMAGING | M.G. ELECTRIC - UK | GN00001823 | RSUD Dr. SAIFUL ANWAR PROV JAWA TIMUR | MALANG | JAWA TIMUR | MALANG | MAIN UNIT | CUSTOMER | - |  | 26 May 2015 |  | - |  | - |  | ACTIVE
0315-0490 | AS14U | SUCTION UNIT SAM-14 | IMAGING | M.G. ELECTRIC - UK | GN00001823 | RSUD Dr. SAIFUL ANWAR PROV JAWA TIMUR | MALANG | JAWA TIMUR | MALANG | MAIN UNIT | CUSTOMER | - |  | 26 May 2015 |  | - |  | - |  | ACTIVE
0315-0491 | AS14U | SUCTION UNIT SAM-14 | IMAGING | M.G. ELECTRIC - UK | GN00008729 | PUSKESMAS PANGANDARAN | TASIKMALAYA | JAWA BARAT | TASIKMALAYA | MAIN UNIT | CUSTOMER | 24 June 2015 | SUKMA WIJAYA - TSE | 24 June 2015 |  | 24 June 2015 | SUKMA WIJAYA - TSE | - |  | ACTIVE
0315.0.00000615 | ND241 | NEEDLE DESTROYER | IMAGING | TESENA INOVINDO, PT | GN00001527 | DINAS KESEHATAN KOTA BATU | MALANG | JAWA TIMUR | BATU | MAIN UNIT | CUSTOMER | 13 August 2015 | ZENZEN | 13 August 2015 |  | 13 August 2015 | ZENZEN | - |  | ACTIVE
0316 - 0582 | AS30U | SUCTION PUMP SAM-35 | IMAGING | M.G. ELECTRIC - UK | GN00001220 | RSUP SANGLAH DENPASAR | DENPASAR | BALI | DENPASAR | MAIN UNIT | CUSTOMER | - |  | 6 June 2016 |  | - |  | - |  | ACTIVE
0316 - 0583 | AS30U | SUCTION PUMP SAM-35 | IMAGING | M.G. ELECTRIC - UK | GN00001220 | RSUP SANGLAH DENPASAR | DENPASAR | BALI | DENPASAR | MAIN UNIT | CUSTOMER | - |  | 6 June 2016 |  | - |  | - |  | ACTIVE
0316 - 0584 | AS30U | SUCTION PUMP SAM-35 | IMAGING | M.G. ELECTRIC - UK | GN00001220 | RSUP SANGLAH DENPASAR | DENPASAR | BALI | DENPASAR | MAIN UNIT | CUSTOMER | - |  | 7 June 2016 |  | - |  | - |  | ACTIVE
0316 - 0585 | AS30U | SUCTION PUMP SAM-35 | IMAGING | M.G. ELECTRIC - UK | GN00001220 | RSUP SANGLAH DENPASAR | DENPASAR | BALI | DENPASAR | MAIN UNIT | CUSTOMER | - |  | 7 June 2016 |  | - |  | - |  | ACTIVE
0316 - 0586 | AS30U | SUCTION PUMP SAM-35 | IMAGING | M.G. ELECTRIC - UK | GN00001220 | RSUP SANGLAH DENPASAR | DENPASAR | BALI | DENPASAR | MAIN UNIT | CUSTOMER | - |  | 6 June 2016 |  | - |  | - |  | ACTIVE
0316 - 0587 | AS30U | SUCTION PUMP SAM-35 | IMAGING | M.G. ELECTRIC - UK | GN00001220 | RSUP SANGLAH DENPASAR | DENPASAR | BALI | DENPASAR | MAIN UNIT | CUSTOMER | - |  | 7 June 2016 |  | - |  | - |  | ACTIVE
0316 - 0588 | AS30U | SUCTION PUMP SAM-35 | IMAGING | M.G. ELECTRIC - UK | GN00001220 | RSUP SANGLAH DENPASAR | DENPASAR | BALI | DENPASAR | MAIN UNIT | CUSTOMER | - |  | 7 June 2016 |  | - |  | - |  | ACTIVE
0316 - 0589 | AS30U | SUCTION PUMP SAM-35 | IMAGING | M.G. ELECTRIC - UK | GN00001220 | RSUP SANGLAH DENPASAR | DENPASAR | BALI | DENPASAR | MAIN UNIT | CUSTOMER | - |  | 7 June 2016 |  | - |  | - |  | ACTIVE
0316 - 0590 | AS30U | SUCTION PUMP SAM-35 | IMAGING | M.G. ELECTRIC - UK | GN00001220 | RSUP SANGLAH DENPASAR | DENPASAR | BALI | DENPASAR | MAIN UNIT | CUSTOMER | - |  | 7 June 2016 |  | - |  | - |  | ACTIVE
0316 - 0591 | AS30U | SUCTION PUMP SAM-35 | IMAGING | M.G. ELECTRIC - UK | GN00001220 | RSUP SANGLAH DENPASAR | DENPASAR | BALI | DENPASAR | MAIN UNIT | CUSTOMER | - |  | 6 June 2016 |  | - |  | - |  | ACTIVE
0316 - 0592 | AS30U | SUCTION PUMP SAM-35 | IMAGING | M.G. ELECTRIC - UK | GN00001220 | RSUP SANGLAH DENPASAR | DENPASAR | BALI | DENPASAR | MAIN UNIT | CUSTOMER | - |  | 7 June 2016 |  | - |  | - |  | ACTIVE
0316 - 0593 | AS30U | SUCTION PUMP SAM-35 | IMAGING | M.G. ELECTRIC - UK | GN00001220 | RSUP SANGLAH DENPASAR | DENPASAR | BALI | DENPASAR | MAIN UNIT | CUSTOMER | - |  | 6 June 2016 |  | - |  | - |  | ACTIVE
0316 - 0594 | AS30U | SUCTION PUMP SAM-35 | IMAGING | M.G. ELECTRIC - UK | GN00001220 | RSUP SANGLAH DENPASAR | DENPASAR | BALI | DENPASAR | MAIN UNIT | CUSTOMER | - |  | 6 June 2016 |  | - |  | - |  | ACTIVE
0316 - 0595 | AS30U | SUCTION PUMP SAM-35 | IMAGING | M.G. ELECTRIC - UK | GN00001220 | RSUP SANGLAH DENPASAR | DENPASAR | BALI | DENPASAR | MAIN UNIT | CUSTOMER | - |  | 7 June 2016 |  | - |  | - |  | ACTIVE
0316 - 0596 | AS30U | SUCTION PUMP SAM-35 | IMAGING | M.G. ELECTRIC - UK | GN00001220 | RSUP SANGLAH DENPASAR | DENPASAR | BALI | DENPASAR | MAIN UNIT | CUSTOMER | - |  | 7 June 2016 |  | - |  | - |  | ACTIVE
0316 - 0597 | AS30U | SUCTION PUMP SAM-35 | IMAGING | M.G. ELECTRIC - UK | GN00001220 | RSUP SANGLAH DENPASAR | DENPASAR | BALI | DENPASAR | MAIN UNIT | CUSTOMER | - |  | 7 June 2016 |  | - |  | - |  | ACTIVE
0316 - 0598 | AS30U | SUCTION PUMP SAM-35 | IMAGING | M.G. ELECTRIC - UK | GN00001220 | RSUP SANGLAH DENPASAR | DENPASAR | BALI | DENPASAR | MAIN UNIT | CUSTOMER | - |  | 6 June 2016 |  | - |  | - |  | ACTIVE
0316 - 0599 | AS30U | SUCTION PUMP SAM-35 | IMAGING | M.G. ELECTRIC - UK | GN00001220 | RSUP SANGLAH DENPASAR | DENPASAR | BALI | DENPASAR | MAIN UNIT | CUSTOMER | - |  | 7 June 2016 |  | - |  | - |  | ACTIVE
0316 - 0600 | AS30U | SUCTION PUMP SAM-35 | IMAGING | M.G. ELECTRIC - UK | GN00001220 | RSUP SANGLAH DENPASAR | DENPASAR | BALI | DENPASAR | MAIN UNIT | CUSTOMER | - |  | 7 June 2016 |  | - |  | - |  | ACTIVE
0316 - 0601 | AS30U | SUCTION PUMP SAM-35 | IMAGING | M.G. ELECTRIC - UK | GN00001220 | RSUP SANGLAH DENPASAR | DENPASAR | BALI | DENPASAR | MAIN UNIT | CUSTOMER | - |  | 6 June 2016 |  | - |  | - |  | ACTIVE
0316 - 0602 | AS30U | SUCTION PUMP SAM-35 | IMAGING | M.G. ELECTRIC - UK | GN00001220 | RSUP SANGLAH DENPASAR | DENPASAR | BALI | DENPASAR | MAIN UNIT | CUSTOMER | - |  | 6 June 2016 |  | - |  | - |  | ACTIVE
0316 - 0603 | AS30U | SUCTION PUMP SAM-35 | IMAGING | M.G. ELECTRIC - UK | GN00001220 | RSUP SANGLAH DENPASAR | DENPASAR | BALI | DENPASAR | MAIN UNIT | CUSTOMER | - |  | 6 June 2016 |  | - |  | - |  | ACTIVE
0316 - 0604 | AS30U | SUCTION PUMP SAM-35 | IMAGING | M.G. ELECTRIC - UK | GN00001220 | RSUP SANGLAH DENPASAR | DENPASAR | BALI | DENPASAR | MAIN UNIT | CUSTOMER | - |  | 6 June 2016 |  | - |  | - |  | ACTIVE
0316 - 0605 | AS30U | SUCTION PUMP SAM-35 | IMAGING | M.G. ELECTRIC - UK | GN00001220 | RSUP SANGLAH DENPASAR | DENPASAR | BALI | DENPASAR | MAIN UNIT | CUSTOMER | - |  | 7 June 2016 |  | - |  | - |  | ACTIVE
0316 - 0607 | AS30U | SUCTION PUMP SAM-35 | IMAGING | M.G. ELECTRIC - UK | GN00001220 | RSUP SANGLAH DENPASAR | DENPASAR | BALI | DENPASAR | MAIN UNIT | CUSTOMER | - |  | 7 June 2016 |  | - |  | - |  | ACTIVE
0316 - 0608 | AS30U | SUCTION PUMP SAM-35 | IMAGING | M.G. ELECTRIC - UK | GN00001220 | RSUP SANGLAH DENPASAR | DENPASAR | BALI | DENPASAR | MAIN UNIT | CUSTOMER | - |  | 7 June 2016 |  | - |  | - |  | ACTIVE
0316 - 0609 | AS30U | SUCTION PUMP SAM-35 | IMAGING | M.G. ELECTRIC - UK | GN00001220 | RSUP SANGLAH DENPASAR | DENPASAR | BALI | DENPASAR | MAIN UNIT | CUSTOMER | - |  | 6 June 2016 |  | - |  | - |  | ACTIVE
0316 - 0610 | AS30U | SUCTION PUMP SAM-35 | IMAGING | M.G. ELECTRIC - UK | GN00001220 | RSUP SANGLAH DENPASAR | DENPASAR | BALI | DENPASAR | MAIN UNIT | CUSTOMER | - |  | 6 June 2016 |  | - |  | - |  | ACTIVE
0316 - 0611 | AS30U | SUCTION PUMP SAM-35 | IMAGING | M.G. ELECTRIC - UK | GN00001220 | RSUP SANGLAH DENPASAR | DENPASAR | BALI | DENPASAR | MAIN UNIT | CUSTOMER | - |  | 7 June 2016 |  | - |  | - |  | ACTIVE
0316 - 0612 | AS30U | SUCTION PUMP SAM-35 | IMAGING | M.G. ELECTRIC - UK | GN00001220 | RSUP SANGLAH DENPASAR | DENPASAR | BALI | DENPASAR | MAIN UNIT | CUSTOMER | - |  | 7 June 2016 |  | - |  | - |  | ACTIVE
0316 - 0614 | AS30U | SUCTION PUMP SAM-35 | IMAGING | M.G. ELECTRIC - UK | GN00001220 | RSUP SANGLAH DENPASAR | DENPASAR | BALI | DENPASAR | MAIN UNIT | CUSTOMER | - |  | 6 June 2016 |  | - |  | - |  | ACTIVE
0316 - 0616 | AS30U | SUCTION PUMP SAM-35 | IMAGING | M.G. ELECTRIC - UK | GN00001220 | RSUP SANGLAH DENPASAR | DENPASAR | BALI | DENPASAR | MAIN UNIT | CUSTOMER | - |  | 7 June 2016 |  | - |  | - |  | ACTIVE
0316 - 0618 | AS30U | SUCTION PUMP SAM-35 | IMAGING | M.G. ELECTRIC - UK | GN00001220 | RSUP SANGLAH DENPASAR | DENPASAR | BALI | DENPASAR | MAIN UNIT | CUSTOMER | - |  | 7 June 2016 |  | - |  | - |  | ACTIVE
0316 - 0619 | AS30U | SUCTION PUMP SAM-35 | IMAGING | M.G. ELECTRIC - UK | GN00001220 | RSUP SANGLAH DENPASAR | DENPASAR | BALI | DENPASAR | MAIN UNIT | CUSTOMER | - |  | 7 June 2016 |  | - |  | - |  | ACTIVE
0316 - 0620 | AS30U | SUCTION PUMP SAM-35 | IMAGING | M.G. ELECTRIC - UK | GN00001220 | RSUP SANGLAH DENPASAR | DENPASAR | BALI | DENPASAR | MAIN UNIT | CUSTOMER | - |  | 6 June 2016 |  | - |  | - |  | ACTIVE
0316 - 0621 | AS30U | SUCTION PUMP SAM-35 | IMAGING | M.G. ELECTRIC - UK | GN00001220 | RSUP SANGLAH DENPASAR | DENPASAR | BALI | DENPASAR | MAIN UNIT | CUSTOMER | - |  | 6 June 2016 |  | - |  | - |  | ACTIVE
0316 - 0622 | AS30U | SUCTION PUMP SAM-35 | IMAGING | M.G. ELECTRIC - UK | GN00001220 | RSUP SANGLAH DENPASAR | DENPASAR | BALI | DENPASAR | MAIN UNIT | CUSTOMER | - |  | 6 June 2016 |  | - |  | - |  | ACTIVE
0316 - 0623 | AS30U | SUCTION PUMP SAM-35 | IMAGING | M.G. ELECTRIC - UK | GN00001220 | RSUP SANGLAH DENPASAR | DENPASAR | BALI | DENPASAR | MAIN UNIT | CUSTOMER | - |  | 7 June 2016 |  | - |  | - |  | ACTIVE
0316 - 0625 | AS30U | SUCTION PUMP SAM-35 | IMAGING | M.G. ELECTRIC - UK | GN00001220 | RSUP SANGLAH DENPASAR | DENPASAR | BALI | DENPASAR | MAIN UNIT | CUSTOMER | - |  | 6 June 2016 |  | - |  | - |  | ACTIVE
0316 - 0630 | AS30U | SUCTION PUMP SAM-35 | IMAGING | M.G. ELECTRIC - UK | GN00001220 | RSUP SANGLAH DENPASAR | DENPASAR | BALI | DENPASAR | MAIN UNIT | CUSTOMER | - |  | 6 June 2016 |  | - |  | - |  | ACTIVE
0316 - 0637 | AS14U | SUCTION UNIT SAM-14 | IMAGING | M.G. ELECTRIC - UK | GN00011686 | LPFK BANJAR BARU | BANJARMASIN | KALIMANTAN SELATAN | BANJARMASIN | MAIN UNIT | CUSTOMER | 24 June 2016 | TEGAR PANDU - TSE | 22 June 2016 |  | 24 June 2016 | TEGAR PANDU - TSE | - |  | ACTIVE
0316 -0591 | AS30U | SUCTION PUMP SAM-35 | IMAGING | M.G. ELECTRIC - UK | GN00002986 | RDC PUSAT - RAWAGELAM | PUSAT | DKI JAKARTA | JAKARTA TIMUR | MAIN UNIT | EMP | 26 May 2016 | ARIEF SETIAWAN - TSE CP | 23 May 2016 |  | 26 May 2016 | ARIEF SETIAWAN - TSE CP | - |  | ACTIVE
0316-0582 | AS30U | SUCTION PUMP SAM-35 | IMAGING | M.G. ELECTRIC - UK | GN00002986 | RDC PUSAT - RAWAGELAM | PUSAT | DKI JAKARTA | JAKARTA TIMUR | MAIN UNIT | EMP | 26 May 2016 | ARIEF SETIAWAN - TSE CP | 26 May 2016 |  | 26 May 2016 | ARIEF SETIAWAN - TSE CP | - |  | ACTIVE
0316-0583 | AS30U | SUCTION PUMP SAM-35 | IMAGING | M.G. ELECTRIC - UK | GN00002986 | RDC PUSAT - RAWAGELAM | PUSAT | DKI JAKARTA | JAKARTA TIMUR | MAIN UNIT | EMP | 21 April 2017 | ARIEF SETIAWAN - TSE CP | 23 May 2016 |  | 21 April 2017 | ARIEF SETIAWAN - TSE CP | - |  | ACTIVE
0316-0585 | AS30U | SUCTION PUMP SAM-35 | IMAGING | M.G. ELECTRIC - UK | GN00002986 | RDC PUSAT - RAWAGELAM | PUSAT | DKI JAKARTA | JAKARTA TIMUR | MAIN UNIT | EMP | 26 May 2016 | ARIEF SETIAWAN - TSE CP | 23 May 2016 |  | 26 May 2016 | ARIEF SETIAWAN - TSE CP | - |  | ACTIVE
0316-0586 | AS30U | SUCTION PUMP SAM-35 | IMAGING | M.G. ELECTRIC - UK | GN00002986 | RDC PUSAT - RAWAGELAM | PUSAT | DKI JAKARTA | JAKARTA TIMUR | MAIN UNIT | EMP | 26 May 2016 | ARIEF SETIAWAN - TSE CP | 23 May 2016 |  | 26 May 2016 | ARIEF SETIAWAN - TSE CP | - |  | ACTIVE
0316-0587 | AS30U | SUCTION PUMP SAM-35 | IMAGING | M.G. ELECTRIC - UK | GN00002986 | RDC PUSAT - RAWAGELAM | PUSAT | DKI JAKARTA | JAKARTA TIMUR | MAIN UNIT | EMP | 26 May 2016 | ARIEF SETIAWAN - TSE CP | 23 May 2016 |  | 26 May 2016 | ARIEF SETIAWAN - TSE CP | - |  | ACTIVE
0316-0588 | AS30U | SUCTION PUMP SAM-35 | IMAGING | M.G. ELECTRIC - UK | GN00002986 | RDC PUSAT - RAWAGELAM | PUSAT | DKI JAKARTA | JAKARTA TIMUR | MAIN UNIT | EMP | 26 May 2016 | ARIEF SETIAWAN - TSE CP | 23 May 2016 |  | 26 May 2016 | ARIEF SETIAWAN - TSE CP | - |  | ACTIVE
0316-0589 | AS30U | SUCTION PUMP SAM-35 | IMAGING | M.G. ELECTRIC - UK | GN00001220 | RSUP SANGLAH DENPASAR | DENPASAR | BALI | DENPASAR | MAIN UNIT | CUSTOMER | - |  | 6 June 2016 |  | - |  | - |  | ACTIVE
0316-0590 | AS30U | SUCTION PUMP SAM-35 | IMAGING | M.G. ELECTRIC - UK | GN00002986 | RDC PUSAT - RAWAGELAM | PUSAT | DKI JAKARTA | JAKARTA TIMUR | MAIN UNIT | EMP | 26 May 2016 | ARIEF SETIAWAN - TSE CP | 23 May 2016 |  | 26 May 2016 | ARIEF SETIAWAN - TSE CP | - |  | ACTIVE
0316-0592 | AS30U | SUCTION PUMP SAM-35 | IMAGING | M.G. ELECTRIC - UK | GN00002986 | RDC PUSAT - RAWAGELAM | PUSAT | DKI JAKARTA | JAKARTA TIMUR | MAIN UNIT | EMP | 26 May 2016 | ARIEF SETIAWAN - TSE CP | 23 May 2016 |  | 26 May 2016 | ARIEF SETIAWAN - TSE CP | - |  | ACTIVE
0316-0593 | AS30U | SUCTION PUMP SAM-35 | IMAGING | M.G. ELECTRIC - UK | GN00002986 | RDC PUSAT - RAWAGELAM | PUSAT | DKI JAKARTA | JAKARTA TIMUR | MAIN UNIT | EMP | 26 May 2016 | ARIEF SETIAWAN - TSE CP | 23 May 2016 |  | 26 May 2016 | ARIEF SETIAWAN - TSE CP | - |  | ACTIVE
0316-0594 | AS30U | SUCTION PUMP SAM-35 | IMAGING | M.G. ELECTRIC - UK | GN00002986 | RDC PUSAT - RAWAGELAM | PUSAT | DKI JAKARTA | JAKARTA TIMUR | MAIN UNIT | EMP | 26 May 2016 | ARIEF SETIAWAN - TSE CP | 23 May 2016 |  | 26 May 2016 | ARIEF SETIAWAN - TSE CP | - |  | ACTIVE
0316-0595 | AS30U | SUCTION PUMP SAM-35 | IMAGING | M.G. ELECTRIC - UK | GN00002986 | RDC PUSAT - RAWAGELAM | PUSAT | DKI JAKARTA | JAKARTA TIMUR | MAIN UNIT | EMP | 26 May 2016 | ARIEF SETIAWAN - TSE CP | 23 May 2016 |  | 26 May 2016 | ARIEF SETIAWAN - TSE CP | - |  | ACTIVE
0316-0596 | AS30U | SUCTION PUMP SAM-35 | IMAGING | M.G. ELECTRIC - UK | GN00002986 | RDC PUSAT - RAWAGELAM | PUSAT | DKI JAKARTA | JAKARTA TIMUR | MAIN UNIT | EMP | 26 May 2016 | ARIEF SETIAWAN - TSE CP | 23 May 2016 |  | 26 May 2016 | ARIEF SETIAWAN - TSE CP | - |  | ACTIVE
0316-0597 | AS30U | SUCTION PUMP SAM-35 | IMAGING | M.G. ELECTRIC - UK | GN00002986 | RDC PUSAT - RAWAGELAM | PUSAT | DKI JAKARTA | JAKARTA TIMUR | MAIN UNIT | EMP | 26 May 2016 | ARIEF SETIAWAN - TSE CP | 23 May 2016 |  | 26 May 2016 | ARIEF SETIAWAN - TSE CP | - |  | ACTIVE
0316-0598 | AS30U | SUCTION PUMP SAM-35 | IMAGING | M.G. ELECTRIC - UK | GN00002986 | RDC PUSAT - RAWAGELAM | PUSAT | DKI JAKARTA | JAKARTA TIMUR | MAIN UNIT | EMP | 26 May 2016 | ARIEF SETIAWAN - TSE CP | 23 May 2016 |  | 26 May 2016 | ARIEF SETIAWAN - TSE CP | - |  | ACTIVE
0316-0599 | AS30U | SUCTION PUMP SAM-35 | IMAGING | M.G. ELECTRIC - UK | GN00002986 | RDC PUSAT - RAWAGELAM | PUSAT | DKI JAKARTA | JAKARTA TIMUR | MAIN UNIT | EMP | 26 May 2016 | ARIEF SETIAWAN - TSE CP | 23 May 2016 |  | 26 May 2016 | ARIEF SETIAWAN - TSE CP | - |  | ACTIVE
0316-0600 | AS30U | SUCTION PUMP SAM-35 | IMAGING | M.G. ELECTRIC - UK | GN00002986 | RDC PUSAT - RAWAGELAM | PUSAT | DKI JAKARTA | JAKARTA TIMUR | MAIN UNIT | EMP | 26 May 2016 | ARIEF SETIAWAN - TSE CP | 23 May 2016 |  | 26 May 2016 | ARIEF SETIAWAN - TSE CP | - |  | ACTIVE
0316-0601 | AS30U | SUCTION PUMP SAM-35 | IMAGING | M.G. ELECTRIC - UK | GN00002986 | RDC PUSAT - RAWAGELAM | PUSAT | DKI JAKARTA | JAKARTA TIMUR | MAIN UNIT | EMP | 26 May 2016 | ARIEF SETIAWAN - TSE CP | 23 May 2016 |  | 26 May 2016 | ARIEF SETIAWAN - TSE CP | - |  | ACTIVE
0316-0602 | AS30U | SUCTION PUMP SAM-35 | IMAGING | M.G. ELECTRIC - UK | GN00002986 | RDC PUSAT - RAWAGELAM | PUSAT | DKI JAKARTA | JAKARTA TIMUR | MAIN UNIT | EMP | 26 May 2016 | ARIEF SETIAWAN - TSE CP | 23 May 2016 |  | 26 May 2016 | ARIEF SETIAWAN - TSE CP | - |  | ACTIVE
0316-0603 | AS30U | SUCTION PUMP SAM-35 | IMAGING | M.G. ELECTRIC - UK | GN00002986 | RDC PUSAT - RAWAGELAM | PUSAT | DKI JAKARTA | JAKARTA TIMUR | MAIN UNIT | EMP | 26 May 2016 | ARIEF SETIAWAN - TSE CP | 23 May 2016 |  | 26 May 2016 | ARIEF SETIAWAN - TSE CP | - |  | ACTIVE
0316-0604 | AS30U | SUCTION PUMP SAM-35 | IMAGING | M.G. ELECTRIC - UK | GN00002986 | RDC PUSAT - RAWAGELAM | PUSAT | DKI JAKARTA | JAKARTA TIMUR | MAIN UNIT | EMP | 26 May 2016 | ARIEF SETIAWAN - TSE CP | 23 May 2016 |  | 26 May 2016 | ARIEF SETIAWAN - TSE CP | - |  | ACTIVE
0316-0605 | AS30U | SUCTION PUMP SAM-35 | IMAGING | M.G. ELECTRIC - UK | GN00002986 | RDC PUSAT - RAWAGELAM | PUSAT | DKI JAKARTA | JAKARTA TIMUR | MAIN UNIT | EMP | 26 May 2016 | ARIEF SETIAWAN - TSE CP | 23 May 2016 |  | 26 May 2016 | ARIEF SETIAWAN - TSE CP | - |  | ACTIVE
0316-0606 | AS30U | SUCTION PUMP SAM-35 | IMAGING | M.G. ELECTRIC - UK | GN00002986 | RDC PUSAT - RAWAGELAM | PUSAT | DKI JAKARTA | JAKARTA TIMUR | MAIN UNIT | EMP | 26 May 2016 | ARIEF SETIAWAN - TSE CP | 23 May 2016 |  | 26 May 2016 | ARIEF SETIAWAN - TSE CP | - |  | ACTIVE
0316-0607 | AS30U | SUCTION PUMP SAM-35 | IMAGING | M.G. ELECTRIC - UK | GN00002986 | RDC PUSAT - RAWAGELAM | PUSAT | DKI JAKARTA | JAKARTA TIMUR | MAIN UNIT | EMP | 26 May 2016 | ARIEF SETIAWAN - TSE CP | 23 May 2016 |  | 26 May 2016 | ARIEF SETIAWAN - TSE CP | - |  | ACTIVE
0316-0608 | AS30U | SUCTION PUMP SAM-35 | IMAGING | M.G. ELECTRIC - UK | GN00002986 | RDC PUSAT - RAWAGELAM | PUSAT | DKI JAKARTA | JAKARTA TIMUR | MAIN UNIT | EMP | 26 May 2016 | ARIEF SETIAWAN - TSE CP | 23 May 2016 |  | 26 May 2016 | ARIEF SETIAWAN - TSE CP | - |  | ACTIVE
0316-0609 | AS30U | SUCTION PUMP SAM-35 | IMAGING | M.G. ELECTRIC - UK | GN00002986 | RDC PUSAT - RAWAGELAM | PUSAT | DKI JAKARTA | JAKARTA TIMUR | MAIN UNIT | EMP | 26 May 2016 | ARIEF SETIAWAN - TSE CP | 23 May 2016 |  | 26 May 2016 | ARIEF SETIAWAN - TSE CP | - |  | ACTIVE
0316-0610 | AS30U | SUCTION PUMP SAM-35 | IMAGING | M.G. ELECTRIC - UK | GN00002986 | RDC PUSAT - RAWAGELAM | PUSAT | DKI JAKARTA | JAKARTA TIMUR | MAIN UNIT | EMP | 26 May 2016 | ARIEF SETIAWAN - TSE CP | 23 May 2016 |  | 26 May 2016 | ARIEF SETIAWAN - TSE CP | - |  | ACTIVE
0316-0611 | AS30U | SUCTION PUMP SAM-35 | IMAGING | M.G. ELECTRIC - UK | GN00002986 | RDC PUSAT - RAWAGELAM | PUSAT | DKI JAKARTA | JAKARTA TIMUR | MAIN UNIT | EMP | 26 May 2016 | ARIEF SETIAWAN - TSE CP | 23 May 2016 |  | 26 May 2016 | ARIEF SETIAWAN - TSE CP | - |  | ACTIVE
0316-0612 | AS30U | SUCTION PUMP SAM-35 | IMAGING | M.G. ELECTRIC - UK | GN00002986 | RDC PUSAT - RAWAGELAM | PUSAT | DKI JAKARTA | JAKARTA TIMUR | MAIN UNIT | EMP | 26 May 2016 | ARIEF SETIAWAN - TSE CP | 23 May 2016 |  | 26 May 2016 | ARIEF SETIAWAN - TSE CP | - |  | ACTIVE
0316-0613 | AS30U | SUCTION PUMP SAM-35 | IMAGING | M.G. ELECTRIC - UK | GN00002986 | RDC PUSAT - RAWAGELAM | PUSAT | DKI JAKARTA | JAKARTA TIMUR | MAIN UNIT | EMP | 26 May 2016 | ARIEF SETIAWAN - TSE CP | 23 May 2016 |  | 26 May 2016 | ARIEF SETIAWAN - TSE CP | - |  | ACTIVE
0316-0614 | AS30U | SUCTION PUMP SAM-35 | IMAGING | M.G. ELECTRIC - UK | GN00002986 | RDC PUSAT - RAWAGELAM | PUSAT | DKI JAKARTA | JAKARTA TIMUR | MAIN UNIT | EMP | 26 May 2016 | ARIEF SETIAWAN - TSE CP | 23 May 2016 |  | 26 May 2016 | ARIEF SETIAWAN - TSE CP | - |  | ACTIVE
0316-0615 | AS30U | SUCTION PUMP SAM-35 | IMAGING | M.G. ELECTRIC - UK | GN00002986 | RDC PUSAT - RAWAGELAM | PUSAT | DKI JAKARTA | JAKARTA TIMUR | MAIN UNIT | EMP | 26 May 2016 | ARIEF SETIAWAN - TSE CP | 23 May 2016 |  | 26 May 2016 | ARIEF SETIAWAN - TSE CP | - |  | ACTIVE
0316-0616 | AS30U | SUCTION PUMP SAM-35 | IMAGING | M.G. ELECTRIC - UK | GN00002986 | RDC PUSAT - RAWAGELAM | PUSAT | DKI JAKARTA | JAKARTA TIMUR | MAIN UNIT | EMP | 26 May 2016 | ARIEF SETIAWAN - TSE CP | 23 May 2016 |  | 26 May 2016 | ARIEF SETIAWAN - TSE CP | - |  | ACTIVE
0316-0617 | AS30U | SUCTION PUMP SAM-35 | IMAGING | M.G. ELECTRIC - UK | GN00002986 | RDC PUSAT - RAWAGELAM | PUSAT | DKI JAKARTA | JAKARTA TIMUR | MAIN UNIT | EMP | 26 May 2016 | ARIEF SETIAWAN - TSE CP | 23 May 2016 |  | 26 May 2016 | ARIEF SETIAWAN - TSE CP | - |  | ACTIVE
0316-0618 | AS30U | SUCTION PUMP SAM-35 | IMAGING | M.G. ELECTRIC - UK | GN00002986 | RDC PUSAT - RAWAGELAM | PUSAT | DKI JAKARTA | JAKARTA TIMUR | MAIN UNIT | EMP | 26 May 2016 | ARIEF SETIAWAN - TSE CP | 23 May 2016 |  | 26 May 2016 | ARIEF SETIAWAN - TSE CP | - |  | ACTIVE
0316-0619 | AS30U | SUCTION PUMP SAM-35 | IMAGING | M.G. ELECTRIC - UK | GN00002986 | RDC PUSAT - RAWAGELAM | PUSAT | DKI JAKARTA | JAKARTA TIMUR | MAIN UNIT | EMP | 26 May 2016 | ARIEF SETIAWAN - TSE CP | 23 May 2016 |  | 26 May 2016 | ARIEF SETIAWAN - TSE CP | - |  | ACTIVE
0316-0620 | AS30U | SUCTION PUMP SAM-35 | IMAGING | M.G. ELECTRIC - UK | GN00002986 | RDC PUSAT - RAWAGELAM | PUSAT | DKI JAKARTA | JAKARTA TIMUR | MAIN UNIT | EMP | 26 May 2016 | ARIEF SETIAWAN - TSE CP | 23 May 2016 |  | 26 May 2016 | ARIEF SETIAWAN - TSE CP | - |  | ACTIVE
0316-0621 | AS30U | SUCTION PUMP SAM-35 | IMAGING | M.G. ELECTRIC - UK | GN00002986 | RDC PUSAT - RAWAGELAM | PUSAT | DKI JAKARTA | JAKARTA TIMUR | MAIN UNIT | EMP | 26 May 2016 | ARIEF SETIAWAN - TSE CP | 23 May 2016 |  | 26 May 2016 | ARIEF SETIAWAN - TSE CP | - |  | ACTIVE
0316-0622 | AS30U | SUCTION PUMP SAM-35 | IMAGING | M.G. ELECTRIC - UK | GN00002986 | RDC PUSAT - RAWAGELAM | PUSAT | DKI JAKARTA | JAKARTA TIMUR | MAIN UNIT | EMP | 26 May 2016 | ARIEF SETIAWAN - TSE CP | 23 May 2016 |  | 26 May 2016 | ARIEF SETIAWAN - TSE CP | - |  | ACTIVE
0316-0624 | AS30U | SUCTION PUMP SAM-35 | IMAGING | M.G. ELECTRIC - UK | GN00000970 | RSUD MAJALAYA | BANDUNG | JAWA BARAT | BANDUNG | MAIN UNIT | CUSTOMER | 9 June 2016 | SUKMA WIJAYA - TSE | 9 June 2016 |  | 9 June 2016 | SUKMA WIJAYA - TSE | - |  | ACTIVE
0316-0625 | AS30U | SUCTION PUMP SAM-35 | IMAGING | M.G. ELECTRIC - UK | GN00002986 | RDC PUSAT - RAWAGELAM | PUSAT | DKI JAKARTA | JAKARTA TIMUR | MAIN UNIT | EMP | 26 May 2016 | ARIEF SETIAWAN - TSE CP | 23 May 2016 |  | 26 May 2016 | ARIEF SETIAWAN - TSE CP | - |  | ACTIVE
0316-0626 | AS30U | SUCTION PUMP SAM-35 | IMAGING | M.G. ELECTRIC - UK | GN00000970 | RSUD MAJALAYA | BANDUNG | JAWA BARAT | BANDUNG | MAIN UNIT | CUSTOMER | 9 June 2016 | SUKMA WIJAYA - TSE | 9 June 2016 |  | 9 June 2016 | SUKMA WIJAYA - TSE | - |  | ACTIVE
0316-0627 | AS30U | SUCTION PUMP SAM-35 | IMAGING | M.G. ELECTRIC - UK | GN00002986 | RDC PUSAT - RAWAGELAM | PUSAT | DKI JAKARTA | JAKARTA TIMUR | MAIN UNIT | EMP | 26 May 2016 | ARIEF SETIAWAN - TSE CP | 23 May 2016 |  | 26 May 2016 | ARIEF SETIAWAN - TSE CP | - |  | ACTIVE
0316-0628 | AS30U | SUCTION PUMP SAM-35 | IMAGING | M.G. ELECTRIC - UK | GN00000970 | RSUD MAJALAYA | BANDUNG | JAWA BARAT | BANDUNG | MAIN UNIT | CUSTOMER | 9 June 2016 | SUKMA WIJAYA - TSE | 9 June 2016 |  | 9 June 2016 | SUKMA WIJAYA - TSE | - |  | ACTIVE
0316-0629 | AS30U | SUCTION PUMP SAM-35 | IMAGING | M.G. ELECTRIC - UK | GN00002986 | RDC PUSAT - RAWAGELAM | PUSAT | DKI JAKARTA | JAKARTA TIMUR | MAIN UNIT | EMP | 26 May 2016 | ARIEF SETIAWAN - TSE CP | 23 May 2016 |  | 26 May 2016 | ARIEF SETIAWAN - TSE CP | - |  | ACTIVE
0316-0630 | AS30U | SUCTION PUMP SAM-35 | IMAGING | M.G. ELECTRIC - UK | GN00002986 | RDC PUSAT - RAWAGELAM | PUSAT | DKI JAKARTA | JAKARTA TIMUR | MAIN UNIT | EMP | 26 May 2016 | ARIEF SETIAWAN - TSE CP | 23 May 2016 |  | 26 May 2016 | ARIEF SETIAWAN - TSE CP | - |  | ACTIVE
0316-0631 | AS30U | SUCTION PUMP SAM-35 | IMAGING | M.G. ELECTRIC - UK | GN00002986 | RDC PUSAT - RAWAGELAM | PUSAT | DKI JAKARTA | JAKARTA TIMUR | MAIN UNIT | EMP | 26 May 2016 | ARIEF SETIAWAN - TSE CP | 23 May 2016 |  | 26 May 2016 | ARIEF SETIAWAN - TSE CP | - |  | ACTIVE
0316-0635 | AS14U | SUCTION UNIT SAM-14 | IMAGING | M.G. ELECTRIC - UK | GN00002986 | RDC PUSAT - RAWAGELAM | PUSAT | DKI JAKARTA | JAKARTA TIMUR | MAIN UNIT | EMP | 11 July 2018 | TRIYONO - TSE AREA BARAT | 23 May 2016 |  | 11 July 2018 | TRIYONO - TSE AREA BARAT | - |  | ACTIVE
0316-0636 | AS14U | SUCTION UNIT SAM-14 | IMAGING | M.G. ELECTRIC - UK | GN00002986 | RDC PUSAT - RAWAGELAM | PUSAT | DKI JAKARTA | JAKARTA TIMUR | MAIN UNIT | EMP | 27 May 2016 | ARIEF SETIAWAN - TSE CP | 23 May 2016 |  | 27 May 2016 | ARIEF SETIAWAN - TSE CP | - |  | ACTIVE
0316-0637 | AS14U | SUCTION UNIT SAM-14 | IMAGING | M.G. ELECTRIC - UK | GN00002986 | RDC PUSAT - RAWAGELAM | PUSAT | DKI JAKARTA | JAKARTA TIMUR | MAIN UNIT | EMP | 27 May 2016 | ARIEF SETIAWAN - TSE CP | 23 May 2016 |  | 27 May 2016 | ARIEF SETIAWAN - TSE CP | - |  | ACTIVE
0316-0638 | AS14U | SUCTION UNIT SAM-14 | IMAGING | M.G. ELECTRIC - UK | GN00002986 | RDC PUSAT - RAWAGELAM | PUSAT | DKI JAKARTA | JAKARTA TIMUR | MAIN UNIT | EMP | 27 May 2016 | ARIEF SETIAWAN - TSE CP | 23 May 2016 |  | 27 May 2016 | ARIEF SETIAWAN - TSE CP | - |  | ACTIVE
0316-0639 | AS14U | SUCTION UNIT SAM-14 | IMAGING | M.G. ELECTRIC - UK | GN00002986 | RDC PUSAT - RAWAGELAM | PUSAT | DKI JAKARTA | JAKARTA TIMUR | MAIN UNIT | EMP | 27 May 2016 | ARIEF SETIAWAN - TSE CP | 23 May 2016 |  | 27 May 2016 | ARIEF SETIAWAN - TSE CP | - |  | ACTIVE
0316-0640 | AS14U | SUCTION UNIT SAM-14 | IMAGING | M.G. ELECTRIC - UK | GN00002986 | RDC PUSAT - RAWAGELAM | PUSAT | DKI JAKARTA | JAKARTA TIMUR | MAIN UNIT | EMP | 27 May 2016 | ARIEF SETIAWAN - TSE CP | 23 May 2016 |  | 27 May 2016 | ARIEF SETIAWAN - TSE CP | - |  | ACTIVE
0316-0641 | AS14U | SUCTION UNIT SAM-14 | IMAGING | M.G. ELECTRIC - UK | GN00002986 | RDC PUSAT - RAWAGELAM | PUSAT | DKI JAKARTA | JAKARTA TIMUR | MAIN UNIT | EMP | 27 May 2016 | ARIEF SETIAWAN - TSE CP | 23 May 2016 |  | 27 May 2016 | ARIEF SETIAWAN - TSE CP | - |  | ACTIVE
0316-0642 | AS14U | SUCTION UNIT SAM-14 | IMAGING | M.G. ELECTRIC - UK | GN00001066 | RSUD CIBINONG | BOGOR | JAWA BARAT | BOGOR | MAIN UNIT | CUSTOMER | 22 August 2016 | IBNUL AZIZ - TSE | 22 August 2016 |  | 22 August 2016 | IBNUL AZIZ - TSE | - |  | ACTIVE
0316-0643 | AS14U | SUCTION UNIT SAM-14 | IMAGING | M.G. ELECTRIC - UK | GN00002986 | RDC PUSAT - RAWAGELAM | PUSAT | DKI JAKARTA | JAKARTA TIMUR | MAIN UNIT | EMP | 27 May 2016 | ARIEF SETIAWAN - TSE CP | 23 May 2016 |  | 27 May 2016 | ARIEF SETIAWAN - TSE CP | - |  | ACTIVE
0316-0645 | AS14U | SUCTION UNIT SAM-14 | IMAGING | M.G. ELECTRIC - UK | GN00002986 | RDC PUSAT - RAWAGELAM | PUSAT | DKI JAKARTA | JAKARTA TIMUR | MAIN UNIT | EMP | 27 May 2016 | ARIEF SETIAWAN - TSE CP | 23 May 2016 |  | 27 May 2016 | ARIEF SETIAWAN - TSE CP | - |  | ACTIVE
0316-0646 | AS14U | SUCTION UNIT SAM-14 | IMAGING | M.G. ELECTRIC - UK | GN00002986 | RDC PUSAT - RAWAGELAM | PUSAT | DKI JAKARTA | JAKARTA TIMUR | MAIN UNIT | EMP | 27 May 2016 | ARIEF SETIAWAN - TSE CP | 23 May 2016 |  | 27 May 2016 | ARIEF SETIAWAN - TSE CP | - |  | ACTIVE
0316-0647 | AS14U | SUCTION UNIT SAM-14 | IMAGING | M.G. ELECTRIC - UK | GN00002986 | RDC PUSAT - RAWAGELAM | PUSAT | DKI JAKARTA | JAKARTA TIMUR | MAIN UNIT | EMP | 27 May 2016 | ARIEF SETIAWAN - TSE CP | 23 May 2016 |  | 27 May 2016 | ARIEF SETIAWAN - TSE CP | - |  | ACTIVE
0316-0648 | AS14U | SUCTION UNIT SAM-14 | IMAGING | M.G. ELECTRIC - UK | GN00002986 | RDC PUSAT - RAWAGELAM | PUSAT | DKI JAKARTA | JAKARTA TIMUR | MAIN UNIT | EMP | 27 May 2016 | ARIEF SETIAWAN - TSE CP | 23 May 2016 |  | 27 May 2016 | ARIEF SETIAWAN - TSE CP | - |  | ACTIVE
0316-0649 | AS14U | SUCTION UNIT SAM-14 | IMAGING | M.G. ELECTRIC - UK | GN00002986 | RDC PUSAT - RAWAGELAM | PUSAT | DKI JAKARTA | JAKARTA TIMUR | MAIN UNIT | EMP | 27 May 2016 | ARIEF SETIAWAN - TSE CP | 23 May 2016 |  | 27 May 2016 | ARIEF SETIAWAN - TSE CP | - |  | ACTIVE
0316-0650 | AS14U | SUCTION UNIT SAM-14 | IMAGING | M.G. ELECTRIC - UK | GN00001066 | RSUD CIBINONG | BOGOR | JAWA BARAT | BOGOR | MAIN UNIT | CUSTOMER | 22 August 2016 | IBNUL AZIZ - TSE | 22 August 2016 |  | 22 August 2016 | IBNUL AZIZ - TSE | - |  | ACTIVE
0316-0651 | AS14U | SUCTION UNIT SAM-14 | IMAGING | M.G. ELECTRIC - UK | GN00001066 | RSUD CIBINONG | BOGOR | JAWA BARAT | BOGOR | MAIN UNIT | CUSTOMER | 22 August 2016 | IBNUL AZIZ - TSE | 22 August 2016 |  | 22 August 2016 | IBNUL AZIZ - TSE | - |  | ACTIVE
0316-0652 | AS14U | SUCTION UNIT SAM-14 | IMAGING | M.G. ELECTRIC - UK | GN00006874 | DINAS KESEHATAN KAB/ KOTA. KUTAI TIMUR | SAMARINDA | KALIMANTAN TIMUR | SANGATTA | MAIN UNIT | CUSTOMER | 8 September 2016 | TEGAR PANDU - TSE | 1 September 2016 |  | 8 September 2016 | TEGAR PANDU - TSE | - |  | ACTIVE
0316-0653 | AS14U | SUCTION UNIT SAM-14 | IMAGING | M.G. ELECTRIC - UK | GN00003435 | DINAS KESEHATAN KAB. TEGAL | TEGAL | JAWA TENGAH | TEGAL | MAIN UNIT | CUSTOMER | 14 November 2016 | MUNADI - TSE | 14 November 2016 |  | 14 November 2016 | MUNADI - TSE | - |  | ACTIVE
0316-0654 | AS14U | SUCTION UNIT SAM-14 | IMAGING | M.G. ELECTRIC - UK | GN00002986 | RDC PUSAT - RAWAGELAM | PUSAT | DKI JAKARTA | JAKARTA TIMUR | MAIN UNIT | EMP | 27 May 2016 | ARIEF SETIAWAN - TSE CP | 23 May 2016 |  | 27 May 2016 | ARIEF SETIAWAN - TSE CP | - |  | ACTIVE
0316-0655 | AS14U | SUCTION UNIT SAM-14 | IMAGING | M.G. ELECTRIC - UK | GN00002986 | RDC PUSAT - RAWAGELAM | PUSAT | DKI JAKARTA | JAKARTA TIMUR | MAIN UNIT | EMP | 27 May 2016 | ARIEF SETIAWAN - TSE CP | 23 May 2016 |  | 27 May 2016 | ARIEF SETIAWAN - TSE CP | - |  | ACTIVE
0316-0656 | AS14U | SUCTION UNIT SAM-14 | IMAGING | M.G. ELECTRIC - UK | GN00003435 | DINAS KESEHATAN KAB. TEGAL | TEGAL | JAWA TENGAH | TEGAL | MAIN UNIT | CUSTOMER | 14 November 2016 | MUNADI - TSE | 14 November 2016 |  | 14 November 2016 | MUNADI - TSE | - |  | ACTIVE
0316-0657 | AS14U | SUCTION UNIT SAM-14 | IMAGING | M.G. ELECTRIC - UK | GN00000319 | RSUP H ADAM MALIK | MEDAN | SUMATERA UTARA | MEDAN | MAIN UNIT | CUSTOMER | 23 August 2016 | SATRIA KUSUMA - TSE | 23 August 2016 |  | 23 August 2016 | SATRIA KUSUMA - TSE | - |  | ACTIVE
0316-0658 | AS14U | SUCTION UNIT SAM-14 | IMAGING | M.G. ELECTRIC - UK | GN00000319 | RSUP H ADAM MALIK | MEDAN | SUMATERA UTARA | MEDAN | MAIN UNIT | CUSTOMER | 23 August 2016 | SATRIA KUSUMA - TSE | 23 August 2016 |  | 23 August 2016 | SATRIA KUSUMA - TSE | - |  | ACTIVE
0316-0659 | AS14U | SUCTION UNIT SAM-14 | IMAGING | M.G. ELECTRIC - UK | GN00000319 | RSUP H ADAM MALIK | MEDAN | SUMATERA UTARA | MEDAN | MAIN UNIT | CUSTOMER | 23 August 2016 | SATRIA KUSUMA - TSE | 23 August 2016 |  | 23 August 2016 | SATRIA KUSUMA - TSE | - |  | ACTIVE
0316-0660 | AS14U | SUCTION UNIT SAM-14 | IMAGING | M.G. ELECTRIC - UK | GN00000319 | RSUP H ADAM MALIK | MEDAN | SUMATERA UTARA | MEDAN | MAIN UNIT | CUSTOMER | 23 August 2016 | SATRIA KUSUMA - TSE | 23 August 2016 |  | 23 August 2016 | SATRIA KUSUMA - TSE | - |  | ACTIVE
0316-0661 | AS14U | SUCTION UNIT SAM-14 | IMAGING | M.G. ELECTRIC - UK | GN00000319 | RSUP H ADAM MALIK | MEDAN | SUMATERA UTARA | MEDAN | MAIN UNIT | CUSTOMER | 23 August 2016 | SATRIA KUSUMA - TSE | 23 August 2016 |  | 23 August 2016 | SATRIA KUSUMA - TSE | - |  | ACTIVE
0316-0662 | AS14U | SUCTION UNIT SAM-14 | IMAGING | M.G. ELECTRIC - UK | GN00003435 | DINAS KESEHATAN KAB. TEGAL | TEGAL | JAWA TENGAH | TEGAL | MAIN UNIT | CUSTOMER | 14 November 2016 | MUNADI - TSE | 14 November 2016 |  | 14 November 2016 | MUNADI - TSE | - |  | ACTIVE
0316-0663 | AS14U | SUCTION UNIT SAM-14 | IMAGING | M.G. ELECTRIC - UK | GN00002986 | RDC PUSAT - RAWAGELAM | PUSAT | DKI JAKARTA | JAKARTA TIMUR | MAIN UNIT | EMP | 27 May 2016 | ARIEF SETIAWAN - TSE CP | 23 May 2016 |  | 27 May 2016 | ARIEF SETIAWAN - TSE CP | - |  | ACTIVE
0316-0664 | AS14U | SUCTION UNIT SAM-14 | IMAGING | M.G. ELECTRIC - UK | GN00000319 | RSUP H ADAM MALIK | MEDAN | SUMATERA UTARA | MEDAN | MAIN UNIT | CUSTOMER | 23 August 2016 | SATRIA KUSUMA - TSE | 23 August 2016 |  | 23 August 2016 | SATRIA KUSUMA - TSE | - |  | ACTIVE
0316-0665 | AS14U | SUCTION UNIT SAM-14 | IMAGING | M.G. ELECTRIC - UK | GN00001232 | DINAS KESEHATAN KAB/KOTA. GIANYAR | DENPASAR | BALI | GIANYAR | MAIN UNIT | CUSTOMER | 23 November 2016 | I KADEK - TSE | 23 November 2016 |  | 23 November 2016 | I KADEK - TSE | - |  | ACTIVE
0316-0666 | AS14U | SUCTION UNIT SAM-14 | IMAGING | M.G. ELECTRIC - UK | GN00000319 | RSUP H ADAM MALIK | MEDAN | SUMATERA UTARA | MEDAN | MAIN UNIT | CUSTOMER | 23 August 2016 | SATRIA KUSUMA - TSE | 23 August 2016 |  | 23 August 2016 | SATRIA KUSUMA - TSE | - |  | ACTIVE
0316-0667 | AS14U | SUCTION UNIT SAM-14 | IMAGING | M.G. ELECTRIC - UK | GN00000319 | RSUP H ADAM MALIK | MEDAN | SUMATERA UTARA | MEDAN | MAIN UNIT | CUSTOMER | 23 August 2016 | SATRIA KUSUMA - TSE | 23 August 2016 |  | 23 August 2016 | SATRIA KUSUMA - TSE | - |  | ACTIVE
0316-0668 | AS14U | SUCTION UNIT SAM-14 | IMAGING | M.G. ELECTRIC - UK | GN00000319 | RSUP H ADAM MALIK | MEDAN | SUMATERA UTARA | MEDAN | MAIN UNIT | CUSTOMER | 12 August 2016 | ARBIANSYAH - TSE | 11 August 2016 |  | 12 August 2016 | ARBIANSYAH - TSE | - |  | ACTIVE
0316-0669 | AS14U | SUCTION UNIT SAM-14 | IMAGING | M.G. ELECTRIC - UK | GN00000319 | RSUP H ADAM MALIK | MEDAN | SUMATERA UTARA | MEDAN | MAIN UNIT | CUSTOMER | 12 August 2016 | ARBIANSYAH - TSE | 12 August 2016 |  | 12 August 2016 | ARBIANSYAH - TSE | - |  | ACTIVE
0316-0670 | AS14U | SUCTION UNIT SAM-14 | IMAGING | M.G. ELECTRIC - UK | GN00000319 | RSUP H ADAM MALIK | MEDAN | SUMATERA UTARA | MEDAN | MAIN UNIT | CUSTOMER | 12 August 2016 | ARBIANSYAH - TSE | 12 August 2016 |  | 12 August 2016 | ARBIANSYAH - TSE | - |  | ACTIVE
0316-0671 | AS14U | SUCTION UNIT SAM-14 | IMAGING | M.G. ELECTRIC - UK | GN00000319 | RSUP H ADAM MALIK | MEDAN | SUMATERA UTARA | MEDAN | MAIN UNIT | CUSTOMER | 12 August 2016 | ARBIANSYAH - TSE | 12 August 2016 |  | 12 August 2016 | ARBIANSYAH - TSE | - |  | ACTIVE
0316-0672 | AS14U | SUCTION UNIT SAM-14 | IMAGING | M.G. ELECTRIC - UK | GN00000319 | RSUP H ADAM MALIK | MEDAN | SUMATERA UTARA | MEDAN | MAIN UNIT | CUSTOMER | 12 August 2016 | ARBIANSYAH - TSE | 12 August 2016 |  | 12 August 2016 | ARBIANSYAH - TSE | - |  | ACTIVE
0316-0673 | AS14U | SUCTION UNIT SAM-14 | IMAGING | M.G. ELECTRIC - UK | GN00000319 | RSUP H ADAM MALIK | MEDAN | SUMATERA UTARA | MEDAN | MAIN UNIT | CUSTOMER | 12 August 2016 | ARBIANSYAH - TSE | 12 August 2016 |  | 12 August 2016 | ARBIANSYAH - TSE | - |  | ACTIVE
0316-0674 | AS14U | SUCTION UNIT SAM-14 | IMAGING | M.G. ELECTRIC - UK | GN00000319 | RSUP H ADAM MALIK | MEDAN | SUMATERA UTARA | MEDAN | MAIN UNIT | CUSTOMER | 12 August 2016 | ARBIANSYAH - TSE | 12 August 2016 |  | 12 August 2016 | ARBIANSYAH - TSE | - |  | ACTIVE
0316-0675 | AS14U | SUCTION UNIT SAM-14 | IMAGING | M.G. ELECTRIC - UK | GN00000319 | RSUP H ADAM MALIK | MEDAN | SUMATERA UTARA | MEDAN | MAIN UNIT | CUSTOMER | 12 August 2016 | ARBIANSYAH - TSE | 12 August 2016 |  | 12 August 2016 | ARBIANSYAH - TSE | - |  | ACTIVE
0316-0676 | AS14U | SUCTION UNIT SAM-14 | IMAGING | M.G. ELECTRIC - UK | GN00000319 | RSUP H ADAM MALIK | MEDAN | SUMATERA UTARA | MEDAN | MAIN UNIT | CUSTOMER | 12 August 2016 | ARBIANSYAH - TSE | 12 August 2016 |  | 12 August 2016 | ARBIANSYAH - TSE | - |  | ACTIVE
0316-0677 | AS14U | SUCTION UNIT SAM-14 | IMAGING | M.G. ELECTRIC - UK | GN00002279 | DINAS KESEHATAN TUBAN | SURABAYA-1 | JAWA TIMUR | TUBAN | MAIN UNIT | CUSTOMER | - |  | 23 December 2016 |  | - |  | - |  | ACTIVE
0316-0678 | AS14U | SUCTION UNIT SAM-14 | IMAGING | M.G. ELECTRIC - UK | GN00000319 | RSUP H ADAM MALIK | MEDAN | SUMATERA UTARA | MEDAN | MAIN UNIT | CUSTOMER | 11 August 2016 | ARBIANSYAH - TSE | 11 August 2016 |  | 11 August 2016 | ARBIANSYAH - TSE | - |  | ACTIVE
0316-0679 | AS14U | SUCTION UNIT SAM-14 | IMAGING | M.G. ELECTRIC - UK | GN00000319 | RSUP H ADAM MALIK | MEDAN | SUMATERA UTARA | MEDAN | MAIN UNIT | CUSTOMER | 11 August 2016 | ARBIANSYAH - TSE | 11 August 2016 |  | 11 August 2016 | ARBIANSYAH - TSE | - |  | ACTIVE
0316-0680 | AS14U | SUCTION UNIT SAM-14 | IMAGING | M.G. ELECTRIC - UK | GN00000319 | RSUP H ADAM MALIK | MEDAN | SUMATERA UTARA | MEDAN | MAIN UNIT | CUSTOMER | 11 August 2016 | ARBIANSYAH - TSE | 11 August 2016 |  | 11 August 2016 | ARBIANSYAH - TSE | - |  | ACTIVE
0316-0681 | AS14U | SUCTION UNIT SAM-14 | IMAGING | M.G. ELECTRIC - UK | GN00007468 | DINAS KESEHATAN KAB/KOTA. SUMENEP | SURABAYA-2 | JAWA TIMUR | SUMENEP | MAIN UNIT | CUSTOMER | 20 July 2017 | GANDHI YANRANGGA | 20 July 2017 |  | 20 July 2017 | GANDHI YANRANGGA | - |  | ACTIVE
0316-0682 | AS14U | SUCTION UNIT SAM-14 | IMAGING | M.G. ELECTRIC - UK | GN00000319 | RSUP H ADAM MALIK | MEDAN | SUMATERA UTARA | MEDAN | MAIN UNIT | CUSTOMER | 11 August 2016 | ARBIANSYAH - TSE | 11 August 2016 |  | 11 August 2016 | ARBIANSYAH - TSE | - |  | ACTIVE
0316-0683 | AS14U | SUCTION UNIT SAM-14 | IMAGING | M.G. ELECTRIC - UK | GN00000319 | RSUP H ADAM MALIK | MEDAN | SUMATERA UTARA | MEDAN | MAIN UNIT | CUSTOMER | 11 August 2016 | ARBIANSYAH - TSE | 11 August 2016 |  | 11 August 2016 | ARBIANSYAH - TSE | - |  | ACTIVE
0316-0684 | AS14U | SUCTION UNIT SAM-14 | IMAGING | M.G. ELECTRIC - UK | GN00000319 | RSUP H ADAM MALIK | MEDAN | SUMATERA UTARA | MEDAN | MAIN UNIT | CUSTOMER | 11 August 2016 | ARBIANSYAH - TSE | 11 August 2016 |  | 11 August 2016 | ARBIANSYAH - TSE | - |  | ACTIVE
0316-0685 | AS14U | SUCTION UNIT SAM-14 | IMAGING | M.G. ELECTRIC - UK | GN00000319 | RSUP H ADAM MALIK | MEDAN | SUMATERA UTARA | MEDAN | MAIN UNIT | CUSTOMER | 11 August 2016 | ARBIANSYAH - TSE | 11 August 2016 |  | 11 August 2016 | ARBIANSYAH - TSE | - |  | ACTIVE
0316-0686 | AS14U | SUCTION UNIT SAM-14 | IMAGING | M.G. ELECTRIC - UK | GN00000319 | RSUP H ADAM MALIK | MEDAN | SUMATERA UTARA | MEDAN | MAIN UNIT | CUSTOMER | 11 August 2016 | ARBIANSYAH - TSE | 11 August 2016 |  | 11 August 2016 | ARBIANSYAH - TSE | - |  | ACTIVE
0316-0687 | AS14U | SUCTION UNIT SAM-14 | IMAGING | M.G. ELECTRIC - UK | GN00002986 | RDC PUSAT - RAWAGELAM | PUSAT | DKI JAKARTA | JAKARTA TIMUR | MAIN UNIT | EMP | 27 May 2016 | ARIEF SETIAWAN - TSE CP | 23 May 2016 |  | 27 May 2016 | ARIEF SETIAWAN - TSE CP | - |  | ACTIVE
0316-0688 | AS14U | SUCTION UNIT SAM-14 | IMAGING | M.G. ELECTRIC - UK | GN00002986 | RDC PUSAT - RAWAGELAM | PUSAT | DKI JAKARTA | JAKARTA TIMUR | MAIN UNIT | EMP | 27 May 2016 | ARIEF SETIAWAN - TSE CP | 23 May 2016 |  | 27 May 2016 | ARIEF SETIAWAN - TSE CP | - |  | ACTIVE
0316-0689 | AS14U | SUCTION UNIT SAM-14 | IMAGING | M.G. ELECTRIC - UK | GN00002986 | RDC PUSAT - RAWAGELAM | PUSAT | DKI JAKARTA | JAKARTA TIMUR | MAIN UNIT | EMP | 27 May 2016 | ARIEF SETIAWAN - TSE CP | 23 May 2016 |  | 27 May 2016 | ARIEF SETIAWAN - TSE CP | - |  | ACTIVE
0316-0690 | AS14U | SUCTION UNIT SAM-14 | IMAGING | M.G. ELECTRIC - UK | GN00002986 | RDC PUSAT - RAWAGELAM | PUSAT | DKI JAKARTA | JAKARTA TIMUR | MAIN UNIT | EMP | 27 May 2016 | ARIEF SETIAWAN - TSE CP | 23 May 2016 |  | 27 May 2016 | ARIEF SETIAWAN - TSE CP | - |  | ACTIVE
0316-0691 | AS14U | SUCTION UNIT SAM-14 | IMAGING | M.G. ELECTRIC - UK | GN00002986 | RDC PUSAT - RAWAGELAM | PUSAT | DKI JAKARTA | JAKARTA TIMUR | MAIN UNIT | EMP | 27 May 2016 | ARIEF SETIAWAN - TSE CP | 23 May 2016 |  | 27 May 2016 | ARIEF SETIAWAN - TSE CP | - |  | ACTIVE
0316-0692 | AS14U | SUCTION UNIT SAM-14 | IMAGING | M.G. ELECTRIC - UK | GN00002986 | RDC PUSAT - RAWAGELAM | PUSAT | DKI JAKARTA | JAKARTA TIMUR | MAIN UNIT | EMP | 27 May 2016 | ARIEF SETIAWAN - TSE CP | 23 May 2016 |  | 27 May 2016 | ARIEF SETIAWAN - TSE CP | - |  | ACTIVE
0316-0693 | AS14U | SUCTION UNIT SAM-14 | IMAGING | M.G. ELECTRIC - UK | GN00003041 | DINAS KESEHATAN KAB/ KOTA. DELI SERDANG | MEDAN | SUMATERA UTARA | LUBUK PAKAM | MAIN UNIT | CUSTOMER | 5 December 2016 | ARBIANSYAH - TSE | 5 December 2016 |  | 5 December 2016 | ARBIANSYAH - TSE | - |  | ACTIVE
0316-0694 | AS14U | SUCTION UNIT SAM-14 | IMAGING | M.G. ELECTRIC - UK | GN00003041 | DINAS KESEHATAN KAB/ KOTA. DELI SERDANG | MEDAN | SUMATERA UTARA | LUBUK PAKAM | MAIN UNIT | CUSTOMER | 5 December 2016 | ARBIANSYAH - TSE | 5 December 2016 |  | 5 December 2016 | ARBIANSYAH - TSE | - |  | ACTIVE
0316-0695 | AS14U | SUCTION UNIT SAM-14 | IMAGING | M.G. ELECTRIC - UK | GN00003041 | DINAS KESEHATAN KAB/ KOTA. DELI SERDANG | MEDAN | SUMATERA UTARA | LUBUK PAKAM | MAIN UNIT | CUSTOMER | 5 December 2016 | ARBIANSYAH - TSE | 5 December 2016 |  | 5 December 2016 | ARBIANSYAH - TSE | - |  | ACTIVE
0316-0696 | AS14U | SUCTION UNIT SAM-14 | IMAGING | M.G. ELECTRIC - UK | GN00003041 | DINAS KESEHATAN KAB/ KOTA. DELI SERDANG | MEDAN | SUMATERA UTARA | LUBUK PAKAM | MAIN UNIT | CUSTOMER | 5 December 2016 | ARBIANSYAH - TSE | 5 December 2016 |  | 5 December 2016 | ARBIANSYAH - TSE | - |  | ACTIVE
0316-0697 | AS14U | SUCTION UNIT SAM-14 | IMAGING | M.G. ELECTRIC - UK | GN00002986 | RDC PUSAT - RAWAGELAM | PUSAT | DKI JAKARTA | JAKARTA TIMUR | MAIN UNIT | CUSTOMER | 5 December 2016 | ARBIANSYAH - TSE | 1 February 1900 |  | 5 December 2016 | ARBIANSYAH - TSE | - |  | ACTIVE
0316-0698 | AS14U | SUCTION UNIT SAM-14 | IMAGING | M.G. ELECTRIC - UK | GN00002986 | RDC PUSAT - RAWAGELAM | PUSAT | DKI JAKARTA | JAKARTA TIMUR | MAIN UNIT | EMP | 27 May 2016 | ARIEF SETIAWAN - TSE CP | 23 May 2016 |  | 27 May 2016 | ARIEF SETIAWAN - TSE CP | - |  | ACTIVE
0316-0699 | AS14U | SUCTION UNIT SAM-14 | IMAGING | M.G. ELECTRIC - UK | GN00003041 | DINAS KESEHATAN KAB/ KOTA. DELI SERDANG | MEDAN | SUMATERA UTARA | LUBUK PAKAM | MAIN UNIT | CUSTOMER | 5 December 2016 | ARBIANSYAH - TSE | 5 December 2016 |  | 5 December 2016 | ARBIANSYAH - TSE | - |  | ACTIVE
0316-0700 | AS14U | SUCTION UNIT SAM-14 | IMAGING | M.G. ELECTRIC - UK | GN00002986 | RDC PUSAT - RAWAGELAM | PUSAT | DKI JAKARTA | JAKARTA TIMUR | MAIN UNIT | EMP | 27 May 2016 | ARIEF SETIAWAN - TSE CP | 23 May 2016 |  | 27 May 2016 | ARIEF SETIAWAN - TSE CP | - |  | ACTIVE
0316-0701 | AS14U | SUCTION UNIT SAM-14 | IMAGING | M.G. ELECTRIC - UK | GN00003041 | DINAS KESEHATAN KAB/ KOTA. DELI SERDANG | MEDAN | SUMATERA UTARA | LUBUK PAKAM | MAIN UNIT | CUSTOMER | 5 December 2016 | ARBIANSYAH - TSE | 5 December 2016 |  | 5 December 2016 | ARBIANSYAH - TSE | - |  | ACTIVE
0316-0702 | AS14U | SUCTION UNIT SAM-14 | IMAGING | M.G. ELECTRIC - UK | GN00003041 | DINAS KESEHATAN KAB/ KOTA. DELI SERDANG | MEDAN | SUMATERA UTARA | LUBUK PAKAM | MAIN UNIT | CUSTOMER | 5 December 2016 | ARBIANSYAH - TSE | 5 December 2016 |  | 5 December 2016 | ARBIANSYAH - TSE | - |  | ACTIVE
0316-0703 | AS14U | SUCTION UNIT SAM-14 | IMAGING | M.G. ELECTRIC - UK | GN00003041 | DINAS KESEHATAN KAB/ KOTA. DELI SERDANG | MEDAN | SUMATERA UTARA | LUBUK PAKAM | MAIN UNIT | CUSTOMER | 5 December 2016 | ARBIANSYAH - TSE | 5 December 2016 |  | 5 December 2016 | ARBIANSYAH - TSE | - |  | ACTIVE
0316-0704 | AS14U | SUCTION UNIT SAM-14 | IMAGING | M.G. ELECTRIC - UK | GN00003041 | DINAS KESEHATAN KAB/ KOTA. DELI SERDANG | MEDAN | SUMATERA UTARA | LUBUK PAKAM | MAIN UNIT | CUSTOMER | 5 December 2016 | ARBIANSYAH - TSE | 5 December 2016 |  | 5 December 2016 | ARBIANSYAH - TSE | - |  | ACTIVE
0316-0705 | AS14U | SUCTION UNIT SAM-14 | IMAGING | M.G. ELECTRIC - UK | GN00002986 | RDC PUSAT - RAWAGELAM | PUSAT | DKI JAKARTA | JAKARTA TIMUR | MAIN UNIT | EMP | 27 May 2016 | ARIEF SETIAWAN - TSE CP | 23 May 2016 |  | 27 May 2016 | ARIEF SETIAWAN - TSE CP | - |  | ACTIVE
0316-0706 | AS14U | SUCTION UNIT SAM-14 | IMAGING | M.G. ELECTRIC - UK | GN00002986 | RDC PUSAT - RAWAGELAM | PUSAT | DKI JAKARTA | JAKARTA TIMUR | MAIN UNIT | EMP | 27 May 2016 | ARIEF SETIAWAN - TSE CP | 23 May 2016 |  | 27 May 2016 | ARIEF SETIAWAN - TSE CP | - |  | ACTIVE
0316-0707 | AS14U | SUCTION UNIT SAM-14 | IMAGING | M.G. ELECTRIC - UK | GN00002986 | RDC PUSAT - RAWAGELAM | PUSAT | DKI JAKARTA | JAKARTA TIMUR | MAIN UNIT | EMP | 27 May 2016 | ARIEF SETIAWAN - TSE CP | 23 May 2016 |  | 27 May 2016 | ARIEF SETIAWAN - TSE CP | - |  | ACTIVE
0316-0708 | AS14U | SUCTION UNIT SAM-14 | IMAGING | M.G. ELECTRIC - UK | GN00002986 | RDC PUSAT - RAWAGELAM | PUSAT | DKI JAKARTA | JAKARTA TIMUR | MAIN UNIT | EMP | 27 May 2016 | ARIEF SETIAWAN - TSE CP | 23 May 2016 |  | 27 May 2016 | ARIEF SETIAWAN - TSE CP | - |  | ACTIVE
0316-0709 | AS14U | SUCTION UNIT SAM-14 | IMAGING | M.G. ELECTRIC - UK | GN00002986 | RDC PUSAT - RAWAGELAM | PUSAT | DKI JAKARTA | JAKARTA TIMUR | MAIN UNIT | EMP | 27 May 2016 | ARIEF SETIAWAN - TSE CP | 23 May 2016 |  | 27 May 2016 | ARIEF SETIAWAN - TSE CP | - |  | ACTIVE
0316-084 | AS30U | SUCTION PUMP SAM-35 | IMAGING | M.G. ELECTRIC - UK | GN00002986 | RDC PUSAT - RAWAGELAM | PUSAT | DKI JAKARTA | JAKARTA TIMUR | MAIN UNIT | EMP | 26 May 2016 | ARIEF SETIAWAN - TSE CP | 23 May 2016 |  | 26 May 2016 | ARIEF SETIAWAN - TSE CP | - |  | ACTIVE
0316.0.00000615 | ND241 | NEEDLE DESTROYER | IMAGING | TESENA INOVINDO, PT | GN00001527 | DINAS KESEHATAN KOTA BATU | MALANG | JAWA TIMUR | BATU | MAIN UNIT | CUSTOMER | - |  | 13 August 2015 |  | - |  | - |  | ACTIVE
0316.0.00000715.T89TR | TM04U |  |  |  | GN00002380 | RSUD KAYEN PATI | SEMARANG | JAWA TENGAH | SEMARANG | MAIN UNIT | CUSTOMER | - |  | 14 September 2015 |  | - |  | - |  | INACTIVE
03160638 | AS14U | SUCTION UNIT SAM-14 | IMAGING | M.G. ELECTRIC - UK | GN00000676 | RSUD A.M. PARIKESIT | SAMARINDA | KALIMANTAN TIMUR | TENGGARONG | MAIN UNIT | CUSTOMER | 20 June 2016 | TEGAR PANDU - TSE | 20 June 2016 |  | 20 June 2016 | TEGAR PANDU - TSE | - |  | ACTIVE
03160639 | AS14U | SUCTION UNIT SAM-14 | IMAGING | M.G. ELECTRIC - UK | GN00000676 | RSUD A.M. PARIKESIT | SAMARINDA | KALIMANTAN TIMUR | TENGGARONG | MAIN UNIT | CUSTOMER | 20 June 2016 | TEGAR PANDU - TSE | 20 June 2016 |  | 20 June 2016 | TEGAR PANDU - TSE | - |  | ACTIVE
03160643 | AS14U | SUCTION UNIT SAM-14 | IMAGING | M.G. ELECTRIC - UK | GN00000676 | RSUD A.M. PARIKESIT | SAMARINDA | KALIMANTAN TIMUR | TENGGARONG | MAIN UNIT | CUSTOMER | 20 June 2016 | TEGAR PANDU - TSE | 20 June 2016 |  | 20 June 2016 | TEGAR PANDU - TSE | - |  | ACTIVE
03160708 | AS14U | SUCTION UNIT SAM-14 | IMAGING | M.G. ELECTRIC - UK | GN00000676 | RSUD A.M. PARIKESIT | SAMARINDA | KALIMANTAN TIMUR | TENGGARONG | MAIN UNIT | CUSTOMER | 20 June 2016 | TEGAR PANDU - TSE | 20 June 2016 |  | 20 June 2016 | TEGAR PANDU - TSE | - |  | ACTIVE
0317-0569 | AS30U | SUCTION PUMP SAM-35 | IMAGING | M.G. ELECTRIC - UK | GN00011168 | RSUD JAILOLO | MANADO | SULAWESI UTARA | MANADO | MAIN UNIT | CUSTOMER | 21 April 2017 | FARIDA ADELINA | 20 April 2017 |  | 21 April 2017 | FARIDA ADELINA | - |  | ACTIVE
0317-0570 | AS30U | SUCTION PUMP SAM-35 | IMAGING | M.G. ELECTRIC - UK | GN00000226 | RSU INDRASARI RENGAT | PEKAN BARU | RIAU | RENGAT | MAIN UNIT | CUSTOMER | 16 June 2017 |  | 16 June 2017 |  | 16 June 2017 |  | - |  | ACTIVE
0317-0571 | AS30U | SUCTION PUMP SAM-35 | IMAGING | M.G. ELECTRIC - UK | GN00000226 | RSU INDRASARI RENGAT | PEKAN BARU | RIAU | RENGAT | MAIN UNIT | CUSTOMER | 16 June 2017 |  | 16 June 2017 |  | 16 June 2017 |  | - |  | ACTIVE
0317-0572 | AS30U | SUCTION PUMP SAM-35 | IMAGING | M.G. ELECTRIC - UK | GN00000226 | RSU INDRASARI RENGAT | PEKAN BARU | RIAU | RENGAT | MAIN UNIT | CUSTOMER | 16 June 2017 |  | 16 June 2017 |  | 16 June 2017 |  | - |  | ACTIVE
0317-0573 | AS30U | SUCTION PUMP SAM-35 | IMAGING | M.G. ELECTRIC - UK | GN00000226 | RSU INDRASARI RENGAT | PEKAN BARU | RIAU | RENGAT | MAIN UNIT | CUSTOMER | 16 June 2017 |  | 16 June 2017 |  | 16 June 2017 |  | - |  | ACTIVE
0317-0574 | AS30U | SUCTION PUMP SAM-35 | IMAGING | M.G. ELECTRIC - UK | GN00000226 | RSU INDRASARI RENGAT | PEKAN BARU | RIAU | RENGAT | MAIN UNIT | CUSTOMER | 16 June 2017 |  | 16 June 2017 |  | 16 June 2017 |  | - |  | ACTIVE
0317-0575 | AS30U | SUCTION PUMP SAM-35 | IMAGING | M.G. ELECTRIC - UK | GN00000403 | RSUD DELI SERDANG | MEDAN | SUMATERA UTARA | LUBUK PAKAM | MAIN UNIT | CUSTOMER | 17 July 2017 | FARIDA ADELINA | 17 July 2017 |  | 17 July 2017 | FARIDA ADELINA | - |  | ACTIVE
0317-0576 | AS30U | SUCTION PUMP SAM-35 | IMAGING | M.G. ELECTRIC - UK | GN00000403 | RSUD DELI SERDANG | MEDAN | SUMATERA UTARA | LUBUK PAKAM | MAIN UNIT | CUSTOMER | 17 July 2017 | FARIDA ADELINA | 17 July 2017 |  | 17 July 2017 | FARIDA ADELINA | - |  | ACTIVE
0317-0577 | AS30U | SUCTION PUMP SAM-35 | IMAGING | M.G. ELECTRIC - UK | GN00000403 | RSUD DELI SERDANG | MEDAN | SUMATERA UTARA | LUBUK PAKAM | MAIN UNIT | CUSTOMER | 17 July 2017 | FARIDA ADELINA | 17 July 2017 |  | 17 July 2017 | FARIDA ADELINA | - |  | ACTIVE
0317-0578 | AS30U | SUCTION PUMP SAM-35 | IMAGING | M.G. ELECTRIC - UK | GN00000403 | RSUD DELI SERDANG | MEDAN | SUMATERA UTARA | LUBUK PAKAM | MAIN UNIT | CUSTOMER | 17 July 2017 | FARIDA ADELINA | 17 July 2017 |  | 17 July 2017 | FARIDA ADELINA | - |  | ACTIVE
0317-0579 | AS30U | SUCTION PUMP SAM-35 | IMAGING | M.G. ELECTRIC - UK | GN00000403 | RSUD DELI SERDANG | MEDAN | SUMATERA UTARA | LUBUK PAKAM | MAIN UNIT | CUSTOMER | 17 July 2017 | FARIDA ADELINA | 17 July 2017 |  | 17 July 2017 | FARIDA ADELINA | - |  | ACTIVE
0317-0580 | AS30U | SUCTION PUMP SAM-35 | IMAGING | M.G. ELECTRIC - UK | GN00000403 | RSUD DELI SERDANG | MEDAN | SUMATERA UTARA | LUBUK PAKAM | MAIN UNIT | CUSTOMER | 17 July 2017 | FARIDA ADELINA | 17 July 2017 |  | 17 July 2017 | FARIDA ADELINA | - |  | ACTIVE
0317-0581 | AS30U | SUCTION PUMP SAM-35 | IMAGING | M.G. ELECTRIC - UK | GN00001413 | RSU DR TC HILLERS MAUMERE | KUPANG | NUSA TENGGARA TIMUR | MAUMERE | MAIN UNIT | CUSTOMER | 25 July 2017 | I KADEK - TSE | 25 July 2017 |  | 25 July 2017 | I KADEK - TSE | - |  | ACTIVE
0317-0582 | AS30U | SUCTION PUMP SAM-35 | IMAGING | M.G. ELECTRIC - UK | GN00001413 | RSU DR TC HILLERS MAUMERE | KUPANG | NUSA TENGGARA TIMUR | MAUMERE | MAIN UNIT | CUSTOMER | 25 July 2017 | I KADEK - TSE | 25 July 2017 |  | 25 July 2017 | I KADEK - TSE | - |  | ACTIVE
0317-0583 | AS30U | SUCTION PUMP SAM-35 | IMAGING | M.G. ELECTRIC - UK | GN00001413 | RSU DR TC HILLERS MAUMERE | KUPANG | NUSA TENGGARA TIMUR | MAUMERE | MAIN UNIT | CUSTOMER | 25 July 2017 | I KADEK - TSE | 25 July 2017 |  | 25 July 2017 | I KADEK - TSE | - |  | ACTIVE
0317-0585 | AS14U | SUCTION UNIT SAM-14 | IMAGING | M.G. ELECTRIC - UK | GN00007468 | DINAS KESEHATAN KAB/KOTA. SUMENEP | SURABAYA-2 | JAWA TIMUR | SUMENEP | MAIN UNIT | CUSTOMER | 20 July 2017 | GANDHI YANRANGGA | 20 July 2017 |  | 20 July 2017 | GANDHI YANRANGGA | - |  | ACTIVE
0317-0586 | AS14U | SUCTION UNIT SAM-14 | IMAGING | M.G. ELECTRIC - UK | GN00007468 | DINAS KESEHATAN KAB/KOTA. SUMENEP | SURABAYA-2 | JAWA TIMUR | SUMENEP | MAIN UNIT | CUSTOMER | 20 July 2017 | GANDHI YANRANGGA | 20 July 2017 |  | 20 July 2017 | GANDHI YANRANGGA | - |  | ACTIVE
0317-0587 | AS14U | SUCTION UNIT SAM-14 | IMAGING | M.G. ELECTRIC - UK | GN00007468 | DINAS KESEHATAN KAB/KOTA. SUMENEP | SURABAYA-2 | JAWA TIMUR | SUMENEP | MAIN UNIT | CUSTOMER | 20 July 2017 | GANDHI YANRANGGA | 20 July 2017 |  | 20 July 2017 | GANDHI YANRANGGA | - |  | ACTIVE
0317-0588 | AS14U | SUCTION UNIT SAM-14 | IMAGING | M.G. ELECTRIC - UK | GN00007468 | DINAS KESEHATAN KAB/KOTA. SUMENEP | SURABAYA-2 | JAWA TIMUR | SUMENEP | MAIN UNIT | CUSTOMER | 20 July 2017 | GANDHI YANRANGGA | 20 July 2017 |  | 20 July 2017 | GANDHI YANRANGGA | - |  | ACTIVE
0317-0589 | AS14U | SUCTION UNIT SAM-14 | IMAGING | M.G. ELECTRIC - UK | GN00007468 | DINAS KESEHATAN KAB/KOTA. SUMENEP | SURABAYA-2 | JAWA TIMUR | SUMENEP | MAIN UNIT | CUSTOMER | 20 July 2017 | GANDHI YANRANGGA | 20 July 2017 |  | 20 July 2017 | GANDHI YANRANGGA | - |  | ACTIVE
0317-0590 | AS14U | SUCTION UNIT SAM-14 | IMAGING | M.G. ELECTRIC - UK | GN00007468 | DINAS KESEHATAN KAB/KOTA. SUMENEP | SURABAYA-2 | JAWA TIMUR | SUMENEP | MAIN UNIT | CUSTOMER | 20 July 2017 | GANDHI YANRANGGA | 20 July 2017 |  | 20 July 2017 | GANDHI YANRANGGA | - |  | ACTIVE
0317-0591 | AS14U | SUCTION UNIT SAM-14 | IMAGING | M.G. ELECTRIC - UK | GN00007468 | DINAS KESEHATAN KAB/KOTA. SUMENEP | SURABAYA-2 | JAWA TIMUR | SUMENEP | MAIN UNIT | CUSTOMER | 20 July 2017 | GANDHI YANRANGGA | 20 July 2017 |  | 20 July 2017 | GANDHI YANRANGGA | - |  | ACTIVE
0317-0592 | AS14U | SUCTION UNIT SAM-14 | IMAGING | M.G. ELECTRIC - UK | GN00007468 | DINAS KESEHATAN KAB/KOTA. SUMENEP | SURABAYA-2 | JAWA TIMUR | SUMENEP | MAIN UNIT | CUSTOMER | 20 July 2017 | GANDHI YANRANGGA | 20 July 2017 |  | 20 July 2017 | GANDHI YANRANGGA | - |  | ACTIVE
0317-0593 | AS14U | SUCTION UNIT SAM-14 | IMAGING | M.G. ELECTRIC - UK | GN00007468 | DINAS KESEHATAN KAB/KOTA. SUMENEP | SURABAYA-2 | JAWA TIMUR | SUMENEP | MAIN UNIT | CUSTOMER | 20 July 2017 | GANDHI YANRANGGA | 20 July 2017 |  | 20 July 2017 | GANDHI YANRANGGA | - |  | ACTIVE
0317-0594 | AS14U | SUCTION UNIT SAM-14 | IMAGING | M.G. ELECTRIC - UK | GN00007468 | DINAS KESEHATAN KAB/KOTA. SUMENEP | SURABAYA-2 | JAWA TIMUR | SUMENEP | MAIN UNIT | CUSTOMER | 20 July 2017 | GANDHI YANRANGGA | 20 July 2017 |  | 20 July 2017 | GANDHI YANRANGGA | - |  | ACTIVE
0317-0623 | AS30U | SUCTION PUMP SAM-35 | IMAGING | M.G. ELECTRIC - UK | GN00001413 | RSU DR TC HILLERS MAUMERE | KUPANG | NUSA TENGGARA TIMUR | MAUMERE | MAIN UNIT | CUSTOMER | 25 July 2017 | I KADEK - TSE | 25 July 2017 |  | 25 July 2017 | I KADEK - TSE | - |  | ACTIVE
0317-0624 | AS30U | SUCTION PUMP SAM-35 | IMAGING | M.G. ELECTRIC - UK | GN00001413 | RSU DR TC HILLERS MAUMERE | KUPANG | NUSA TENGGARA TIMUR | MAUMERE | MAIN UNIT | CUSTOMER | 25 July 2017 | I KADEK - TSE | 25 July 2017 |  | 25 July 2017 | I KADEK - TSE | - |  | ACTIVE
0317-0625 | AS30U | SUCTION PUMP SAM-35 | IMAGING | M.G. ELECTRIC - UK | GN00001413 | RSU DR TC HILLERS MAUMERE | KUPANG | NUSA TENGGARA TIMUR | MAUMERE | MAIN UNIT | CUSTOMER | 25 July 2017 | I KADEK - TSE | 25 July 2017 |  | 25 July 2017 | I KADEK - TSE | - |  | ACTIVE
0317-0626 | AS30U | SUCTION PUMP SAM-35 | IMAGING | M.G. ELECTRIC - UK | GN00001413 | RSU DR TC HILLERS MAUMERE | KUPANG | NUSA TENGGARA TIMUR | MAUMERE | MAIN UNIT | CUSTOMER | 25 July 2017 | I KADEK - TSE | 25 July 2017 |  | 25 July 2017 | I KADEK - TSE | - |  | ACTIVE
0317-0627 | AS30U | SUCTION PUMP SAM-35 | IMAGING | M.G. ELECTRIC - UK | GN00001413 | RSU DR TC HILLERS MAUMERE | KUPANG | NUSA TENGGARA TIMUR | MAUMERE | MAIN UNIT | CUSTOMER | 25 July 2017 | I KADEK - TSE | 25 July 2017 |  | 25 July 2017 | I KADEK - TSE | - |  | ACTIVE
0317-0628 | AS30U | SUCTION PUMP SAM-35 | IMAGING | M.G. ELECTRIC - UK | GN00000403 | RSUD DELI SERDANG | MEDAN | SUMATERA UTARA | LUBUK PAKAM | MAIN UNIT | CUSTOMER | 17 July 2017 | FARIDA ADELINA | 17 July 2017 |  | 17 July 2017 | FARIDA ADELINA | - |  | ACTIVE
0317-0629 | AS30U | SUCTION PUMP SAM-35 | IMAGING | M.G. ELECTRIC - UK | GN00000403 | RSUD DELI SERDANG | MEDAN | SUMATERA UTARA | LUBUK PAKAM | MAIN UNIT | CUSTOMER | 17 July 2017 | FARIDA ADELINA | 17 July 2017 |  | 17 July 2017 | FARIDA ADELINA | - |  | ACTIVE
0317-0630 | AS30U | SUCTION PUMP SAM-35 | IMAGING | M.G. ELECTRIC - UK | GN00000403 | RSUD DELI SERDANG | MEDAN | SUMATERA UTARA | LUBUK PAKAM | MAIN UNIT | CUSTOMER | 17 July 2017 | FARIDA ADELINA | 17 July 2017 |  | 17 July 2017 | FARIDA ADELINA | - |  | ACTIVE
0317-0631 | AS30U | SUCTION PUMP SAM-35 | IMAGING | M.G. ELECTRIC - UK | GN00000201 | RSUD ARIFIN ACHMAD - PEKANBARU | PEKAN BARU | RIAU | PEKANBARU | MAIN UNIT | CUSTOMER | 21 April 2017 | FARIDA ADELINA | 20 April 2017 |  | 21 April 2017 | FARIDA ADELINA | - |  | ACTIVE
0317-0632 | AS30U | SUCTION PUMP SAM-35 | IMAGING | M.G. ELECTRIC - UK | GN00000201 | RSUD ARIFIN ACHMAD - PEKANBARU | PEKAN BARU | RIAU | PEKANBARU | MAIN UNIT | CUSTOMER | 21 April 2017 | TRIYONO - TSE AREA BARAT | 20 April 2017 |  | 21 April 2017 | TRIYONO - TSE AREA BARAT | - |  | ACTIVE
0317-0694 | AS14U | SUCTION UNIT SAM-14 | IMAGING | M.G. ELECTRIC - UK | GN00007468 | DINAS KESEHATAN KAB/KOTA. SUMENEP | SURABAYA-2 | JAWA TIMUR | SUMENEP | MAIN UNIT | CUSTOMER | 20 July 2017 | GANDHI YANRANGGA | 20 July 2017 |  | 20 July 2017 | GANDHI YANRANGGA | - |  | ACTIVE
0317-0695 | AS14U | SUCTION UNIT SAM-14 | IMAGING | M.G. ELECTRIC - UK | GN00001532 | DINAS KESEHATAN KOTA PROBOLINGGO | MALANG | JAWA TIMUR | PROBOLINGGO | MAIN UNIT | CUSTOMER | 13 October 2017 | YUNAN ARIMUNTIAN - TSE | 13 October 2017 |  | 13 October 2017 | YUNAN ARIMUNTIAN - TSE | - |  | ACTIVE
0317-0696 | AS14U | SUCTION UNIT SAM-14 | IMAGING | M.G. ELECTRIC - UK | GN00007468 | DINAS KESEHATAN KAB/KOTA. SUMENEP | SURABAYA-2 | JAWA TIMUR | SUMENEP | MAIN UNIT | CUSTOMER | 20 July 2017 | GANDHI YANRANGGA | 20 July 2017 |  | 20 July 2017 | GANDHI YANRANGGA | - |  | ACTIVE
0317-0697 | AS14U | SUCTION UNIT SAM-14 | IMAGING | M.G. ELECTRIC - UK | GN00007468 | DINAS KESEHATAN KAB/KOTA. SUMENEP | SURABAYA-2 | JAWA TIMUR | SUMENEP | MAIN UNIT | CUSTOMER | 20 July 2017 | GANDHI YANRANGGA | 20 July 2017 |  | 20 July 2017 | GANDHI YANRANGGA | - |  | ACTIVE
0317-0698 | AS14U | SUCTION UNIT SAM-14 | IMAGING | M.G. ELECTRIC - UK | GN00007468 | DINAS KESEHATAN KAB/KOTA. SUMENEP | SURABAYA-2 | JAWA TIMUR | SUMENEP | MAIN UNIT | CUSTOMER | 20 July 2017 | GANDHI YANRANGGA | 20 July 2017 |  | 20 July 2017 | GANDHI YANRANGGA | - |  | ACTIVE
0317-0699 | AS14U | SUCTION UNIT SAM-14 | IMAGING | M.G. ELECTRIC - UK | GN00007468 | DINAS KESEHATAN KAB/KOTA. SUMENEP | SURABAYA-2 | JAWA TIMUR | SUMENEP | MAIN UNIT | CUSTOMER | 20 July 2017 | GANDHI YANRANGGA | 20 July 2017 |  | 20 July 2017 | GANDHI YANRANGGA | - |  | ACTIVE
0317-0700 | AS14U | SUCTION UNIT SAM-14 | IMAGING | M.G. ELECTRIC - UK | GN00007468 | DINAS KESEHATAN KAB/KOTA. SUMENEP | SURABAYA-2 | JAWA TIMUR | SUMENEP | MAIN UNIT | CUSTOMER | 20 July 2017 | GANDHI YANRANGGA | 20 July 2017 |  | 20 July 2017 | GANDHI YANRANGGA | - |  | ACTIVE
0317-0701 | AS14U | SUCTION UNIT SAM-14 | IMAGING | M.G. ELECTRIC - UK | GN00007468 | DINAS KESEHATAN KAB/KOTA. SUMENEP | SURABAYA-2 | JAWA TIMUR | SUMENEP | MAIN UNIT | CUSTOMER | 20 July 2017 | GANDHI YANRANGGA | 20 July 2017 |  | 20 July 2017 | GANDHI YANRANGGA | - |  | ACTIVE
0317-0702 | AS14U | SUCTION UNIT SAM-14 | IMAGING | M.G. ELECTRIC - UK | GN00007468 | DINAS KESEHATAN KAB/KOTA. SUMENEP | SURABAYA-2 | JAWA TIMUR | SUMENEP | MAIN UNIT | CUSTOMER | 20 July 2017 | GANDHI YANRANGGA | 20 July 2017 |  | 20 July 2017 | GANDHI YANRANGGA | - |  | ACTIVE
0317-0703 | AS14U | SUCTION UNIT SAM-14 | IMAGING | M.G. ELECTRIC - UK | GN00002986 | RDC PUSAT - RAWAGELAM | PUSAT | DKI JAKARTA | JAKARTA TIMUR | MAIN UNIT | EMP | 10 August 2017 | ARBIANSYAH - TSE | 10 August 2017 |  | 10 August 2017 | ARBIANSYAH - TSE | - |  | ACTIVE
0317-0704 | AS14U | SUCTION UNIT SAM-14 | IMAGING | M.G. ELECTRIC - UK | GN00007468 | DINAS KESEHATAN KAB/KOTA. SUMENEP | SURABAYA-2 | JAWA TIMUR | SUMENEP | MAIN UNIT | CUSTOMER | 20 July 2017 | GANDHI YANRANGGA | 20 July 2017 |  | 20 July 2017 | GANDHI YANRANGGA | - |  | ACTIVE
0317-0705 | AS14U | SUCTION UNIT SAM-14 | IMAGING | M.G. ELECTRIC - UK | GN00007468 | DINAS KESEHATAN KAB/KOTA. SUMENEP | SURABAYA-2 | JAWA TIMUR | SUMENEP | MAIN UNIT | CUSTOMER | 20 July 2017 | GANDHI YANRANGGA | 20 July 2017 |  | 20 July 2017 | GANDHI YANRANGGA | - |  | ACTIVE
0317-0706 | AS14U | SUCTION UNIT SAM-14 | IMAGING | M.G. ELECTRIC - UK | GN00007468 | DINAS KESEHATAN KAB/KOTA. SUMENEP | SURABAYA-2 | JAWA TIMUR | SUMENEP | MAIN UNIT | CUSTOMER | 20 July 2017 | GANDHI YANRANGGA | 20 July 2017 |  | 20 July 2017 | GANDHI YANRANGGA | - |  | ACTIVE
0317-0707 | AS14U | SUCTION UNIT SAM-14 | IMAGING | M.G. ELECTRIC - UK | GN00007468 | DINAS KESEHATAN KAB/KOTA. SUMENEP | SURABAYA-2 | JAWA TIMUR | SUMENEP | MAIN UNIT | CUSTOMER | 20 July 2017 | GANDHI YANRANGGA | 20 July 2017 |  | 20 July 2017 | GANDHI YANRANGGA | - |  | ACTIVE
0317-0708 | AS14U | SUCTION UNIT SAM-14 | IMAGING | M.G. ELECTRIC - UK | GN00007468 | DINAS KESEHATAN KAB/KOTA. SUMENEP | SURABAYA-2 | JAWA TIMUR | SUMENEP | MAIN UNIT | CUSTOMER | 20 July 2017 | GANDHI YANRANGGA | 20 July 2017 |  | 20 July 2017 | GANDHI YANRANGGA | - |  | ACTIVE
0317.0.00000615 | ND241 | NEEDLE DESTROYER | IMAGING | TESENA INOVINDO, PT | GN00001527 | DINAS KESEHATAN KOTA BATU | MALANG | JAWA TIMUR | BATU | MAIN UNIT | CUSTOMER | 13 August 2015 | ZENZEN | 13 August 2015 |  | 13 August 2015 | ZENZEN | - |  | ACTIVE
0318.0.00000615 | ND241 | NEEDLE DESTROYER | IMAGING | TESENA INOVINDO, PT | GN00001527 | DINAS KESEHATAN KOTA BATU | MALANG | JAWA TIMUR | BATU | MAIN UNIT | CUSTOMER | - |  | 13 August 2015 |  | - |  | - |  | ACTIVE
0319.0.00000615 | ND241 | NEEDLE DESTROYER | IMAGING | TESENA INOVINDO, PT | GN00001527 | DINAS KESEHATAN KOTA BATU | MALANG | JAWA TIMUR | BATU | MAIN UNIT | CUSTOMER | - |  | 13 August 2015 |  | - |  | - |  | ACTIVE
032/IV/09 | BD910 |  |  |  | GN00001782 | RSU KASIH IBU SURAKARTA | SOLO | JAWA TENGAH | SURAKARTA | MAIN UNIT | CUSTOMER | 3 July 2014 | RAKHMAT | 1 January 1900 |  | 3 July 2014 | RAKHMAT | - |  | INACTIVE
0320.0.00000615 | ND241 | NEEDLE DESTROYER | IMAGING | TESENA INOVINDO, PT | GN00001527 | DINAS KESEHATAN KOTA BATU | MALANG | JAWA TIMUR | BATU | MAIN UNIT | CUSTOMER | - |  | 13 January 2015 |  | - |  | - |  | ACTIVE
0320.0.00000815 | TE014 |  |  |  | GN00002954 | RSUD KARDINAH ( RSUD TEGAL ) | TEGAL | JAWA TENGAH | TEGAL | MAIN UNIT | CUSTOMER | 1 October 2015 | MUNADI - TSE | 1 October 2015 |  | 1 October 2015 | MUNADI - TSE | - |  | INACTIVE
0321.0.00000615 | ND241 | NEEDLE DESTROYER | IMAGING | TESENA INOVINDO, PT | GN00001527 | DINAS KESEHATAN KOTA BATU | MALANG | JAWA TIMUR | BATU | MAIN UNIT | CUSTOMER | - |  | 13 August 2015 |  | - |  | - |  | ACTIVE
0321.0.00000815.T89TR | TF150 |  |  |  | GN00009169 | RSU ABUNAWAS KENDARI | MAKASSAR | SULAWESI SELATAN | KENDARI | MAIN UNIT | CUSTOMER | 18 November 2015 | HARI UDI RAHARJO - TSE | 18 November 2015 |  | 18 November 2015 | HARI UDI RAHARJO - TSE | - |  | INACTIVE
03210408 | MG18U | Suction Sam-18 Mobile |  |  | GN00000693 | RS AMALIA | SAMARINDA | KALIMANTAN TIMUR | SAMARINDA | MAIN UNIT | CUSTOMER | 21 April 2022 | ANTONIUS SAGITA - KALIBRASI | 25 January 2023 |  | 15 September 2021 | ANTONIUS SAGITA - KALIBRASI | 11 October 2023 | ANDI ISMAIL - SPV TSE TIMUR | INACTIVE
03210409 | MG18U | Suction Sam-18 Mobile |  |  | GN00002921 | RS MITRA KELUARGA DEPOK ( RSMK ) | PEJATEN | JAWA BARAT | DEPOK | MAIN UNIT | CUSTOMER | 21 April 2022 | ANTONIUS SAGITA - KALIBRASI | 10 March 2023 | MUHAMMAD FAJAR - TSE | 15 September 2021 | ANTONIUS SAGITA - KALIBRASI | 20 October 2023 | SAHID DERMAWAN - SPV TSE BARAT | INACTIVE
0322.0.00000615 | ND241 | NEEDLE DESTROYER | IMAGING | TESENA INOVINDO, PT | GN00001527 | DINAS KESEHATAN KOTA BATU | MALANG | JAWA TIMUR | BATU | MAIN UNIT | CUSTOMER | - |  | 13 August 2015 |  | - |  | - |  | ACTIVE
0322.0.00000915T89TR | TM04U |  |  |  | GN00000409 | RSUD KABAN JAHE | MEDAN | SUMATERA UTARA | KABANJAHE | MAIN UNIT | CUSTOMER | 26 November 2015 | ARBIANSYAH - TSE | 26 November 2015 |  | 26 November 2015 | ARBIANSYAH - TSE | - |  | INACTIVE
0323.0.00000615 | ND241 | NEEDLE DESTROYER | IMAGING | TESENA INOVINDO, PT | GN00001527 | DINAS KESEHATAN KOTA BATU | MALANG | JAWA TIMUR | BATU | MAIN UNIT | CUSTOMER | - |  | 13 August 2015 |  | - |  | - |  | ACTIVE
0323.0.00000915 | TE014 |  |  |  | GN00000210 | RSUD DR RM PRATOMO BAGANSI API API | PEKAN BARU | RIAU | ROKAN HILIR | MAIN UNIT | CUSTOMER | 20 November 2015 | MULKAN | 20 November 2015 |  | 20 November 2015 | MULKAN | - |  | INACTIVE
0324.0.00000615 | ND241 | NEEDLE DESTROYER | IMAGING | TESENA INOVINDO, PT | GN00001527 | DINAS KESEHATAN KOTA BATU | MALANG | JAWA TIMUR | BATU | MAIN UNIT | CUSTOMER | - |  | 13 August 2015 |  | - |  | - |  | ACTIVE
0324.0.00001015 | TE014 |  |  |  | GN00001533 | DINAS KESEHATAN KAB. PROBOLINGGO | MALANG | JAWA TIMUR | PROBOLINGGO | MAIN UNIT | CUSTOMER | 2 December 2015 | NGATARI | 2 December 2015 |  | 2 December 2015 | NGATARI | - |  | INACTIVE
0325.0.00000615 | ND241 | NEEDLE DESTROYER | IMAGING | TESENA INOVINDO, PT | GN00001527 | DINAS KESEHATAN KOTA BATU | MALANG | JAWA TIMUR | BATU | MAIN UNIT | CUSTOMER | - |  | 13 August 2015 |  | - |  | - |  | ACTIVE
0325.0.00001015 | TE014 |  |  |  | GN00001533 | DINAS KESEHATAN KAB. PROBOLINGGO | MALANG | JAWA TIMUR | PROBOLINGGO | MAIN UNIT | CUSTOMER | 2 December 2015 | NGATARI | 2 December 2015 |  | 2 December 2015 | NGATARI | - |  | INACTIVE
0326.0.00001015 | TE014 |  |  |  | GN00000210 | RSUD DR RM PRATOMO BAGANSI API API | PEKAN BARU | RIAU | ROKAN HILIR | MAIN UNIT | CUSTOMER | 20 November 2015 | MULKAN | 20 November 2015 |  | 20 November 2015 | MULKAN | - |  | INACTIVE
0327.0.00001015 | TE014 |  |  |  | GN00001533 | DINAS KESEHATAN KAB. PROBOLINGGO | MALANG | JAWA TIMUR | PROBOLINGGO | MAIN UNIT | CUSTOMER | 2 December 2015 | NGATARI | 2 December 2015 |  | 2 December 2015 | NGATARI | - |  | INACTIVE
0328.0.00000615 | ND241 | NEEDLE DESTROYER | IMAGING | TESENA INOVINDO, PT | GN00001527 | DINAS KESEHATAN KOTA BATU | MALANG | JAWA TIMUR | BATU | MAIN UNIT | CUSTOMER | - |  | 13 August 2015 |  | - |  | - |  | ACTIVE
0328.0.00001115 | TE014 |  |  |  | GN00001533 | DINAS KESEHATAN KAB. PROBOLINGGO | MALANG | JAWA TIMUR | PROBOLINGGO | MAIN UNIT | CUSTOMER | 2 December 2015 | NGATARI | 2 December 2015 |  | 2 December 2015 | NGATARI | - |  | INACTIVE
0329.0.00001115 | TE014 |  |  |  | GN00001533 | DINAS KESEHATAN KAB. PROBOLINGGO | MALANG | JAWA TIMUR | PROBOLINGGO | MAIN UNIT | CUSTOMER | 2 December 2015 | NGATARI | 2 December 2015 |  | 2 December 2015 | NGATARI | - |  | INACTIVE
033/IX/09 | EH910 |  |  |  | GN00000523 | RSUD DR SOETRASNO REMBANG | SEMARANG | JAWA TENGAH | REMBANG | MAIN UNIT | CUSTOMER | - |  | 1 December 2009 |  | - |  | - |  | INACTIVE
033/XII/11 T705 | TM04U |  |  |  | GN00000651 | RSU SUAKA INSAN | BANJARMASIN | KALIMANTAN SELATAN | BANJARMASIN | MAIN UNIT | CUSTOMER | 10 April 2015 |  | 1 January 1900 |  | 10 April 2015 |  | - |  | INACTIVE
0332 | NI14U | INFANT INCUBATOR LCS-ICU | IMAGING | NAKAMURA MEDICAL | GN00001901 | RSUP SOERADJI KLATEN | YOGYAKARTA | YOGYAKARTA | YOGYAKARTA | MAIN UNIT | CUSTOMER | 17 April 2015 |  | 1 January 1900 |  | 17 April 2015 |  | - |  | ACTIVE
034/II/12T705TR-SC | TI705 |  |  |  | GN00001971 | RS MITRA KELUARGA BEKASI BARAT | BEKASI | JAWA BARAT | BEKASI | MAIN UNIT | CUSTOMER | 29 June 2016 |  | 12 February 2012 |  | 29 June 2016 |  | - |  | INACTIVE
035/IX/09 | EH910 |  |  |  | GN00000523 | RSUD DR SOETRASNO REMBANG | SEMARANG | JAWA TENGAH | REMBANG | MAIN UNIT | CUSTOMER | - |  | 1 December 2009 |  | - |  | - |  | INACTIVE
035/VI/09T910 | SC910 |  |  |  | GN00003209 | RSIA MUHAMMADIYAH TAMAN PURING | JAKARTA-2 | DKI JAKARTA | JAKARTA SELATAN | MAIN UNIT | CUSTOMER | 18 May 2015 | BUDI SUROSO - TSE | 1 January 1900 |  | 18 May 2015 | BUDI SUROSO - TSE | - |  | INACTIVE
03610635 | AS14U | SUCTION UNIT SAM-14 | IMAGING | M.G. ELECTRIC - UK | GN00000676 | RSUD A.M. PARIKESIT | SAMARINDA | KALIMANTAN TIMUR | TENGGARONG | MAIN UNIT | CUSTOMER | 20 June 2016 | TEGAR PANDU - TSE | 20 June 2016 |  | 20 June 2016 | TEGAR PANDU - TSE | - |  | ACTIVE
038/X/12 | TE012 | TRANSPORT TSN 705 TRSC | IMAGING | TESENA INOVINDO, PT | GN00002663 | RSUD DR SOEDIRMAN KEBUMEN | PURWOKERTO | JAWA TENGAH | PURWOKERTO | MAIN UNIT | CUSTOMER | 4 September 2015 | DIAN FEBRIYANA - TSE | 1 January 1900 |  | 4 September 2015 | DIAN FEBRIYANA - TSE | - |  | ACTIVE
039/X/09 | BD910 |  |  |  | GN00002970 | RSUD MARGONO (PUSAT GERIATRI & PAVILIUN ABIYASA) | PURWOKERTO | JAWA TENGAH | PURWOKERTO | MAIN UNIT | CUSTOMER | 10 April 2015 | DIAN FEBRIYANA - TSE | 1 January 1900 |  | 10 April 2015 | DIAN FEBRIYANA - TSE | - |  | INACTIVE
039/X/12 | TE012 | TRANSPORT TSN 705 TRSC | IMAGING | TESENA INOVINDO, PT | GN00002663 | RSUD DR SOEDIRMAN KEBUMEN | PURWOKERTO | JAWA TENGAH | PURWOKERTO | MAIN UNIT | CUSTOMER | 1 February 1990 | DIAN FEBRIYANA - TSE | 1 January 1900 |  | 1 February 1990 | DIAN FEBRIYANA - TSE | - |  | ACTIVE
040/XI/12 | TE012 | TRANSPORT TSN 705 TRSC | IMAGING | TESENA INOVINDO, PT | GN00002663 | RSUD DR SOEDIRMAN KEBUMEN | PURWOKERTO | JAWA TENGAH | PURWOKERTO | MAIN UNIT | CUSTOMER | 22 July 2014 | DIAN FEBRIYANA - TSE | 1 January 1900 |  | 22 July 2014 | DIAN FEBRIYANA - TSE | - |  | ACTIVE
0403-0039 | AS10U | SUCTION PUMP SAM-12 | IMAGING | M.G. ELECTRIC - UK | GN00001971 | RS MITRA KELUARGA BEKASI BARAT | BEKASI | JAWA BARAT | BEKASI | MAIN UNIT | CUSTOMER | 22 July 2014 | ANASTASIA OCTAVIN | 3 May 2008 |  | 22 July 2014 | ANASTASIA OCTAVIN | - |  | ACTIVE
0409 | NI11U | INFANT INCUBATOR PS | IMAGING | NAKAMURA MEDICAL | GN00001909 | RSUD MUNTILAN | YOGYAKARTA | YOGYAKARTA | YOGYAKARTA | MAIN UNIT | CUSTOMER | - |  | 1 January 1900 |  | - |  | - |  | ACTIVE
041/V/12 | I807L |  |  |  | GN00000535 | RSUP DR KARIADI | SEMARANG | JAWA TENGAH | SEMARANG | MAIN UNIT | CUSTOMER | 10 April 2015 |  | 1 January 1900 |  | 10 April 2015 |  | - |  | INACTIVE
041/XI/09 | BD910 |  |  |  | GN00001206 | RSUD PROF DR MARGONO SOEKARJO | PURWOKERTO | JAWA TENGAH | BANYUMAS | MAIN UNIT | CUSTOMER | 28 April 2015 | DIAN FEBRIYANA - TSE | 1 January 1900 |  | 28 April 2015 | DIAN FEBRIYANA - TSE | - |  | INACTIVE
041/XII/05 | BD910 |  |  |  | GN00001804 | RSUD IBU FATMAWATI SOEKARNO KOTA SURAKARTA | SOLO | JAWA TENGAH | SURAKARTA | MAIN UNIT | CUSTOMER | 24 February 2015 | RAKHMAT | 1 January 1900 |  | 24 February 2015 | RAKHMAT | - |  | INACTIVE
0410-0804 | AS30U | SUCTION PUMP SAM-35 | IMAGING | M.G. ELECTRIC - UK | GN00001971 | RS MITRA KELUARGA BEKASI BARAT | BEKASI | JAWA BARAT | BEKASI | MAIN UNIT | CUSTOMER | 29 December 2014 | BUDI SUROSO - TSE | 4 June 2002 |  | 29 December 2014 | BUDI SUROSO - TSE | - |  | ACTIVE
0410-0813 | AS10U | SUCTION PUMP SAM-12 | IMAGING | M.G. ELECTRIC - UK | GN00002921 | RS MITRA KELUARGA DEPOK ( RSMK ) | PEJATEN | JAWA BARAT | DEPOK | MAIN UNIT | CUSTOMER | 4 August 2016 |  | 1 March 2012 |  | 4 August 2016 |  | - |  | ACTIVE
0410-1019 | AS10U | SUCTION PUMP SAM-12 | IMAGING | M.G. ELECTRIC - UK | GN00001971 | RS MITRA KELUARGA BEKASI BARAT | BEKASI | JAWA BARAT | BEKASI | MAIN UNIT | CUSTOMER | 29 December 2014 | BUDI SUROSO - TSE | 14 February 2008 |  | 29 December 2014 | BUDI SUROSO - TSE | - |  | ACTIVE
04100808 | AS30U | SUCTION PUMP SAM-35 | IMAGING | M.G. ELECTRIC - UK | GN00002683 | RS MITRA KELUARGA CIBUBUR | BOGOR | JAWA BARAT | BOGOR | MAIN UNIT | CUSTOMER | 4 March 2015 | BUDI SUROSO - TSE | 1 January 1900 |  | 4 March 2015 | BUDI SUROSO - TSE | - |  | ACTIVE
04100812 | AS10U | SUCTION PUMP SAM-12 | IMAGING | M.G. ELECTRIC - UK | GN00002683 | RS MITRA KELUARGA CIBUBUR | BOGOR | JAWA BARAT | BOGOR | MAIN UNIT | CUSTOMER | 1 February 1990 | BUDI SUROSO - TSE | 1 January 1900 |  | 1 February 1990 | BUDI SUROSO - TSE | - |  | ACTIVE
0413 | NI11U | INFANT INCUBATOR PS | IMAGING | NAKAMURA MEDICAL | GN00001909 | RSUD MUNTILAN | YOGYAKARTA | YOGYAKARTA | YOGYAKARTA | MAIN UNIT | CUSTOMER | 13 April 2015 |  | 1 January 1900 |  | 13 April 2015 |  | - |  | ACTIVE
0413-0686 | AS10U | SUCTION PUMP SAM-12 | IMAGING | M.G. ELECTRIC - UK | GN00000877 | RSUD POLEWALI | MAKASSAR | SULAWESI SELATAN | POLEWALI | MAIN UNIT | CUSTOMER | 10 April 2015 |  | 1 January 1900 |  | 10 April 2015 |  | - |  | ACTIVE
0413-0687 | AS10U | SUCTION PUMP SAM-12 | IMAGING | M.G. ELECTRIC - UK | GN00000877 | RSUD POLEWALI | MAKASSAR | SULAWESI SELATAN | POLEWALI | MAIN UNIT | CUSTOMER | 10 April 2015 |  | 1 January 1900 |  | 10 April 2015 |  | - |  | ACTIVE
0415-0700 | AS10U | SUCTION PUMP SAM-12 | IMAGING | M.G. ELECTRIC - UK | GN00003378 | RS KEPOLISIAN BHAYANGKARA | MAKASSAR | SULAWESI SELATAN | MAKASSAR | MAIN UNIT | CUSTOMER | 30 June 2015 | HARI UDI RAHARJO - TSE | 26 June 2015 |  | 30 June 2015 | HARI UDI RAHARJO - TSE | - |  | ACTIVE
0415-0701 | AS10U | SUCTION PUMP SAM-12 | IMAGING | M.G. ELECTRIC - UK | GN00003378 | RS KEPOLISIAN BHAYANGKARA | MAKASSAR | SULAWESI SELATAN | MAKASSAR | MAIN UNIT | CUSTOMER | 30 June 2015 | ARIEF SETIAWAN - TSE CP | 26 June 2015 |  | 30 June 2015 | ARIEF SETIAWAN - TSE CP | - |  | ACTIVE
0415-0702 | AS10U | SUCTION PUMP SAM-12 | IMAGING | M.G. ELECTRIC - UK | GN00003378 | RS KEPOLISIAN BHAYANGKARA | MAKASSAR | SULAWESI SELATAN | MAKASSAR | MAIN UNIT | CUSTOMER | 30 June 2015 | ARIEF SETIAWAN - TSE CP | 26 June 2015 |  | 30 June 2015 | ARIEF SETIAWAN - TSE CP | - |  | ACTIVE
0415-0703 | AS10U | SUCTION PUMP SAM-12 | IMAGING | M.G. ELECTRIC - UK | GN00003378 | RS KEPOLISIAN BHAYANGKARA | MAKASSAR | SULAWESI SELATAN | MAKASSAR | MAIN UNIT | CUSTOMER | 14 July 2015 | HARI UDI RAHARJO - TSE | 26 June 2015 |  | 14 July 2015 | HARI UDI RAHARJO - TSE | - |  | ACTIVE
0418-0661 | AS20U | Suction Pump Sam-18 |  |  | GN00001203 | RSU TASIKMALAYA MEDICAL CENTRE (TMC) | TASIKMALAYA | JAWA BARAT | TASIKMALAYA | MAIN UNIT | CUSTOMER | - |  | 20 May 2019 |  | - |  | - |  | INACTIVE
0418-0662 | AS30U | SUCTION PUMP SAM-35 | IMAGING | M.G. ELECTRIC - UK | GN00000201 | RSUD ARIFIN ACHMAD - PEKANBARU | PEKAN BARU | RIAU | PEKANBARU | MAIN UNIT | CUSTOMER | 27 November 2018 | FAJAR FAHMI - TSE | 27 November 2018 |  | 27 November 2018 | FAJAR FAHMI - TSE | - |  | ACTIVE
0418-0663 | AS30U | SUCTION PUMP SAM-35 | IMAGING | M.G. ELECTRIC - UK | GN00005788 | RSJ RADJIMAN | MALANG | JAWA TIMUR | MALANG | MAIN UNIT | CUSTOMER | - |  | 29 October 2018 |  | - |  | - |  | ACTIVE
0418-0664 | AS30U | SUCTION PUMP SAM-35 | IMAGING | M.G. ELECTRIC - UK | GN00001169 | RSUD MAJALENGKA | CIREBON | JAWA BARAT | MAJALENGKA | MAIN UNIT | CUSTOMER | 30 November 2018 | SUKMA WIJAYA - TSE | 30 November 2018 |  | 30 November 2018 | SUKMA WIJAYA - TSE | - |  | ACTIVE
0418-0665 | AS30U | SUCTION PUMP SAM-35 | IMAGING | M.G. ELECTRIC - UK | GN00001169 | RSUD MAJALENGKA | CIREBON | JAWA BARAT | MAJALENGKA | MAIN UNIT | CUSTOMER | 30 November 2018 | SUKMA WIJAYA - TSE | 30 November 2018 |  | 30 November 2018 | SUKMA WIJAYA - TSE | - |  | ACTIVE
0418-0666 | AS30U | SUCTION PUMP SAM-35 | IMAGING | M.G. ELECTRIC - UK | GN00001169 | RSUD MAJALENGKA | CIREBON | JAWA BARAT | MAJALENGKA | MAIN UNIT | CUSTOMER | 30 November 2018 | SUKMA WIJAYA - TSE | 30 November 2018 |  | 30 November 2018 | SUKMA WIJAYA - TSE | - |  | ACTIVE
0418-0667 | AS30U | SUCTION PUMP SAM-35 | IMAGING | M.G. ELECTRIC - UK | GN00001169 | RSUD MAJALENGKA | CIREBON | JAWA BARAT | MAJALENGKA | MAIN UNIT | CUSTOMER | 30 November 2018 | SUKMA WIJAYA - TSE | 30 November 2018 |  | 30 November 2018 | SUKMA WIJAYA - TSE | - |  | ACTIVE
0418-0668 | AS30U | SUCTION PUMP SAM-35 | IMAGING | M.G. ELECTRIC - UK | GN00001169 | RSUD MAJALENGKA | CIREBON | JAWA BARAT | MAJALENGKA | MAIN UNIT | CUSTOMER | 30 November 2018 | SUKMA WIJAYA - TSE | 30 November 2018 |  | 30 November 2018 | SUKMA WIJAYA - TSE | - |  | ACTIVE
042/I/13 | TI705 |  |  |  | GN00001973 | RS MITRA KELUARGA CIKARANG | BEKASI | JAWA BARAT | BEKASI | MAIN UNIT | CUSTOMER | 28 June 2016 |  | 10 May 2013 |  | 28 June 2016 |  | - |  | INACTIVE
042/X/12 | I807L |  |  |  | GN00000535 | RSUP DR KARIADI | SEMARANG | JAWA TENGAH | SEMARANG | MAIN UNIT | CUSTOMER | 10 April 2015 |  | 1 January 1900 |  | 10 April 2015 |  | - |  | INACTIVE
042/XII/09 | BD910 |  |  |  | GN00001782 | RSU KASIH IBU SURAKARTA | SOLO | JAWA TENGAH | SURAKARTA | MAIN UNIT | CUSTOMER | 3 July 2014 | RAKHMAT | 1 January 1900 |  | 3 July 2014 | RAKHMAT | - |  | INACTIVE
04210528 | AS14U | SUCTION UNIT SAM-14 | IMAGING | M.G. ELECTRIC - UK | GN00002986 | RDC PUSAT - RAWAGELAM | PUSAT | DKI JAKARTA | JAKARTA TIMUR | MAIN UNIT | EMP | 21 April 2022 | ANTONIUS SAGITA - KALIBRASI | - |  | 15 September 2021 | ANTONIUS SAGITA - KALIBRASI | - |  | ACTIVE
04210529 | AS14U | SUCTION UNIT SAM-14 | IMAGING | M.G. ELECTRIC - UK | GN20010002 | RS BALIMED KARANGASEM | DENPASAR | BALI | DENPASAR | MAIN UNIT | CUSTOMER | 21 April 2022 | ANTONIUS SAGITA - KALIBRASI | 6 May 2022 | I KADEK - TSE | 15 September 2021 | ANTONIUS SAGITA - KALIBRASI | 6 May 2022 | I KADEK - TSE | ACTIVE
04210530 | AS14U | SUCTION UNIT SAM-14 | IMAGING | M.G. ELECTRIC - UK | GN20010002 | RS BALIMED KARANGASEM | DENPASAR | BALI | DENPASAR | MAIN UNIT | CUSTOMER | 21 April 2022 | ANTONIUS SAGITA - KALIBRASI | 6 May 2022 | I KADEK - TSE | 15 September 2021 | ANTONIUS SAGITA - KALIBRASI | 6 May 2022 | I KADEK - TSE | ACTIVE
04210531 | AS14U | SUCTION UNIT SAM-14 | IMAGING | M.G. ELECTRIC - UK | GN20010002 | RS BALIMED KARANGASEM | DENPASAR | BALI | DENPASAR | MAIN UNIT | CUSTOMER | 21 April 2022 | ANTONIUS SAGITA - KALIBRASI | 6 May 2022 | I KADEK - TSE | 15 September 2021 | ANTONIUS SAGITA - KALIBRASI | 6 May 2022 | I KADEK - TSE | ACTIVE
04210532 | AS14U | SUCTION UNIT SAM-14 | IMAGING | M.G. ELECTRIC - UK | GN00002452 | RSIA MUHAMMADIYAH KEDIRI | KEDIRI | JAWA TIMUR | KEDIRI | MAIN UNIT | CUSTOMER | 21 April 2022 | ANTONIUS SAGITA - KALIBRASI | 7 October 2022 | FAJAR FAHMI - TSE | 15 September 2021 | ANTONIUS SAGITA - KALIBRASI | 7 October 2022 | FAJAR FAHMI - TSE | ACTIVE
04210534 | AS14U | SUCTION UNIT SAM-14 | IMAGING | M.G. ELECTRIC - UK | GN00002986 | RDC PUSAT - RAWAGELAM | PUSAT | DKI JAKARTA | JAKARTA TIMUR | MAIN UNIT | EMP | 21 April 2022 | ANTONIUS SAGITA - KALIBRASI | - |  | 15 September 2021 | ANTONIUS SAGITA - KALIBRASI | - |  | ACTIVE
04210535 | AS14U | SUCTION UNIT SAM-14 | IMAGING | M.G. ELECTRIC - UK | GN00002986 | RDC PUSAT - RAWAGELAM | PUSAT | DKI JAKARTA | JAKARTA TIMUR | MAIN UNIT | EMP | 21 April 2022 | ANTONIUS SAGITA - KALIBRASI | - |  | 15 September 2021 | ANTONIUS SAGITA - KALIBRASI | - |  | ACTIVE
04210536 | AS14U | SUCTION UNIT SAM-14 | IMAGING | M.G. ELECTRIC - UK | GN00002986 | RDC PUSAT - RAWAGELAM | PUSAT | DKI JAKARTA | JAKARTA TIMUR | MAIN UNIT | EMP | 21 April 2022 | ANTONIUS SAGITA - KALIBRASI | - |  | 15 September 2021 | ANTONIUS SAGITA - KALIBRASI | - |  | ACTIVE
04210540 | MG18U | Suction Sam-18 Mobile |  |  | GN00002986 | RDC PUSAT - RAWAGELAM | PUSAT | DKI JAKARTA | JAKARTA TIMUR | MAIN UNIT | EMP | 21 April 2022 | ANTONIUS SAGITA - KALIBRASI | - |  | 15 September 2021 | ANTONIUS SAGITA - KALIBRASI | - |  | INACTIVE
04210541 | MG18U | Suction Sam-18 Mobile |  |  | GN00002986 | RDC PUSAT - RAWAGELAM | PUSAT | DKI JAKARTA | JAKARTA TIMUR | MAIN UNIT | EMP | 21 April 2022 | ANTONIUS SAGITA - KALIBRASI | - |  | 15 September 2021 | ANTONIUS SAGITA - KALIBRASI | - |  | INACTIVE
04210542 | MG18U | Suction Sam-18 Mobile |  |  | GN00002986 | RDC PUSAT - RAWAGELAM | PUSAT | DKI JAKARTA | JAKARTA TIMUR | MAIN UNIT | EMP | 21 April 2022 | ANTONIUS SAGITA - KALIBRASI | - |  | 15 September 2021 | ANTONIUS SAGITA - KALIBRASI | - |  | INACTIVE
04210543 | MG18U | Suction Sam-18 Mobile |  |  | GN00002986 | RDC PUSAT - RAWAGELAM | PUSAT | DKI JAKARTA | JAKARTA TIMUR | MAIN UNIT | EMP | 21 April 2022 | ANTONIUS SAGITA - KALIBRASI | - |  | 15 September 2021 | ANTONIUS SAGITA - KALIBRASI | - |  | INACTIVE
04210544 | MG18U | Suction Sam-18 Mobile |  |  | GN00002986 | RDC PUSAT - RAWAGELAM | PUSAT | DKI JAKARTA | JAKARTA TIMUR | MAIN UNIT | EMP | 21 April 2022 | ANTONIUS SAGITA - KALIBRASI | - |  | 15 September 2021 | ANTONIUS SAGITA - KALIBRASI | - |  | INACTIVE
04210545 | MG18U | Suction Sam-18 Mobile |  |  | GN00002986 | RDC PUSAT - RAWAGELAM | PUSAT | DKI JAKARTA | JAKARTA TIMUR | MAIN UNIT | EMP | 21 April 2022 | ANTONIUS SAGITA - KALIBRASI | - |  | 15 September 2021 | ANTONIUS SAGITA - KALIBRASI | - |  | INACTIVE
04210546 | MG18U | Suction Sam-18 Mobile |  |  | GN00002986 | RDC PUSAT - RAWAGELAM | PUSAT | DKI JAKARTA | JAKARTA TIMUR | MAIN UNIT | EMP | 21 April 2022 | ANTONIUS SAGITA - KALIBRASI | - |  | 15 September 2021 | ANTONIUS SAGITA - KALIBRASI | - |  | INACTIVE
04220546 | AS10U | SUCTION PUMP SAM-12 | IMAGING | M.G. ELECTRIC - UK | GN00002986 | RDC PUSAT - RAWAGELAM | PUSAT | DKI JAKARTA | JAKARTA TIMUR | MAIN UNIT | EMP | - |  | - |  | 10 October 2022 | ANTONIUS SAGITA - KALIBRASI | - |  | ACTIVE
04220547 | AS10U | SUCTION PUMP SAM-12 | IMAGING | M.G. ELECTRIC - UK | GN00002986 | RDC PUSAT - RAWAGELAM | PUSAT | DKI JAKARTA | JAKARTA TIMUR | MAIN UNIT | EMP | - |  | - |  | 10 October 2022 | ANTONIUS SAGITA - KALIBRASI | - |  | ACTIVE
04220548 | AS10U | SUCTION PUMP SAM-12 | IMAGING | M.G. ELECTRIC - UK | GN00002986 | RDC PUSAT - RAWAGELAM | PUSAT | DKI JAKARTA | JAKARTA TIMUR | MAIN UNIT | EMP | - |  | - |  | 10 October 2022 | ANTONIUS SAGITA - KALIBRASI | - |  | ACTIVE
04220549 | AS10U | SUCTION PUMP SAM-12 | IMAGING | M.G. ELECTRIC - UK | GN00002986 | RDC PUSAT - RAWAGELAM | PUSAT | DKI JAKARTA | JAKARTA TIMUR | MAIN UNIT | EMP | - |  | - |  | 10 October 2022 | ANTONIUS SAGITA - KALIBRASI | - |  | ACTIVE
04220550 | AS10U | SUCTION PUMP SAM-12 | IMAGING | M.G. ELECTRIC - UK | GN00002986 | RDC PUSAT - RAWAGELAM | PUSAT | DKI JAKARTA | JAKARTA TIMUR | MAIN UNIT | EMP | - |  | - |  | 10 October 2022 | ANTONIUS SAGITA - KALIBRASI | - |  | ACTIVE
04220551 | AS10U | SUCTION PUMP SAM-12 | IMAGING | M.G. ELECTRIC - UK | GN00002986 | RDC PUSAT - RAWAGELAM | PUSAT | DKI JAKARTA | JAKARTA TIMUR | MAIN UNIT | EMP | - |  | - |  | 10 October 2022 | ANTONIUS SAGITA - KALIBRASI | - |  | ACTIVE
04220552 | AS30U | SUCTION PUMP SAM-35 | IMAGING | M.G. ELECTRIC - UK | GN00002986 | RDC PUSAT - RAWAGELAM | PUSAT | DKI JAKARTA | JAKARTA TIMUR | MAIN UNIT | EMP | - |  | - |  | 10 October 2022 | ANTONIUS SAGITA - KALIBRASI | - |  | ACTIVE
04220553 | AS30U | SUCTION PUMP SAM-35 | IMAGING | M.G. ELECTRIC - UK | GN00000270 | RS ISLAM IBNU SINA - PASAMAN | PADANG | SUMATERA BARAT | AROSUKA | MAIN UNIT | CUSTOMER | - |  | 18 January 2023 |  | 10 October 2022 | ANTONIUS SAGITA - KALIBRASI | 20 October 2023 | SAHID DERMAWAN - SPV TSE BARAT | ACTIVE
04220554 | AS30U | SUCTION PUMP SAM-35 | IMAGING | M.G. ELECTRIC - UK | GN00000270 | RS ISLAM IBNU SINA - PASAMAN | PADANG | SUMATERA BARAT | AROSUKA | MAIN UNIT | CUSTOMER | - |  | 18 January 2023 |  | 10 October 2022 | ANTONIUS SAGITA - KALIBRASI | 20 October 2023 | SAHID DERMAWAN - SPV TSE BARAT | ACTIVE
04220555 | AS30U | SUCTION PUMP SAM-35 | IMAGING | M.G. ELECTRIC - UK | GN00002986 | RDC PUSAT - RAWAGELAM | PUSAT | DKI JAKARTA | JAKARTA TIMUR | MAIN UNIT | EMP | - |  | - |  | 10 October 2022 | ANTONIUS SAGITA - KALIBRASI | - |  | ACTIVE
04220556 | AS30U | SUCTION PUMP SAM-35 | IMAGING | M.G. ELECTRIC - UK | GN00002986 | RDC PUSAT - RAWAGELAM | PUSAT | DKI JAKARTA | JAKARTA TIMUR | MAIN UNIT | EMP | - |  | - |  | 10 October 2022 | ANTONIUS SAGITA - KALIBRASI | - |  | ACTIVE
04220557 | AS30U | SUCTION PUMP SAM-35 | IMAGING | M.G. ELECTRIC - UK | GN00002986 | RDC PUSAT - RAWAGELAM | PUSAT | DKI JAKARTA | JAKARTA TIMUR | MAIN UNIT | EMP | - |  | - |  | 10 October 2022 | ANTONIUS SAGITA - KALIBRASI | - |  | ACTIVE
042293 | 00305 | Nuclisens Minimag |  |  | GN00002986 | RDC PUSAT - RAWAGELAM | PUSAT | DKI JAKARTA | JAKARTA TIMUR | MAIN UNIT | EMP | 21 April 2015 | TRIYONO - TSE AREA BARAT | 1 January 2015 |  | 21 April 2015 | TRIYONO - TSE AREA BARAT | - |  | INACTIVE
042295 | 00305 | Nuclisens Minimag |  |  | GN00002986 | RDC PUSAT - RAWAGELAM | PUSAT | DKI JAKARTA | JAKARTA TIMUR | MAIN UNIT | EMP | 20 April 2015 | ARIEF SETIAWAN - TSE CP | 1 January 1900 |  | 20 April 2015 | ARIEF SETIAWAN - TSE CP | - |  | INACTIVE
043/I/13 | TE012 | TRANSPORT TSN 705 TRSC | IMAGING | TESENA INOVINDO, PT | GN00001799 | RS Dr Oen Solo Baru | SOLO | JAWA TENGAH | SUKOHARJO | MAIN UNIT | CUSTOMER | 10 April 2015 |  | 1 January 1900 |  | 10 April 2015 |  | - |  | ACTIVE
043/XII/05 | TE005 | INCUBATOR TSN910SC CBNT | IMAGING | TESENA INOVINDO, PT | GN00002996 | RSUD KOTA DEPOK | PEJATEN | JAWA BARAT | DEPOK | MAIN UNIT | CUSTOMER | 27 January 2015 | IBNUL AZIZ - TSE | 1 February 2009 |  | 27 January 2015 | IBNUL AZIZ - TSE | - |  | ACTIVE
04310053 | SAVAD |  |  |  | GN00002173 | RS AL-IRSYAD | SURABAYA-1 | JAWA TIMUR | SURABAYA | MAIN UNIT | CUSTOMER | 28 July 2016 | GANDHI YANRANGGA | 1 January 1900 |  | 28 July 2016 | GANDHI YANRANGGA | - |  | INACTIVE
0436 | NI11U | INFANT INCUBATOR PS | IMAGING | NAKAMURA MEDICAL | GN00011690 | SHOWROOM PT EMP | PUSAT | DKI JAKARTA | JAKARTA TIMUR | MAIN UNIT | EMP | - |  | 1 January 1900 |  | - |  | - |  | ACTIVE
044/I/06 | TE005 | INCUBATOR TSN910SC CBNT | IMAGING | TESENA INOVINDO, PT | GN00002996 | RSUD KOTA DEPOK | PEJATEN | JAWA BARAT | DEPOK | MAIN UNIT | CUSTOMER | 27 January 2015 | IBNUL AZIZ - TSE | 1 February 2009 |  | 27 January 2015 | IBNUL AZIZ - TSE | - |  | ACTIVE
0440 | NI14U | INFANT INCUBATOR LCS-ICU | IMAGING | NAKAMURA MEDICAL | GN00002178 | RSUD DR SOETOMO SURABAYA | SURABAYA-1 | JAWA TIMUR | SURABAYA | MAIN UNIT | CUSTOMER | 10 April 2015 |  | 1 January 1900 |  | 10 April 2015 |  | - |  | ACTIVE
0444 | NI11U | INFANT INCUBATOR PS | IMAGING | NAKAMURA MEDICAL | GN00001909 | RSUD MUNTILAN | YOGYAKARTA | YOGYAKARTA | YOGYAKARTA | MAIN UNIT | CUSTOMER | 1 February 1990 | DIAN FEBRIYANA - TSE | 1 January 1900 |  | 1 February 1990 | DIAN FEBRIYANA - TSE | - |  | ACTIVE
0445.0.03140615 | TF163 | Weighing Scale TSN9806 WHS Dig. New | IMAGING | TESENA INOVINDO, PT | GN00001527 | DINAS KESEHATAN KOTA BATU | MALANG | JAWA TIMUR | BATU | MAIN UNIT | CUSTOMER | 13 August 2015 | ZENZEN | 13 August 2015 |  | 13 August 2015 | ZENZEN | - |  | ACTIVE
0446 | NI14U | INFANT INCUBATOR LCS-ICU | IMAGING | NAKAMURA MEDICAL | GN00000005 | RSUD KARAWANG | BEKASI | JAWA BARAT | BEKASI | MAIN UNIT | CUSTOMER | 24 February 2015 | GATOT SURYA ADIPUTRA - TSE | 13 April 2010 |  | 24 February 2015 | GATOT SURYA ADIPUTRA - TSE | - |  | ACTIVE
0446.0.03140615 | TF163 | Weighing Scale TSN9806 WHS Dig. New | IMAGING | TESENA INOVINDO, PT | GN00001527 | DINAS KESEHATAN KOTA BATU | MALANG | JAWA TIMUR | BATU | MAIN UNIT | CUSTOMER | 13 August 2015 | ZENZEN | 13 August 2015 |  | 13 August 2015 | ZENZEN | - |  | ACTIVE
0447 | NI14U | INFANT INCUBATOR LCS-ICU | IMAGING | NAKAMURA MEDICAL | GN00001901 | RSUP SOERADJI KLATEN | YOGYAKARTA | YOGYAKARTA | YOGYAKARTA | MAIN UNIT | CUSTOMER | 2 August 2016 | DIAN FEBRIYANA - TSE | 1 January 1900 |  | 2 August 2016 | DIAN FEBRIYANA - TSE | - |  | ACTIVE
0448.0.03140615 | WHS98 | WEIGHING SCALE MANUAL | IMAGING | TESENA INOVINDO, PT | GN00001527 | DINAS KESEHATAN KOTA BATU | MALANG | JAWA TIMUR | BATU | MAIN UNIT | CUSTOMER | - |  | 13 August 2015 |  | - |  | - |  | INACTIVE
0449 | NI11U | INFANT INCUBATOR PS | IMAGING | NAKAMURA MEDICAL | GN00001909 | RSUD MUNTILAN | YOGYAKARTA | YOGYAKARTA | YOGYAKARTA | MAIN UNIT | CUSTOMER | 13 April 2015 |  | 1 January 1900 |  | 13 April 2015 |  | - |  | ACTIVE
0449.0.03140615 | TF163 | Weighing Scale TSN9806 WHS Dig. New | IMAGING | TESENA INOVINDO, PT | GN00001527 | DINAS KESEHATAN KOTA BATU | MALANG | JAWA TIMUR | BATU | MAIN UNIT | CUSTOMER | 13 August 2015 | ZENZEN | 13 August 2015 |  | 13 August 2015 | ZENZEN | - |  | ACTIVE
045/I/06 | TE005 | INCUBATOR TSN910SC CBNT | IMAGING | TESENA INOVINDO, PT | GN00002996 | RSUD KOTA DEPOK | PEJATEN | JAWA BARAT | DEPOK | MAIN UNIT | CUSTOMER | 27 January 2015 | IBNUL AZIZ - TSE | 1 February 2009 |  | 27 January 2015 | IBNUL AZIZ - TSE | - |  | ACTIVE
045/XI/12 | 807IW |  |  |  | GN00003120 | RS AMINAH | MALANG | JAWA TIMUR | BLITAR | MAIN UNIT | CUSTOMER | - |  | 1 January 1900 |  | - |  | - |  | INACTIVE
0450 | NI11U | INFANT INCUBATOR PS | IMAGING | NAKAMURA MEDICAL | GN00002178 | RSUD DR SOETOMO SURABAYA | SURABAYA-1 | JAWA TIMUR | SURABAYA | MAIN UNIT | CUSTOMER | 10 April 2015 |  | 1 January 1900 |  | 10 April 2015 |  | - |  | ACTIVE
0450.0.03140615 | TF163 | Weighing Scale TSN9806 WHS Dig. New | IMAGING | TESENA INOVINDO, PT | GN00001527 | DINAS KESEHATAN KOTA BATU | MALANG | JAWA TIMUR | BATU | MAIN UNIT | CUSTOMER | 13 August 2015 | ZENZEN | 13 August 2015 |  | 13 August 2015 | ZENZEN | - |  | ACTIVE
0451.0.03190615 | WHS98 | WEIGHING SCALE MANUAL | IMAGING | TESENA INOVINDO, PT | GN00001527 | DINAS KESEHATAN KOTA BATU | MALANG | JAWA TIMUR | BATU | MAIN UNIT | CUSTOMER | - |  | 13 August 2015 |  | - |  | - |  | INACTIVE
0452.0.03140615 | TF163 | Weighing Scale TSN9806 WHS Dig. New | IMAGING | TESENA INOVINDO, PT | GN00001527 | DINAS KESEHATAN KOTA BATU | MALANG | JAWA TIMUR | BATU | MAIN UNIT | CUSTOMER | 13 August 2015 | ZENZEN | 13 August 2015 |  | 13 August 2015 | ZENZEN | - |  | ACTIVE
0453.0.03140615 | WHS98 | WEIGHING SCALE MANUAL | IMAGING | TESENA INOVINDO, PT | GN00001527 | DINAS KESEHATAN KOTA BATU | MALANG | JAWA TIMUR | BATU | MAIN UNIT | CUSTOMER | - |  | 13 August 2015 |  | - |  | - |  | INACTIVE
0454.0.03140615 | WHS98 | WEIGHING SCALE MANUAL | IMAGING | TESENA INOVINDO, PT | GN00001527 | DINAS KESEHATAN KOTA BATU | MALANG | JAWA TIMUR | BATU | MAIN UNIT | CUSTOMER | - |  | 13 August 2015 |  | - |  | - |  | INACTIVE
0455 | NI14U | INFANT INCUBATOR LCS-ICU | IMAGING | NAKAMURA MEDICAL | GN00003749 | RSUD KARANGASEM | DENPASAR | BALI | DENPASAR | MAIN UNIT | CUSTOMER | - |  | 1 January 1900 |  | - |  | - |  | ACTIVE
0456 | NI14U | INFANT INCUBATOR LCS-ICU | IMAGING | NAKAMURA MEDICAL | GN00001216 | RSUD BANJARNEGARA | PURWOKERTO | JAWA TENGAH | BANJARNEGARA | MAIN UNIT | CUSTOMER | 9 April 2015 | DIAN FEBRIYANA - TSE | 1 January 1900 |  | 9 April 2015 | DIAN FEBRIYANA - TSE | - |  | ACTIVE
0457 | NI14U | INFANT INCUBATOR LCS-ICU | IMAGING | NAKAMURA MEDICAL | GN00003749 | RSUD KARANGASEM | DENPASAR | BALI | DENPASAR | MAIN UNIT | CUSTOMER | - |  | 1 January 1900 |  | - |  | - |  | ACTIVE
0458 | NI14U | INFANT INCUBATOR LCS-ICU | IMAGING | NAKAMURA MEDICAL | GN00001216 | RSUD BANJARNEGARA | PURWOKERTO | JAWA TENGAH | BANJARNEGARA | MAIN UNIT | CUSTOMER | 9 April 2015 | DIAN FEBRIYANA - TSE | 1 January 1900 |  | 9 April 2015 | DIAN FEBRIYANA - TSE | - |  | ACTIVE
0459 | NI14U | INFANT INCUBATOR LCS-ICU | IMAGING | NAKAMURA MEDICAL | GN00001216 | RSUD BANJARNEGARA | PURWOKERTO | JAWA TENGAH | BANJARNEGARA | MAIN UNIT | CUSTOMER | 9 April 2015 | DIAN FEBRIYANA - TSE | 1 January 1900 |  | 9 April 2015 | DIAN FEBRIYANA - TSE | - |  | ACTIVE
046/I/06 | TE005 | INCUBATOR TSN910SC CBNT | IMAGING | TESENA INOVINDO, PT | GN00002996 | RSUD KOTA DEPOK | PEJATEN | JAWA BARAT | DEPOK | MAIN UNIT | CUSTOMER | 27 January 2015 | IBNUL AZIZ - TSE | 1 February 2009 |  | 27 January 2015 | IBNUL AZIZ - TSE | - |  | ACTIVE
0460 | NI11U | INFANT INCUBATOR PS | IMAGING | NAKAMURA MEDICAL | GN00001509 | RSUD DR. ABDOER RAHEM | JEMBER | JAWA TIMUR | SITUBONDO | MAIN UNIT | CUSTOMER | 28 August 2015 | ZENZEN | 28 August 2015 |  | 28 August 2015 | ZENZEN | - |  | ACTIVE
0466 | NI11U | INFANT INCUBATOR PS | IMAGING | NAKAMURA MEDICAL | GN00001909 | RSUD MUNTILAN | YOGYAKARTA | YOGYAKARTA | YOGYAKARTA | MAIN UNIT | CUSTOMER | 13 April 2015 |  | 1 January 1900 |  | 13 April 2015 |  | - |  | ACTIVE
0468 | NI14U | INFANT INCUBATOR LCS-ICU | IMAGING | NAKAMURA MEDICAL | GN00000533 | RSUD TUGUREJO | SEMARANG | JAWA TENGAH | SEMARANG | MAIN UNIT | CUSTOMER | 1 February 1990 | MUNADI - TSE | 1 January 2013 |  | 1 February 1990 | MUNADI - TSE | - |  | ACTIVE
0469 | NI14U | INFANT INCUBATOR LCS-ICU | IMAGING | NAKAMURA MEDICAL | GN00000533 | RSUD TUGUREJO | SEMARANG | JAWA TENGAH | SEMARANG | MAIN UNIT | CUSTOMER | 1 February 1990 | MUNADI - TSE | 1 January 2013 |  | 1 February 1990 | MUNADI - TSE | - |  | ACTIVE
047/IX/09 | TE020 | PHOTOTHERAPY TLC 2 HT | IMAGING | TESENA INOVINDO, PT | GN00000194 | RSUD PETALA BUMI | PEKAN BARU | RIAU | PEKANBARU | MAIN UNIT | CUSTOMER | 31 March 2015 | AGUS FAUZI | 1 January 1900 |  | 31 March 2015 | AGUS FAUZI | - |  | ACTIVE
0470 | NI11U | INFANT INCUBATOR PS | IMAGING | NAKAMURA MEDICAL | GN00006018 | RSUD GUNUNGJATI | CIREBON | JAWA BARAT | CIREBON | MAIN UNIT | CUSTOMER | 1 February 1990 | SUKMA WIJAYA - TSE | 1 January 1900 |  | 1 February 1990 | SUKMA WIJAYA - TSE | - |  | ACTIVE
0471 | NI14U | INFANT INCUBATOR LCS-ICU | IMAGING | NAKAMURA MEDICAL | GN00001909 | RSUD MUNTILAN | YOGYAKARTA | YOGYAKARTA | YOGYAKARTA | MAIN UNIT | CUSTOMER | 13 April 2015 |  | 1 January 1900 |  | 13 April 2015 |  | - |  | ACTIVE
0474 | NI14U | INFANT INCUBATOR LCS-ICU | IMAGING | NAKAMURA MEDICAL | GN00001066 | RSUD CIBINONG | BOGOR | JAWA BARAT | BOGOR | MAIN UNIT | CUSTOMER | 22 January 2015 | IBNUL AZIZ - TSE | 3 December 2013 |  | 22 January 2015 | IBNUL AZIZ - TSE | - |  | ACTIVE
0477.0.03140615 | WHS98 | WEIGHING SCALE MANUAL | IMAGING | TESENA INOVINDO, PT | GN00001527 | DINAS KESEHATAN KOTA BATU | MALANG | JAWA TIMUR | BATU | MAIN UNIT | CUSTOMER | - |  | 13 August 2015 |  | - |  | - |  | INACTIVE
048/IX/09 | TE020 | PHOTOTHERAPY TLC 2 HT | IMAGING | TESENA INOVINDO, PT | GN00000194 | RSUD PETALA BUMI | PEKAN BARU | RIAU | PEKANBARU | MAIN UNIT | CUSTOMER | 31 March 2015 | AGUS FAUZI | 1 January 1900 |  | 31 March 2015 | AGUS FAUZI | - |  | ACTIVE
048/XII/09 | TE026 | PHOTOTHERAPY TLC 1 H 4 | IMAGING | TESENA INOVINDO, PT | GN00003135 | RSA UGM YOGYAKARTA | YOGYAKARTA | YOGYAKARTA | YOGYAKARTA | MAIN UNIT | CUSTOMER | 23 March 2015 | DIAN FEBRIYANA - TSE | 14 January 2012 |  | 23 March 2015 | DIAN FEBRIYANA - TSE | - |  | ACTIVE
049/XII/13 | TE012 | TRANSPORT TSN 705 TRSC | IMAGING | TESENA INOVINDO, PT | GN00002642 | RS PENDIDIKAN RIAU | PEKAN BARU | RIAU | PEKANBARU | MAIN UNIT | CUSTOMER | - |  | 27 December 2013 |  | - |  | - |  | ACTIVE
050/XI/09 | TE026 | PHOTOTHERAPY TLC 1 H 4 | IMAGING | TESENA INOVINDO, PT | GN00003135 | RSA UGM YOGYAKARTA | YOGYAKARTA | YOGYAKARTA | YOGYAKARTA | MAIN UNIT | CUSTOMER | 23 March 2015 | DIAN FEBRIYANA - TSE | 14 January 2012 |  | 23 March 2015 | DIAN FEBRIYANA - TSE | - |  | ACTIVE
050/XII/09 | BD910 |  |  |  | GN00002825 | RSUD KABUPATEN TANGERANG | TANGERANG | BANTEN |  | MAIN UNIT | CUSTOMER | 21 July 2014 | IBNUL AZIZ - TSE | 1 January 1900 |  | 21 July 2014 | IBNUL AZIZ - TSE | - |  | INACTIVE
050/XII/13 | TE012 | TRANSPORT TSN 705 TRSC | IMAGING | TESENA INOVINDO, PT | GN00000218 | RSUD SIAK ( T RAFI'AN SIAK ) | PEKAN BARU | RIAU | SIAK SRI INDRAPURA | MAIN UNIT | CUSTOMER | 2 April 2015 | AGUS FAUZI | 1 January 1900 |  | 2 April 2015 | AGUS FAUZI | - |  | ACTIVE
0500 | NI14U | INFANT INCUBATOR LCS-ICU | IMAGING | NAKAMURA MEDICAL | GN00001066 | RSUD CIBINONG | BOGOR | JAWA BARAT | BOGOR | MAIN UNIT | CUSTOMER | 11 September 2014 | IBNUL AZIZ - TSE | 1 January 2013 |  | 11 September 2014 | IBNUL AZIZ - TSE | - |  | ACTIVE
0500.0.00000416.T2410ND | ND241 | NEEDLE DESTROYER | IMAGING | TESENA INOVINDO, PT | GN00006470 | DINAS KESEHATAN KAB/ KOTA. REJANG LEBONG | BENGKULU | BENGKULU | CURUP | MAIN UNIT | CUSTOMER | 11 November 2016 | GATOT SURYA ADIPUTRA - TSE | 11 November 2016 |  | 11 November 2016 | GATOT SURYA ADIPUTRA - TSE | - |  | ACTIVE
0501 | NI14U | INFANT INCUBATOR LCS-ICU | IMAGING | NAKAMURA MEDICAL | GN00001066 | RSUD CIBINONG | BOGOR | JAWA BARAT | BOGOR | MAIN UNIT | CUSTOMER | 18 August 2014 | IBNUL AZIZ - TSE | 1 January 2013 |  | 18 August 2014 | IBNUL AZIZ - TSE | - |  | ACTIVE
0501-1116 | AS10U | SUCTION PUMP SAM-12 | IMAGING | M.G. ELECTRIC - UK | GN00001971 | RS MITRA KELUARGA BEKASI BARAT | BEKASI | JAWA BARAT | BEKASI | MAIN UNIT | CUSTOMER | 22 July 2014 | ANASTASIA OCTAVIN | 3 May 2008 |  | 22 July 2014 | ANASTASIA OCTAVIN | - |  | ACTIVE
0502 | NA10U |  |  |  | GN00001066 | RSUD CIBINONG | BOGOR | JAWA BARAT | BOGOR | MAIN UNIT | CUSTOMER | - |  | 3 December 2013 |  | - |  | - |  | INACTIVE
0503 | NI14U | INFANT INCUBATOR LCS-ICU | IMAGING | NAKAMURA MEDICAL | GN00001066 | RSUD CIBINONG | BOGOR | JAWA BARAT | BOGOR | MAIN UNIT | CUSTOMER | 11 September 2014 | IBNUL AZIZ - TSE | 1 January 2013 |  | 11 September 2014 | IBNUL AZIZ - TSE | - |  | ACTIVE
0505 | NI14U | INFANT INCUBATOR LCS-ICU | IMAGING | NAKAMURA MEDICAL | GN00006018 | RSUD GUNUNGJATI | CIREBON | JAWA BARAT | CIREBON | MAIN UNIT | CUSTOMER | 18 September 2014 | SUKMA WIJAYA - TSE | 1 January 1900 |  | 18 September 2014 | SUKMA WIJAYA - TSE | - |  | ACTIVE
0506 | NI11U | INFANT INCUBATOR PS | IMAGING | NAKAMURA MEDICAL | GN00001220 | RSUP SANGLAH DENPASAR | DENPASAR | BALI | DENPASAR | MAIN UNIT | CUSTOMER | 2 December 2014 | I KADEK - TSE | 2 December 2014 |  | 2 December 2014 | I KADEK - TSE | - |  | ACTIVE
0508062 | NI20P | DOPPLER FETUS DETECTOR KD 250 | IMAGING | NAKAMURA MEDICAL | GN00002921 | RS MITRA KELUARGA DEPOK ( RSMK ) | PEJATEN | JAWA BARAT | DEPOK | MAIN UNIT | CUSTOMER | 3 February 2015 | IBNUL AZIZ - TSE | 1 March 2012 |  | 3 February 2015 | IBNUL AZIZ - TSE | - |  | ACTIVE
0508064 | NI20P | DOPPLER FETUS DETECTOR KD 250 | IMAGING | NAKAMURA MEDICAL | GN00001785 | RSUD SUKOHARJO | SOLO | JAWA TENGAH | SUKOHARJO | MAIN UNIT | CUSTOMER | 23 June 2015 | RAKHMAT | 1 January 2009 |  | 23 June 2015 | RAKHMAT | - |  | ACTIVE
0508065 | NI20P | DOPPLER FETUS DETECTOR KD 250 | IMAGING | NAKAMURA MEDICAL | GN00002921 | RS MITRA KELUARGA DEPOK ( RSMK ) | PEJATEN | JAWA BARAT | DEPOK | MAIN UNIT | CUSTOMER | 3 February 2015 | IBNUL AZIZ - TSE | 1 March 2012 |  | 3 February 2015 | IBNUL AZIZ - TSE | - |  | ACTIVE
0508066 | NI20P | DOPPLER FETUS DETECTOR KD 250 | IMAGING | NAKAMURA MEDICAL | GN00001782 | RSU KASIH IBU SURAKARTA | SOLO | JAWA TENGAH | SURAKARTA | MAIN UNIT | CUSTOMER | 7 July 2014 | RAKHMAT | 1 January 1900 |  | 7 July 2014 | RAKHMAT | - |  | ACTIVE
0509 | NI11U | INFANT INCUBATOR PS | IMAGING | NAKAMURA MEDICAL | GN00007513 | RS KEEROM | JAYAPURA | PAPUA | JAYAPURA | MAIN UNIT | CUSTOMER | 6 January 2015 | WISPI SIAGARI - TSE | 1 January 1900 |  | 6 January 2015 | WISPI SIAGARI - TSE | - |  | ACTIVE
0509-1000 | AS10U | SUCTION PUMP SAM-12 | IMAGING | M.G. ELECTRIC - UK | GN00002996 | RSUD KOTA DEPOK | PEJATEN | JAWA BARAT | DEPOK | MAIN UNIT | CUSTOMER | 27 January 2015 | IBNUL AZIZ - TSE | 1 February 2009 |  | 27 January 2015 | IBNUL AZIZ - TSE | - |  | ACTIVE
051/XII/09 | TM01U | Infant Incubator Tsn910Sc |  |  | GN00001135 | RSUD ADJIDARMO | TANGERANG | BANTEN | RANGKASBITUNG | MAIN UNIT | CUSTOMER | 16 October 2014 | PETRUS SIMON | 1 January 2009 |  | 16 October 2014 | PETRUS SIMON | - |  | ACTIVE
051/XII/13 | TE012 | TRANSPORT TSN 705 TRSC | IMAGING | TESENA INOVINDO, PT | GN00001066 | RSUD CIBINONG | BOGOR | JAWA BARAT | BOGOR | MAIN UNIT | CUSTOMER | 11 September 2014 | IBNUL AZIZ - TSE | 1 January 2013 |  | 11 September 2014 | IBNUL AZIZ - TSE | - |  | ACTIVE
0510 | NI14U | INFANT INCUBATOR LCS-ICU | IMAGING | NAKAMURA MEDICAL | GN00006018 | RSUD GUNUNGJATI | CIREBON | JAWA BARAT | CIREBON | MAIN UNIT | CUSTOMER | 18 September 2014 | SUKMA WIJAYA - TSE | 1 January 1900 |  | 18 September 2014 | SUKMA WIJAYA - TSE | - |  | ACTIVE
0510-1116 | AS30U | SUCTION PUMP SAM-35 | IMAGING | M.G. ELECTRIC - UK | GN00001971 | RS MITRA KELUARGA BEKASI BARAT | BEKASI | JAWA BARAT | BEKASI | MAIN UNIT | CUSTOMER | 29 December 2014 | BUDI SUROSO - TSE | 24 June 2002 |  | 29 December 2014 | BUDI SUROSO - TSE | - |  | ACTIVE
0510-1117 | AS10U | SUCTION PUMP SAM-12 | IMAGING | M.G. ELECTRIC - UK | GN00001971 | RS MITRA KELUARGA BEKASI BARAT | BEKASI | JAWA BARAT | BEKASI | MAIN UNIT | CUSTOMER | 29 December 2014 | BUDI SUROSO - TSE | 3 May 2008 |  | 29 December 2014 | BUDI SUROSO - TSE | - |  | ACTIVE
0511-1336 | AS30U | SUCTION PUMP SAM-35 | IMAGING | M.G. ELECTRIC - UK | GN00001971 | RS MITRA KELUARGA BEKASI BARAT | BEKASI | JAWA BARAT | BEKASI | MAIN UNIT | CUSTOMER | 29 December 2014 | BUDI SUROSO - TSE | 24 June 2002 |  | 29 December 2014 | BUDI SUROSO - TSE | - |  | ACTIVE
0511-1349 | AS30U | SUCTION PUMP SAM-35 | IMAGING | M.G. ELECTRIC - UK | GN00001771 | RSUD DR WAHIDIN SUDIROHUSODO | MAKASSAR | SULAWESI SELATAN | MAKASSAR | MAIN UNIT | CUSTOMER | 25 March 2015 | WISPI SIAGARI - TSE | 1 January 1900 |  | 25 March 2015 | WISPI SIAGARI - TSE | - |  | ACTIVE
0511-1399 | AS30U | SUCTION PUMP SAM-35 | IMAGING | M.G. ELECTRIC - UK | GN00003087 | RSU PROV BAHTERAMAS | MAKASSAR | SULAWESI SELATAN | MAKASSAR | MAIN UNIT | CUSTOMER | 22 August 2014 | HARI UDI RAHARJO - TSE | 1 January 1900 |  | 22 August 2014 | HARI UDI RAHARJO - TSE | - |  | ACTIVE
0511-1401 | AS30U | SUCTION PUMP SAM-35 | IMAGING | M.G. ELECTRIC - UK | GN00003087 | RSU PROV BAHTERAMAS | MAKASSAR | SULAWESI SELATAN | MAKASSAR | MAIN UNIT | CUSTOMER | 22 August 2014 | HARI UDI RAHARJO - TSE | 1 January 1900 |  | 22 August 2014 | HARI UDI RAHARJO - TSE | - |  | ACTIVE
05111336 | AS30U | SUCTION PUMP SAM-35 | IMAGING | M.G. ELECTRIC - UK | GN00001771 | RSUD DR WAHIDIN SUDIROHUSODO | MAKASSAR | SULAWESI SELATAN | MAKASSAR | MAIN UNIT | CUSTOMER | 10 April 2015 |  | 1 January 1900 |  | 10 April 2015 |  | - |  | ACTIVE
05111337 | AS30U | SUCTION PUMP SAM-35 | IMAGING | M.G. ELECTRIC - UK | GN00001771 | RSUD DR WAHIDIN SUDIROHUSODO | MAKASSAR | SULAWESI SELATAN | MAKASSAR | MAIN UNIT | CUSTOMER | 10 April 2015 |  | 1 January 1900 |  | 10 April 2015 |  | - |  | ACTIVE
05111339 | AS30U | SUCTION PUMP SAM-35 | IMAGING | M.G. ELECTRIC - UK | GN00001771 | RSUD DR WAHIDIN SUDIROHUSODO | MAKASSAR | SULAWESI SELATAN | MAKASSAR | MAIN UNIT | CUSTOMER | 13 April 2015 |  | 1 January 1900 |  | 13 April 2015 |  | - |  | ACTIVE
05111340 | AS30U | SUCTION PUMP SAM-35 | IMAGING | M.G. ELECTRIC - UK | GN00001771 | RSUD DR WAHIDIN SUDIROHUSODO | MAKASSAR | SULAWESI SELATAN | MAKASSAR | MAIN UNIT | CUSTOMER | 10 April 2015 |  | 1 January 1900 |  | 10 April 2015 |  | - |  | ACTIVE
05111341 | AS30U | SUCTION PUMP SAM-35 | IMAGING | M.G. ELECTRIC - UK | GN00001771 | RSUD DR WAHIDIN SUDIROHUSODO | MAKASSAR | SULAWESI SELATAN | MAKASSAR | MAIN UNIT | CUSTOMER | 10 April 2015 |  | 1 January 1900 |  | 10 April 2015 |  | - |  | ACTIVE
05111342 | AS30U | SUCTION PUMP SAM-35 | IMAGING | M.G. ELECTRIC - UK | GN00001771 | RSUD DR WAHIDIN SUDIROHUSODO | MAKASSAR | SULAWESI SELATAN | MAKASSAR | MAIN UNIT | CUSTOMER | 10 April 2015 |  | 1 January 1900 |  | 10 April 2015 |  | - |  | ACTIVE
05111343 | AS30U | SUCTION PUMP SAM-35 | IMAGING | M.G. ELECTRIC - UK | GN00001771 | RSUD DR WAHIDIN SUDIROHUSODO | MAKASSAR | SULAWESI SELATAN | MAKASSAR | MAIN UNIT | CUSTOMER | 10 April 2015 |  | 1 January 1900 |  | 10 April 2015 |  | - |  | ACTIVE
05111344 | AS30U | SUCTION PUMP SAM-35 | IMAGING | M.G. ELECTRIC - UK | GN00001771 | RSUD DR WAHIDIN SUDIROHUSODO | MAKASSAR | SULAWESI SELATAN | MAKASSAR | MAIN UNIT | CUSTOMER | 10 April 2015 |  | 1 January 1900 |  | 10 April 2015 |  | - |  | ACTIVE
05111345 | AS30U | SUCTION PUMP SAM-35 | IMAGING | M.G. ELECTRIC - UK | GN00001771 | RSUD DR WAHIDIN SUDIROHUSODO | MAKASSAR | SULAWESI SELATAN | MAKASSAR | MAIN UNIT | CUSTOMER | 10 April 2015 |  | 1 January 1900 |  | 10 April 2015 |  | - |  | ACTIVE
05111346 | AS30U | SUCTION PUMP SAM-35 | IMAGING | M.G. ELECTRIC - UK | GN00001771 | RSUD DR WAHIDIN SUDIROHUSODO | MAKASSAR | SULAWESI SELATAN | MAKASSAR | MAIN UNIT | CUSTOMER | 13 April 2015 |  | 1 January 1900 |  | 13 April 2015 |  | - |  | ACTIVE
05111347 | AS30U | SUCTION PUMP SAM-35 | IMAGING | M.G. ELECTRIC - UK | GN00001771 | RSUD DR WAHIDIN SUDIROHUSODO | MAKASSAR | SULAWESI SELATAN | MAKASSAR | MAIN UNIT | CUSTOMER | 10 April 2015 |  | 1 January 1900 |  | 10 April 2015 |  | - |  | ACTIVE
05111348 | AS30U | SUCTION PUMP SAM-35 | IMAGING | M.G. ELECTRIC - UK | GN00001771 | RSUD DR WAHIDIN SUDIROHUSODO | MAKASSAR | SULAWESI SELATAN | MAKASSAR | MAIN UNIT | CUSTOMER | 10 April 2015 |  | 1 January 1900 |  | 10 April 2015 |  | - |  | ACTIVE
0512 | NI14U | INFANT INCUBATOR LCS-ICU | IMAGING | NAKAMURA MEDICAL | GN00001066 | RSUD CIBINONG | BOGOR | JAWA BARAT | BOGOR | MAIN UNIT | CUSTOMER | 12 January 2015 | IBNUL AZIZ - TSE | 1 January 2013 |  | 12 January 2015 | IBNUL AZIZ - TSE | - |  | ACTIVE
0515-0714 | AS14U | SUCTION UNIT SAM-14 | IMAGING | M.G. ELECTRIC - UK | GN00002777 | RSU HAJI SURABAYA | SURABAYA-2 | JAWA TIMUR | SURABAYA | MAIN UNIT | CUSTOMER | - |  | 6 August 2015 |  | - |  | - |  | ACTIVE
0515-0715 | AS14U | SUCTION UNIT SAM-14 | IMAGING | M.G. ELECTRIC - UK | GN00008729 | PUSKESMAS PANGANDARAN | TASIKMALAYA | JAWA BARAT | TASIKMALAYA | MAIN UNIT | CUSTOMER | 30 June 2015 | SUKMA WIJAYA - TSE | 8 July 2015 |  | 30 June 2015 | SUKMA WIJAYA - TSE | - |  | ACTIVE
0515-0716 | AS14U | SUCTION UNIT SAM-14 | IMAGING | M.G. ELECTRIC - UK | GN00008729 | PUSKESMAS PANGANDARAN | TASIKMALAYA | JAWA BARAT | TASIKMALAYA | MAIN UNIT | CUSTOMER | 30 June 2015 | SUKMA WIJAYA - TSE | 8 July 2015 |  | 30 June 2015 | SUKMA WIJAYA - TSE | - |  | ACTIVE
0515-0717 | AS14U | SUCTION UNIT SAM-14 | IMAGING | M.G. ELECTRIC - UK | GN00008729 | PUSKESMAS PANGANDARAN | TASIKMALAYA | JAWA BARAT | TASIKMALAYA | MAIN UNIT | CUSTOMER | 30 June 2015 | SUKMA WIJAYA - TSE | 8 July 2015 |  | 30 June 2015 | SUKMA WIJAYA - TSE | - |  | ACTIVE
0515-0718 | AS14U | SUCTION UNIT SAM-14 | IMAGING | M.G. ELECTRIC - UK | GN00002777 | RSU HAJI SURABAYA | SURABAYA-2 | JAWA TIMUR | SURABAYA | MAIN UNIT | CUSTOMER | - |  | 6 August 2015 |  | - |  | - |  | ACTIVE
0515-0719 | AS14U | SUCTION UNIT SAM-14 | IMAGING | M.G. ELECTRIC - UK | GN00002986 | RDC PUSAT - RAWAGELAM | PUSAT | DKI JAKARTA | JAKARTA TIMUR | MAIN UNIT | EMP | 29 June 2015 | ARIEF SETIAWAN - TSE CP | 26 June 2015 |  | 29 June 2015 | ARIEF SETIAWAN - TSE CP | - |  | ACTIVE
0515-0720 | AS14U | SUCTION UNIT SAM-14 | IMAGING | M.G. ELECTRIC - UK | GN00002777 | RSU HAJI SURABAYA | SURABAYA-2 | JAWA TIMUR | SURABAYA | MAIN UNIT | CUSTOMER | - |  | 6 August 2015 |  | - |  | - |  | ACTIVE
0515-0721 | AS14U | SUCTION UNIT SAM-14 | IMAGING | M.G. ELECTRIC - UK | GN00002986 | RDC PUSAT - RAWAGELAM | PUSAT | DKI JAKARTA | JAKARTA TIMUR | MAIN UNIT | EMP | 30 June 2015 | ARIEF SETIAWAN - TSE CP | 26 June 2015 |  | 30 June 2015 | ARIEF SETIAWAN - TSE CP | - |  | ACTIVE
0515-0722 | AS14U | SUCTION UNIT SAM-14 | IMAGING | M.G. ELECTRIC - UK | GN00002777 | RSU HAJI SURABAYA | SURABAYA-2 | JAWA TIMUR | SURABAYA | MAIN UNIT | CUSTOMER | - |  | 6 August 2015 |  | - |  | - |  | ACTIVE
0515-0723 | AS14U | SUCTION UNIT SAM-14 | IMAGING | M.G. ELECTRIC - UK | GN00002986 | RDC PUSAT - RAWAGELAM | PUSAT | DKI JAKARTA | JAKARTA TIMUR | MAIN UNIT | EMP | 29 June 2015 | ARIEF SETIAWAN - TSE CP | 26 June 2015 |  | 29 June 2015 | ARIEF SETIAWAN - TSE CP | - |  | ACTIVE
0515-0724 | AS14U | SUCTION UNIT SAM-14 | IMAGING | M.G. ELECTRIC - UK | GN00002986 | RDC PUSAT - RAWAGELAM | PUSAT | DKI JAKARTA | JAKARTA TIMUR | MAIN UNIT | EMP | 30 June 2015 | ARIEF SETIAWAN - TSE CP | 26 June 2015 |  | 30 June 2015 | ARIEF SETIAWAN - TSE CP | - |  | ACTIVE
0515-0725 | AS14U | SUCTION UNIT SAM-14 | IMAGING | M.G. ELECTRIC - UK | GN00002986 | RDC PUSAT - RAWAGELAM | PUSAT | DKI JAKARTA | JAKARTA TIMUR | MAIN UNIT | EMP | 30 June 2015 | ARIEF SETIAWAN - TSE CP | 26 June 2015 |  | 30 June 2015 | ARIEF SETIAWAN - TSE CP | - |  | ACTIVE
0515-0726 | AS14U | SUCTION UNIT SAM-14 | IMAGING | M.G. ELECTRIC - UK | GN00002986 | RDC PUSAT - RAWAGELAM | PUSAT | DKI JAKARTA | JAKARTA TIMUR | MAIN UNIT | EMP | 29 June 2015 | ARIEF SETIAWAN - TSE CP | 26 June 2015 |  | 29 June 2015 | ARIEF SETIAWAN - TSE CP | - |  | ACTIVE
0515-0727 | AS14U | SUCTION UNIT SAM-14 | IMAGING | M.G. ELECTRIC - UK | GN00002986 | RDC PUSAT - RAWAGELAM | PUSAT | DKI JAKARTA | JAKARTA TIMUR | MAIN UNIT | EMP | 29 June 2015 | ARIEF SETIAWAN - TSE CP | 26 June 2015 |  | 29 June 2015 | ARIEF SETIAWAN - TSE CP | - |  | ACTIVE
0515-0728 | AS14U | SUCTION UNIT SAM-14 | IMAGING | M.G. ELECTRIC - UK | GN00002986 | RDC PUSAT - RAWAGELAM | PUSAT | DKI JAKARTA | JAKARTA TIMUR | MAIN UNIT | EMP | 29 June 2015 | ARIEF SETIAWAN - TSE CP | 26 June 2015 |  | 29 June 2015 | ARIEF SETIAWAN - TSE CP | - |  | ACTIVE
0515-0729 | AS14U | SUCTION UNIT SAM-14 | IMAGING | M.G. ELECTRIC - UK | GN00002777 | RSU HAJI SURABAYA | SURABAYA-2 | JAWA TIMUR | SURABAYA | MAIN UNIT | CUSTOMER | - |  | 6 August 2015 |  | - |  | - |  | ACTIVE
0515-0730 | AS14U | SUCTION UNIT SAM-14 | IMAGING | M.G. ELECTRIC - UK | GN00002777 | RSU HAJI SURABAYA | SURABAYA-2 | JAWA TIMUR | SURABAYA | MAIN UNIT | CUSTOMER | - |  | 6 August 2015 |  | - |  | - |  | ACTIVE
0515-0742 | AS30U | SUCTION PUMP SAM-35 | IMAGING | M.G. ELECTRIC - UK | GN00002986 | RDC PUSAT - RAWAGELAM | PUSAT | DKI JAKARTA | JAKARTA TIMUR | MAIN UNIT | EMP | 18 August 2015 | BUDI SUROSO - TSE | 1 January 1900 |  | 18 August 2015 | BUDI SUROSO - TSE | - |  | ACTIVE
0515-0743 | AS30U | SUCTION PUMP SAM-35 | IMAGING | M.G. ELECTRIC - UK | GN00000970 | RSUD MAJALAYA | BANDUNG | JAWA BARAT | BANDUNG | MAIN UNIT | CUSTOMER | 7 September 2015 | SUKMA WIJAYA - TSE | 7 September 2015 |  | 7 September 2015 | SUKMA WIJAYA - TSE | - |  | ACTIVE
0515-0775 | AS14U | SUCTION UNIT SAM-14 | IMAGING | M.G. ELECTRIC - UK | GN00007774 | DINAS KESEHATAN KAB/ KOTA. KUANTAN SINGINGI | PEKAN BARU | RIAU | KUANTAN SINGINGI | MAIN UNIT | CUSTOMER | 26 November 2015 | MULKAN | 26 November 2015 |  | 26 November 2015 | MULKAN | - |  | ACTIVE
0515-0776 | AS14U | SUCTION UNIT SAM-14 | IMAGING | M.G. ELECTRIC - UK | GN00000921 | DINAS KESEHATAN KAB/ KOTA. CIMAHI | BANDUNG | JAWA BARAT | CIMAHI | MAIN UNIT | CUSTOMER | 18 August 2015 | SUKMA WIJAYA - TSE | 21 October 2015 |  | 18 August 2015 | SUKMA WIJAYA - TSE | - |  | ACTIVE
0515-0777 | AS14U | SUCTION UNIT SAM-14 | IMAGING | M.G. ELECTRIC - UK | GN00002986 | RDC PUSAT - RAWAGELAM | PUSAT | DKI JAKARTA | JAKARTA TIMUR | MAIN UNIT | EMP | 18 August 2015 | BUDI SUROSO - TSE | 1 January 1900 |  | 18 August 2015 | BUDI SUROSO - TSE | - |  | ACTIVE
0516 - 1037 | AS30U | SUCTION PUMP SAM-35 | IMAGING | M.G. ELECTRIC - UK | GN00002986 | RDC PUSAT - RAWAGELAM | PUSAT | DKI JAKARTA | JAKARTA TIMUR | MAIN UNIT | EMP | 21 July 2016 | ARIEF SETIAWAN - TSE CP | 1 July 2016 |  | 21 July 2016 | ARIEF SETIAWAN - TSE CP | - |  | ACTIVE
0516 - 1038 | AS30U | SUCTION PUMP SAM-35 | IMAGING | M.G. ELECTRIC - UK | GN00002986 | RDC PUSAT - RAWAGELAM | PUSAT | DKI JAKARTA | JAKARTA TIMUR | MAIN UNIT | EMP | 21 July 2016 | ARIEF SETIAWAN - TSE CP | 1 July 2016 |  | 21 July 2016 | ARIEF SETIAWAN - TSE CP | - |  | ACTIVE
0516 - 1039 | AS30U | SUCTION PUMP SAM-35 | IMAGING | M.G. ELECTRIC - UK | GN00002986 | RDC PUSAT - RAWAGELAM | PUSAT | DKI JAKARTA | JAKARTA TIMUR | MAIN UNIT | EMP | 21 July 2016 | ARIEF SETIAWAN - TSE CP | 1 July 2016 |  | 21 July 2016 | ARIEF SETIAWAN - TSE CP | - |  | ACTIVE
0516 - 1040 | AS30U | SUCTION PUMP SAM-35 | IMAGING | M.G. ELECTRIC - UK | GN00002986 | RDC PUSAT - RAWAGELAM | PUSAT | DKI JAKARTA | JAKARTA TIMUR | MAIN UNIT | EMP | 21 July 2016 | ARIEF SETIAWAN - TSE CP | 1 July 2016 |  | 21 July 2016 | ARIEF SETIAWAN - TSE CP | - |  | ACTIVE
0516 - 1041 | AS30U | SUCTION PUMP SAM-35 | IMAGING | M.G. ELECTRIC - UK | GN00002986 | RDC PUSAT - RAWAGELAM | PUSAT | DKI JAKARTA | JAKARTA TIMUR | MAIN UNIT | EMP | 21 July 2016 | ARIEF SETIAWAN - TSE CP | 1 July 2016 |  | 21 July 2016 | ARIEF SETIAWAN - TSE CP | - |  | ACTIVE
0516 - 1042 | AS30U | SUCTION PUMP SAM-35 | IMAGING | M.G. ELECTRIC - UK | GN00002986 | RDC PUSAT - RAWAGELAM | PUSAT | DKI JAKARTA | JAKARTA TIMUR | MAIN UNIT | EMP | 21 July 2016 | ARIEF SETIAWAN - TSE CP | 1 July 2016 |  | 21 July 2016 | ARIEF SETIAWAN - TSE CP | - |  | ACTIVE
0516 - 1043 | AS30U | SUCTION PUMP SAM-35 | IMAGING | M.G. ELECTRIC - UK | GN00002986 | RDC PUSAT - RAWAGELAM | PUSAT | DKI JAKARTA | JAKARTA TIMUR | MAIN UNIT | EMP | 21 July 2016 | ARIEF SETIAWAN - TSE CP | 1 July 2016 |  | 21 July 2016 | ARIEF SETIAWAN - TSE CP | - |  | ACTIVE
0516 - 1044 | AS30U | SUCTION PUMP SAM-35 | IMAGING | M.G. ELECTRIC - UK | GN00002986 | RDC PUSAT - RAWAGELAM | PUSAT | DKI JAKARTA | JAKARTA TIMUR | MAIN UNIT | EMP | 21 July 2016 | ARIEF SETIAWAN - TSE CP | 1 July 2016 |  | 21 July 2016 | ARIEF SETIAWAN - TSE CP | - |  | ACTIVE
0516 - 1045 | AS30U | SUCTION PUMP SAM-35 | IMAGING | M.G. ELECTRIC - UK | GN00002986 | RDC PUSAT - RAWAGELAM | PUSAT | DKI JAKARTA | JAKARTA TIMUR | MAIN UNIT | EMP | 27 July 2016 | ARIEF SETIAWAN - TSE CP | 22 July 2016 |  | 27 July 2016 | ARIEF SETIAWAN - TSE CP | - |  | ACTIVE
0516 - 1046 | AS30U | SUCTION PUMP SAM-35 | IMAGING | M.G. ELECTRIC - UK | GN00000731 | DINAS KESEHATAN KAB/ KOTA. BONTANG | SAMARINDA | KALIMANTAN TIMUR | SAMARINDA | MAIN UNIT | CUSTOMER | 30 August 2016 | TEGAR PANDU - TSE | 30 August 2016 |  | 30 August 2016 | TEGAR PANDU - TSE | - |  | ACTIVE
0516 - 1048 | AS30U | SUCTION PUMP SAM-35 | IMAGING | M.G. ELECTRIC - UK | GN00002986 | RDC PUSAT - RAWAGELAM | PUSAT | DKI JAKARTA | JAKARTA TIMUR | MAIN UNIT | EMP | 27 July 2016 | ARIEF SETIAWAN - TSE CP | 22 July 2016 |  | 27 July 2016 | ARIEF SETIAWAN - TSE CP | - |  | ACTIVE
0516 - 1049 | AS30U | SUCTION PUMP SAM-35 | IMAGING | M.G. ELECTRIC - UK | GN00002986 | RDC PUSAT - RAWAGELAM | PUSAT | DKI JAKARTA | JAKARTA TIMUR | MAIN UNIT | EMP | 27 July 2016 | ARIEF SETIAWAN - TSE CP | 22 July 2016 |  | 27 July 2016 | ARIEF SETIAWAN - TSE CP | - |  | ACTIVE
0516 - 1050 | AS30U | SUCTION PUMP SAM-35 | IMAGING | M.G. ELECTRIC - UK | GN00002986 | RDC PUSAT - RAWAGELAM | PUSAT | DKI JAKARTA | JAKARTA TIMUR | MAIN UNIT | EMP | 27 July 2016 | ARIEF SETIAWAN - TSE CP | 22 July 2016 |  | 27 July 2016 | ARIEF SETIAWAN - TSE CP | - |  | ACTIVE
0516 - 1051 | AS30U | SUCTION PUMP SAM-35 | IMAGING | M.G. ELECTRIC - UK | GN00002986 | RDC PUSAT - RAWAGELAM | PUSAT | DKI JAKARTA | JAKARTA TIMUR | MAIN UNIT | EMP | 27 July 2016 | ARIEF SETIAWAN - TSE CP | 22 July 2016 |  | 27 July 2016 | ARIEF SETIAWAN - TSE CP | - |  | ACTIVE
0516 - 1052 | AS30U | SUCTION PUMP SAM-35 | IMAGING | M.G. ELECTRIC - UK | GN00000521 | RSUD DR. R. SOEPRAPTO CEPU | SEMARANG | JAWA TENGAH | BLORA | MAIN UNIT | CUSTOMER | 27 July 2016 | MUNADI - TSE | 16 August 2016 |  | 27 July 2016 | MUNADI - TSE | - |  | ACTIVE
0516 - 1053 | AS30U | SUCTION PUMP SAM-35 | IMAGING | M.G. ELECTRIC - UK | GN00002986 | RDC PUSAT - RAWAGELAM | PUSAT | DKI JAKARTA | JAKARTA TIMUR | MAIN UNIT | EMP | 27 July 2016 | ARIEF SETIAWAN - TSE CP | 22 July 2016 |  | 27 July 2016 | ARIEF SETIAWAN - TSE CP | - |  | ACTIVE
0516 - 1054 | AS30U | SUCTION PUMP SAM-35 | IMAGING | M.G. ELECTRIC - UK | GN00002986 | RDC PUSAT - RAWAGELAM | PUSAT | DKI JAKARTA | JAKARTA TIMUR | MAIN UNIT | EMP | 27 July 2016 | ARIEF SETIAWAN - TSE CP | 22 July 2016 |  | 27 July 2016 | ARIEF SETIAWAN - TSE CP | - |  | ACTIVE
0516 - 1055 | AS30U | SUCTION PUMP SAM-35 | IMAGING | M.G. ELECTRIC - UK | GN00002986 | RDC PUSAT - RAWAGELAM | PUSAT | DKI JAKARTA | JAKARTA TIMUR | MAIN UNIT | EMP | 27 July 2016 | ARIEF SETIAWAN - TSE CP | 22 July 2016 |  | 27 July 2016 | ARIEF SETIAWAN - TSE CP | - |  | ACTIVE
0516 - 1056 | AS30U | SUCTION PUMP SAM-35 | IMAGING | M.G. ELECTRIC - UK | GN00002986 | RDC PUSAT - RAWAGELAM | PUSAT | DKI JAKARTA | JAKARTA TIMUR | MAIN UNIT | EMP | 27 July 2016 | ARIEF SETIAWAN - TSE CP | 22 July 2016 |  | 27 July 2016 | ARIEF SETIAWAN - TSE CP | - |  | ACTIVE
0516 - 1063 | AS30U | SUCTION PUMP SAM-35 | IMAGING | M.G. ELECTRIC - UK | GN00000972 | RSUD SUBANG | BANDUNG | JAWA BARAT | SUBANG | MAIN UNIT | CUSTOMER | 28 September 2016 | SUKMA WIJAYA - TSE | 28 September 2016 |  | 28 September 2016 | SUKMA WIJAYA - TSE | - |  | ACTIVE
0516 - 1064 | AS30U | SUCTION PUMP SAM-35 | IMAGING | M.G. ELECTRIC - UK | GN00000972 | RSUD SUBANG | BANDUNG | JAWA BARAT | SUBANG | MAIN UNIT | CUSTOMER | 28 September 2016 | SUKMA WIJAYA - TSE | 28 September 2016 |  | 28 September 2016 | SUKMA WIJAYA - TSE | - |  | ACTIVE
0516 - 1065 | AS30U | SUCTION PUMP SAM-35 | IMAGING | M.G. ELECTRIC - UK | GN00000972 | RSUD SUBANG | BANDUNG | JAWA BARAT | SUBANG | MAIN UNIT | CUSTOMER | 28 September 2016 | SUKMA WIJAYA - TSE | 28 September 2016 |  | 28 September 2016 | SUKMA WIJAYA - TSE | - |  | ACTIVE
0516-1037 | AS31U |  |  |  | GN00002986 | RDC PUSAT - RAWAGELAM | PUSAT | DKI JAKARTA | JAKARTA TIMUR | MAIN UNIT | EMP | 30 August 2016 | ANTONIUS SAGITA - KALIBRASI | 1 July 2016 |  | 30 August 2016 | ANTONIUS SAGITA - KALIBRASI | - |  | INACTIVE
0516-1038 | AS31U |  |  |  | GN00002986 | RDC PUSAT - RAWAGELAM | PUSAT | DKI JAKARTA | JAKARTA TIMUR | MAIN UNIT | EMP | 30 August 2016 | ANTONIUS SAGITA - KALIBRASI | 1 July 2016 |  | 30 August 2016 | ANTONIUS SAGITA - KALIBRASI | - |  | INACTIVE
0516-1039 | AS31U |  |  |  | GN00002986 | RDC PUSAT - RAWAGELAM | PUSAT | DKI JAKARTA | JAKARTA TIMUR | MAIN UNIT | EMP | 30 August 2016 | ANTONIUS SAGITA - KALIBRASI | 1 July 2016 |  | 30 August 2016 | ANTONIUS SAGITA - KALIBRASI | - |  | INACTIVE
0516-1040 | AS31U |  |  |  | GN00002986 | RDC PUSAT - RAWAGELAM | PUSAT | DKI JAKARTA | JAKARTA TIMUR | MAIN UNIT | EMP | 30 August 2016 | ANTONIUS SAGITA - KALIBRASI | 1 July 2016 |  | 30 August 2016 | ANTONIUS SAGITA - KALIBRASI | - |  | INACTIVE
0516-1041 | AS31U |  |  |  | GN00002986 | RDC PUSAT - RAWAGELAM | PUSAT | DKI JAKARTA | JAKARTA TIMUR | MAIN UNIT | EMP | 30 August 2016 | ANTONIUS SAGITA - KALIBRASI | 1 July 2016 |  | 30 August 2016 | ANTONIUS SAGITA - KALIBRASI | - |  | INACTIVE
0516-1042 | AS31U |  |  |  | GN00002986 | RDC PUSAT - RAWAGELAM | PUSAT | DKI JAKARTA | JAKARTA TIMUR | MAIN UNIT | EMP | 30 August 2016 | ANTONIUS SAGITA - KALIBRASI | 1 July 2016 |  | 30 August 2016 | ANTONIUS SAGITA - KALIBRASI | - |  | INACTIVE
0516-1043 | AS31U |  |  |  | GN00002986 | RDC PUSAT - RAWAGELAM | PUSAT | DKI JAKARTA | JAKARTA TIMUR | MAIN UNIT | EMP | 30 August 2016 | ANTONIUS SAGITA - KALIBRASI | 1 July 2016 |  | 30 August 2016 | ANTONIUS SAGITA - KALIBRASI | - |  | INACTIVE
0516-1044 | AS31U |  |  |  | GN00002986 | RDC PUSAT - RAWAGELAM | PUSAT | DKI JAKARTA | JAKARTA TIMUR | MAIN UNIT | EMP | 30 August 2016 | ANTONIUS SAGITA - KALIBRASI | 1 July 2016 |  | 30 August 2016 | ANTONIUS SAGITA - KALIBRASI | - |  | INACTIVE
0516-1045 | AS30U | SUCTION PUMP SAM-35 | IMAGING | M.G. ELECTRIC - UK | GN00000731 | DINAS KESEHATAN KAB/ KOTA. BONTANG | SAMARINDA | KALIMANTAN TIMUR | SAMARINDA | MAIN UNIT | CUSTOMER | - |  | 30 August 2016 |  | - |  | - |  | ACTIVE
0516-1046 | AS30U | SUCTION PUMP SAM-35 | IMAGING | M.G. ELECTRIC - UK | GN00000731 | DINAS KESEHATAN KAB/ KOTA. BONTANG | SAMARINDA | KALIMANTAN TIMUR | SAMARINDA | MAIN UNIT | CUSTOMER | - |  | 30 August 2016 |  | - |  | - |  | ACTIVE
0516-1047 | AS30U | SUCTION PUMP SAM-35 | IMAGING | M.G. ELECTRIC - UK | GN00000731 | DINAS KESEHATAN KAB/ KOTA. BONTANG | SAMARINDA | KALIMANTAN TIMUR | SAMARINDA | MAIN UNIT | CUSTOMER | - |  | 30 August 2016 |  | - |  | - |  | ACTIVE
0516-1048 | AS30U | SUCTION PUMP SAM-35 | IMAGING | M.G. ELECTRIC - UK | GN00000731 | DINAS KESEHATAN KAB/ KOTA. BONTANG | SAMARINDA | KALIMANTAN TIMUR | SAMARINDA | MAIN UNIT | CUSTOMER | - |  | 30 August 2016 |  | - |  | - |  | ACTIVE
0516-1051 | AS31U |  |  |  | GN00005849 | DINAS KESEHATAN KAB/ KOTA. NIAS | PEMATANG SIANTAR | SUMATERA UTARA | NIAS | MAIN UNIT | CUSTOMER | 16 November 2016 | SATRIA KUSUMA - TSE | 16 November 2016 |  | 16 November 2016 | SATRIA KUSUMA - TSE | - |  | INACTIVE
0516-1055 | AS30U | SUCTION PUMP SAM-35 | IMAGING | M.G. ELECTRIC - UK | GN00001409 | RSU PROF DR W Z JOHANES | KUPANG | NUSA TENGGARA TIMUR | KUPANG | MAIN UNIT | CUSTOMER | - |  | 13 October 2016 |  | - |  | - |  | ACTIVE
0516-1056 | AS30U | SUCTION PUMP SAM-35 | IMAGING | M.G. ELECTRIC - UK | GN00000731 | DINAS KESEHATAN KAB/ KOTA. BONTANG | SAMARINDA | KALIMANTAN TIMUR | SAMARINDA | MAIN UNIT | CUSTOMER | - |  | 30 August 2016 |  | - |  | - |  | ACTIVE
0516-1057 | AS30U | SUCTION PUMP SAM-35 | IMAGING | M.G. ELECTRIC - UK | GN00001409 | RSU PROF DR W Z JOHANES | KUPANG | NUSA TENGGARA TIMUR | KUPANG | MAIN UNIT | CUSTOMER | - |  | 13 October 2016 |  | - |  | - |  | ACTIVE
0516-1058 | AS30U | SUCTION PUMP SAM-35 | IMAGING | M.G. ELECTRIC - UK | GN00001409 | RSU PROF DR W Z JOHANES | KUPANG | NUSA TENGGARA TIMUR | KUPANG | MAIN UNIT | CUSTOMER | - |  | 13 October 2016 |  | - |  | - |  | ACTIVE
0516-1059 | AS30U | SUCTION PUMP SAM-35 | IMAGING | M.G. ELECTRIC - UK | GN00001409 | RSU PROF DR W Z JOHANES | KUPANG | NUSA TENGGARA TIMUR | KUPANG | MAIN UNIT | CUSTOMER | - |  | 13 October 2016 |  | - |  | - |  | ACTIVE
0516-1060 | AS31U |  |  |  | GN00002986 | RDC PUSAT - RAWAGELAM | PUSAT | DKI JAKARTA | JAKARTA TIMUR | MAIN UNIT | EMP | 30 August 2016 | ANTONIUS SAGITA - KALIBRASI | 25 August 2016 |  | 30 August 2016 | ANTONIUS SAGITA - KALIBRASI | - |  | INACTIVE
0516-1061 | AS30U | SUCTION PUMP SAM-35 | IMAGING | M.G. ELECTRIC - UK | GN00001409 | RSU PROF DR W Z JOHANES | KUPANG | NUSA TENGGARA TIMUR | KUPANG | MAIN UNIT | CUSTOMER | - |  | 13 October 2016 |  | - |  | - |  | ACTIVE
0516-1062 | AS30U | SUCTION PUMP SAM-35 | IMAGING | M.G. ELECTRIC - UK | GN00001409 | RSU PROF DR W Z JOHANES | KUPANG | NUSA TENGGARA TIMUR | KUPANG | MAIN UNIT | CUSTOMER | - |  | 13 October 2016 |  | - |  | - |  | ACTIVE
0516-1063 | AS31U |  |  |  | GN00002986 | RDC PUSAT - RAWAGELAM | PUSAT | DKI JAKARTA | JAKARTA TIMUR | MAIN UNIT | EMP | 31 August 2016 | ANTONIUS SAGITA - KALIBRASI | 1 January 1900 |  | 31 August 2016 | ANTONIUS SAGITA - KALIBRASI | - |  | INACTIVE
0516-1064 | AS31U |  |  |  | GN00002986 | RDC PUSAT - RAWAGELAM | PUSAT | DKI JAKARTA | JAKARTA TIMUR | MAIN UNIT | EMP | 31 August 2016 | ANTONIUS SAGITA - KALIBRASI | 1 January 1900 |  | 31 August 2016 | ANTONIUS SAGITA - KALIBRASI | - |  | INACTIVE
0516-1065 | AS31U |  |  |  | GN00002986 | RDC PUSAT - RAWAGELAM | PUSAT | DKI JAKARTA | JAKARTA TIMUR | MAIN UNIT | EMP | 31 August 2016 | ANTONIUS SAGITA - KALIBRASI | 1 January 1900 |  | 31 August 2016 | ANTONIUS SAGITA - KALIBRASI | - |  | INACTIVE
0516-1066 | AS31U |  |  |  | GN00002986 | RDC PUSAT - RAWAGELAM | PUSAT | DKI JAKARTA | JAKARTA TIMUR | MAIN UNIT | EMP | 31 August 2016 | ANTONIUS SAGITA - KALIBRASI | 1 January 1900 |  | 31 August 2016 | ANTONIUS SAGITA - KALIBRASI | - |  | INACTIVE
0516-1067 | AS30U | SUCTION PUMP SAM-35 | IMAGING | M.G. ELECTRIC - UK | GN00000138 | RSUD DR SOBIRIN | BENGKULU | BENGKULU | BENGKULU | MAIN UNIT | CUSTOMER | 15 December 2016 | BUDI SUROSO - TSE | 15 November 2016 |  | 15 December 2016 | BUDI SUROSO - TSE | - |  | ACTIVE
0516-1068 | AS30U | SUCTION PUMP SAM-35 | IMAGING | M.G. ELECTRIC - UK | GN00000138 | RSUD DR SOBIRIN | BENGKULU | BENGKULU | BENGKULU | MAIN UNIT | CUSTOMER | 15 December 2016 | BUDI SUROSO - TSE | 24 November 2016 |  | 15 December 2016 | BUDI SUROSO - TSE | - |  | ACTIVE
0516-1069 | AS30U | SUCTION PUMP SAM-35 | IMAGING | M.G. ELECTRIC - UK | GN00000138 | RSUD DR SOBIRIN | BENGKULU | BENGKULU | BENGKULU | MAIN UNIT | CUSTOMER | 15 December 2016 | BUDI SUROSO - TSE | 15 November 2016 |  | 15 December 2016 | BUDI SUROSO - TSE | - |  | ACTIVE
0516-1070 | AS30U | SUCTION PUMP SAM-35 | IMAGING | M.G. ELECTRIC - UK | GN00000138 | RSUD DR SOBIRIN | BENGKULU | BENGKULU | BENGKULU | MAIN UNIT | CUSTOMER | 15 December 2016 | BUDI SUROSO - TSE | 15 November 2016 |  | 15 December 2016 | BUDI SUROSO - TSE | - |  | ACTIVE
0516-1071 | AS31U |  |  |  | GN00000521 | RSUD DR. R. SOEPRAPTO CEPU | SEMARANG | JAWA TENGAH | BLORA | MAIN UNIT | CUSTOMER | 10 November 2016 | ANDRIAS NUGROHO - TSE | 10 November 2016 |  | 10 November 2016 | ANDRIAS NUGROHO - TSE | - |  | INACTIVE
0516-1072 | AS30U | SUCTION PUMP SAM-35 | IMAGING | M.G. ELECTRIC - UK | GN00000521 | RSUD DR. R. SOEPRAPTO CEPU | SEMARANG | JAWA TENGAH | BLORA | MAIN UNIT | CUSTOMER | - |  | 10 November 2016 |  | - |  | - |  | ACTIVE
0516-1073 | AS30U | SUCTION PUMP SAM-35 | IMAGING | M.G. ELECTRIC - UK | GN00000521 | RSUD DR. R. SOEPRAPTO CEPU | SEMARANG | JAWA TENGAH | BLORA | MAIN UNIT | CUSTOMER | - |  | 10 November 2016 |  | - |  | - |  | ACTIVE
0516-1074 | AS30U | SUCTION PUMP SAM-35 | IMAGING | M.G. ELECTRIC - UK | GN00000521 | RSUD DR. R. SOEPRAPTO CEPU | SEMARANG | JAWA TENGAH | BLORA | MAIN UNIT | CUSTOMER | - |  | 10 November 2016 |  | - |  | - |  | ACTIVE
0516-1075 | AS30U | SUCTION PUMP SAM-35 | IMAGING | M.G. ELECTRIC - UK | GN00000521 | RSUD DR. R. SOEPRAPTO CEPU | SEMARANG | JAWA TENGAH | BLORA | MAIN UNIT | CUSTOMER | - |  | 10 November 2016 |  | - |  | - |  | ACTIVE
0516-1076 | AS30U | SUCTION PUMP SAM-35 | IMAGING | M.G. ELECTRIC - UK | GN00000521 | RSUD DR. R. SOEPRAPTO CEPU | SEMARANG | JAWA TENGAH | BLORA | MAIN UNIT | CUSTOMER | - |  | 10 November 2016 |  | - |  | - |  | ACTIVE
0517-1106 | AS14U | SUCTION UNIT SAM-14 | IMAGING | M.G. ELECTRIC - UK | GN00002986 | RDC PUSAT - RAWAGELAM | PUSAT | DKI JAKARTA | JAKARTA TIMUR | MAIN UNIT | EMP | 10 August 2017 | ARBIANSYAH - TSE | 10 August 2017 |  | 10 August 2017 | ARBIANSYAH - TSE | - |  | ACTIVE
0517-1107 | AS14U | SUCTION UNIT SAM-14 | IMAGING | M.G. ELECTRIC - UK | GN00002986 | RDC PUSAT - RAWAGELAM | PUSAT | DKI JAKARTA | JAKARTA TIMUR | MAIN UNIT | EMP | 10 August 2017 | ARBIANSYAH - TSE | 10 August 2017 |  | 10 August 2017 | ARBIANSYAH - TSE | - |  | ACTIVE
0517-1108 | AS14U | SUCTION UNIT SAM-14 | IMAGING | M.G. ELECTRIC - UK | GN00002986 | RDC PUSAT - RAWAGELAM | PUSAT | DKI JAKARTA | JAKARTA TIMUR | MAIN UNIT | EMP | 10 August 2017 | ARBIANSYAH - TSE | 10 August 2017 |  | 10 August 2017 | ARBIANSYAH - TSE | - |  | ACTIVE
0517-1109 | AS14U | SUCTION UNIT SAM-14 | IMAGING | M.G. ELECTRIC - UK | GN00002986 | RDC PUSAT - RAWAGELAM | PUSAT | DKI JAKARTA | JAKARTA TIMUR | MAIN UNIT | EMP | 10 August 2017 | ARBIANSYAH - TSE | 10 August 2017 |  | 10 August 2017 | ARBIANSYAH - TSE | - |  | ACTIVE
0517-1110 | AS14U | SUCTION UNIT SAM-14 | IMAGING | M.G. ELECTRIC - UK | GN00002986 | RDC PUSAT - RAWAGELAM | PUSAT | DKI JAKARTA | JAKARTA TIMUR | MAIN UNIT | EMP | 10 August 2017 | ARBIANSYAH - TSE | 10 August 2017 |  | 10 August 2017 | ARBIANSYAH - TSE | - |  | ACTIVE
0517-1111 | AS14U | SUCTION UNIT SAM-14 | IMAGING | M.G. ELECTRIC - UK | GN00002986 | RDC PUSAT - RAWAGELAM | PUSAT | DKI JAKARTA | JAKARTA TIMUR | MAIN UNIT | EMP | 10 August 2017 | ARBIANSYAH - TSE | 10 August 2017 |  | 10 August 2017 | ARBIANSYAH - TSE | - |  | ACTIVE
0517-1112 | AS14U | SUCTION UNIT SAM-14 | IMAGING | M.G. ELECTRIC - UK | GN00002986 | RDC PUSAT - RAWAGELAM | PUSAT | DKI JAKARTA | JAKARTA TIMUR | MAIN UNIT | EMP | 10 August 2017 | ARBIANSYAH - TSE | 10 August 2017 |  | 10 August 2017 | ARBIANSYAH - TSE | - |  | ACTIVE
0517-1113 | AS14U | SUCTION UNIT SAM-14 | IMAGING | M.G. ELECTRIC - UK | GN00002986 | RDC PUSAT - RAWAGELAM | PUSAT | DKI JAKARTA | JAKARTA TIMUR | MAIN UNIT | EMP | 10 August 2017 | ARBIANSYAH - TSE | 10 August 2017 |  | 10 August 2017 | ARBIANSYAH - TSE | - |  | ACTIVE
0517-1114 | AS14U | SUCTION UNIT SAM-14 | IMAGING | M.G. ELECTRIC - UK | GN00002986 | RDC PUSAT - RAWAGELAM | PUSAT | DKI JAKARTA | JAKARTA TIMUR | MAIN UNIT | EMP | 10 August 2017 | ARBIANSYAH - TSE | 10 August 2017 |  | 10 August 2017 | ARBIANSYAH - TSE | - |  | ACTIVE
0517-1115 | AS14U | SUCTION UNIT SAM-14 | IMAGING | M.G. ELECTRIC - UK | GN00002986 | RDC PUSAT - RAWAGELAM | PUSAT | DKI JAKARTA | JAKARTA TIMUR | MAIN UNIT | EMP | 10 August 2017 | ARBIANSYAH - TSE | 10 August 2017 |  | 10 August 2017 | ARBIANSYAH - TSE | - |  | ACTIVE
0517-1116 | AS14U | SUCTION UNIT SAM-14 | IMAGING | M.G. ELECTRIC - UK | GN00002986 | RDC PUSAT - RAWAGELAM | PUSAT | DKI JAKARTA | JAKARTA TIMUR | MAIN UNIT | EMP | 12 June 2017 | ARIEF SETIAWAN - TSE CP | 9 June 2017 |  | 12 June 2017 | ARIEF SETIAWAN - TSE CP | - |  | ACTIVE
0517-1117 | AS14U | SUCTION UNIT SAM-14 | IMAGING | M.G. ELECTRIC - UK | GN00002986 | RDC PUSAT - RAWAGELAM | PUSAT | DKI JAKARTA | JAKARTA TIMUR | MAIN UNIT | EMP | 12 June 2017 | ARIEF SETIAWAN - TSE CP | 9 June 2017 |  | 12 June 2017 | ARIEF SETIAWAN - TSE CP | - |  | ACTIVE
0517-1118 | AS14U | SUCTION UNIT SAM-14 | IMAGING | M.G. ELECTRIC - UK | GN00002986 | RDC PUSAT - RAWAGELAM | PUSAT | DKI JAKARTA | JAKARTA TIMUR | MAIN UNIT | EMP | 12 June 2017 | ARIEF SETIAWAN - TSE CP | 9 June 2017 |  | 12 June 2017 | ARIEF SETIAWAN - TSE CP | - |  | ACTIVE
0517-1119 | AS14U | SUCTION UNIT SAM-14 | IMAGING | M.G. ELECTRIC - UK | GN17110021 | PUSKESMA GIRIMULYO I | YOGYAKARTA | YOGYAKARTA | YOGYAKARTA | MAIN UNIT | CUSTOMER | 28 November 2017 | RIDWAN - TSE | 28 November 2017 |  | 28 November 2017 | RIDWAN - TSE | - |  | ACTIVE
0517-1120 | AS14U | SUCTION UNIT SAM-14 | IMAGING | M.G. ELECTRIC - UK | GN17110020 | PUSKESMAS LENDAH II | YOGYAKARTA | YOGYAKARTA | YOGYAKARTA | MAIN UNIT | CUSTOMER | 27 November 2017 | RIDWAN - TSE | 27 November 2017 |  | 27 November 2017 | RIDWAN - TSE | - |  | ACTIVE
0517-1121 | AS14U | SUCTION UNIT SAM-14 | IMAGING | M.G. ELECTRIC - UK | GN00002986 | RDC PUSAT - RAWAGELAM | PUSAT | DKI JAKARTA | JAKARTA TIMUR | MAIN UNIT | EMP | 12 June 2017 | ARIEF SETIAWAN - TSE CP | 9 June 2017 |  | 12 June 2017 | ARIEF SETIAWAN - TSE CP | - |  | ACTIVE
0517-1122 | AS14U | SUCTION UNIT SAM-14 | IMAGING | M.G. ELECTRIC - UK | GN00002344 | RSI SITI AISYAH MADIUN | KEDIRI | JAWA TIMUR | MADIUN | MAIN UNIT | CUSTOMER | 12 June 2017 | ARIEF SETIAWAN - TSE CP | 28 December 2020 | PHILIP LAKRISNA - TSE | 12 June 2017 | ARIEF SETIAWAN - TSE CP | 28 December 2020 | PHILIP LAKRISNA - TSE | ACTIVE
0517-1123 | AS14U | SUCTION UNIT SAM-14 | IMAGING | M.G. ELECTRIC - UK | GN17060077 | RSUD M SANI KARIMUN | BATAM | KEPULAUAN RIAU | BATAM | MAIN UNIT | CUSTOMER | 28 December 2017 | GATOT SURYA ADIPUTRA - TSE | 28 December 2017 |  | 28 December 2017 | GATOT SURYA ADIPUTRA - TSE | - |  | ACTIVE
0517-1124 | AS14U | SUCTION UNIT SAM-14 | IMAGING | M.G. ELECTRIC - UK | GN17060077 | RSUD M SANI KARIMUN | BATAM | KEPULAUAN RIAU | BATAM | MAIN UNIT | CUSTOMER | 28 December 2017 | GATOT SURYA ADIPUTRA - TSE | 28 December 2017 |  | 28 December 2017 | GATOT SURYA ADIPUTRA - TSE | - |  | ACTIVE
0517-1125 | AS14U | SUCTION UNIT SAM-14 | IMAGING | M.G. ELECTRIC - UK | GN17060077 | RSUD M SANI KARIMUN | BATAM | KEPULAUAN RIAU | BATAM | MAIN UNIT | CUSTOMER | 28 December 2017 | GATOT SURYA ADIPUTRA - TSE | 28 December 2017 |  | 28 December 2017 | GATOT SURYA ADIPUTRA - TSE | - |  | ACTIVE
0517-1126 | AS14U | SUCTION UNIT SAM-14 | IMAGING | M.G. ELECTRIC - UK | GN00002986 | RDC PUSAT - RAWAGELAM | PUSAT | DKI JAKARTA | JAKARTA TIMUR | MAIN UNIT | EMP | 12 June 2017 | ARIEF SETIAWAN - TSE CP | 9 June 2017 |  | 12 June 2017 | ARIEF SETIAWAN - TSE CP | - |  | ACTIVE
0517-1127 | AS14U | SUCTION UNIT SAM-14 | IMAGING | M.G. ELECTRIC - UK | GN00000066 | RSUD DR A DADI TJOKRO DIPO BANDAR LAMPUNG | BANDAR LAMPUNG | LAMPUNG | BANDAR LAMPUNG | MAIN UNIT | CUSTOMER | 12 June 2017 | ARIEF SETIAWAN - TSE CP | 9 June 2017 |  | 12 June 2017 | ARIEF SETIAWAN - TSE CP | - |  | ACTIVE
0517-1128 | AS14U | SUCTION UNIT SAM-14 | IMAGING | M.G. ELECTRIC - UK | GN00002932 | DINAS KESEHATAN KAB/KOTA. BANDAR LAMPUNG | BANDAR LAMPUNG | LAMPUNG | BANDAR LAMPUNG | MAIN UNIT | CUSTOMER | 17 September 2018 |  | 17 September 2018 |  | 17 September 2018 |  | - |  | ACTIVE
0517-1129 | AS14U | SUCTION UNIT SAM-14 | IMAGING | M.G. ELECTRIC - UK | GN00002986 | RDC PUSAT - RAWAGELAM | PUSAT | DKI JAKARTA | JAKARTA TIMUR | MAIN UNIT | EMP | 12 June 2017 | ARIEF SETIAWAN - TSE CP | 9 June 2017 |  | 12 June 2017 | ARIEF SETIAWAN - TSE CP | - |  | ACTIVE
0517-1130 | AS14U | SUCTION UNIT SAM-14 | IMAGING | M.G. ELECTRIC - UK | GN00002986 | RDC PUSAT - RAWAGELAM | PUSAT | DKI JAKARTA | JAKARTA TIMUR | MAIN UNIT | EMP | 12 June 2017 | ARIEF SETIAWAN - TSE CP | 9 June 2017 |  | 12 June 2017 | ARIEF SETIAWAN - TSE CP | - |  | ACTIVE
0517-1186 | AS30U | SUCTION PUMP SAM-35 | IMAGING | M.G. ELECTRIC - UK | GN00001413 | RSU DR TC HILLERS MAUMERE | KUPANG | NUSA TENGGARA TIMUR | MAUMERE | MAIN UNIT | CUSTOMER | 4 October 2018 | I KADEK - TSE | 4 October 2018 |  | 4 October 2018 | I KADEK - TSE | - |  | ACTIVE
0517-1187 | AS30U | SUCTION PUMP SAM-35 | IMAGING | M.G. ELECTRIC - UK | GN00001413 | RSU DR TC HILLERS MAUMERE | KUPANG | NUSA TENGGARA TIMUR | MAUMERE | MAIN UNIT | CUSTOMER | 29 September 2017 | SAHID DERMAWAN - SPV TSE BARAT | 29 September 2017 |  | 29 September 2017 | SAHID DERMAWAN - SPV TSE BARAT | - |  | ACTIVE
0517-1188 | AS30U | SUCTION PUMP SAM-35 | IMAGING | M.G. ELECTRIC - UK | GN00002986 | RDC PUSAT - RAWAGELAM | PUSAT | DKI JAKARTA | JAKARTA TIMUR | MAIN UNIT | EMP | 12 January 2018 | ANTONIUS SAGITA - KALIBRASI | 12 January 2018 |  | 12 January 2018 | ANTONIUS SAGITA - KALIBRASI | - |  | ACTIVE
0517-1189 | AS30U | SUCTION PUMP SAM-35 | IMAGING | M.G. ELECTRIC - UK | GN00002986 | RDC PUSAT - RAWAGELAM | PUSAT | DKI JAKARTA | JAKARTA TIMUR | MAIN UNIT | EMP | 17 October 2017 | SATRIA KUSUMA - TSE | 17 October 2017 |  | 17 October 2017 | SATRIA KUSUMA - TSE | - |  | ACTIVE
0517-1190 | AS30U | SUCTION PUMP SAM-35 | IMAGING | M.G. ELECTRIC - UK | GN00001820 | RSU DR. MOH. SALEH | MALANG | JAWA TIMUR | PROBOLINGGO | MAIN UNIT | CUSTOMER | 4 December 2017 | NGATARI | 4 December 2017 |  | 4 December 2017 | NGATARI | - |  | ACTIVE
0517-1191 | AS30U | SUCTION PUMP SAM-35 | IMAGING | M.G. ELECTRIC - UK | GN00001820 | RSU DR. MOH. SALEH | MALANG | JAWA TIMUR | PROBOLINGGO | MAIN UNIT | CUSTOMER | 4 December 2017 | NGATARI | 4 December 2017 |  | 4 December 2017 | NGATARI | - |  | ACTIVE
0517-1192 | AS30U | SUCTION PUMP SAM-35 | IMAGING | M.G. ELECTRIC - UK | GN00001820 | RSU DR. MOH. SALEH | MALANG | JAWA TIMUR | PROBOLINGGO | MAIN UNIT | CUSTOMER | 4 December 2017 | NGATARI | 4 December 2017 |  | 4 December 2017 | NGATARI | - |  | ACTIVE
0517-1193 | AS30U | SUCTION PUMP SAM-35 | IMAGING | M.G. ELECTRIC - UK | GN00001820 | RSU DR. MOH. SALEH | MALANG | JAWA TIMUR | PROBOLINGGO | MAIN UNIT | CUSTOMER | 4 December 2017 | NGATARI | 4 December 2017 |  | 4 December 2017 | NGATARI | - |  | ACTIVE
0517-1194 | AS30U | SUCTION PUMP SAM-35 | IMAGING | M.G. ELECTRIC - UK | GN00001820 | RSU DR. MOH. SALEH | MALANG | JAWA TIMUR | PROBOLINGGO | MAIN UNIT | CUSTOMER | 4 December 2017 | NGATARI | 4 December 2017 |  | 4 December 2017 | NGATARI | - |  | ACTIVE
0517-1195 | AS30U | SUCTION PUMP SAM-35 | IMAGING | M.G. ELECTRIC - UK | GN00001820 | RSU DR. MOH. SALEH | MALANG | JAWA TIMUR | PROBOLINGGO | MAIN UNIT | CUSTOMER | 4 December 2017 | NGATARI | 4 December 2017 |  | 4 December 2017 | NGATARI | - |  | ACTIVE
0517-1196 | AS30U | SUCTION PUMP SAM-35 | IMAGING | M.G. ELECTRIC - UK | GN00001820 | RSU DR. MOH. SALEH | MALANG | JAWA TIMUR | PROBOLINGGO | MAIN UNIT | CUSTOMER | 4 December 2017 | NGATARI | 4 December 2017 |  | 4 December 2017 | NGATARI | - |  | ACTIVE
0517-1197 | AS30U | SUCTION PUMP SAM-35 | IMAGING | M.G. ELECTRIC - UK | GN00001820 | RSU DR. MOH. SALEH | MALANG | JAWA TIMUR | PROBOLINGGO | MAIN UNIT | CUSTOMER | 4 December 2017 | NGATARI | 4 December 2017 |  | 4 December 2017 | NGATARI | - |  | ACTIVE
0517-1198 | AS30U | SUCTION PUMP SAM-35 | IMAGING | M.G. ELECTRIC - UK | GN00000226 | RSU INDRASARI RENGAT | PEKAN BARU | RIAU | RENGAT | MAIN UNIT | CUSTOMER | 27 July 2017 |  | 27 July 2017 |  | 27 July 2017 |  | - |  | ACTIVE
0517-1199 | AS30U | SUCTION PUMP SAM-35 | IMAGING | M.G. ELECTRIC - UK | GN00002986 | RDC PUSAT - RAWAGELAM | PUSAT | DKI JAKARTA | JAKARTA TIMUR | MAIN UNIT | EMP | 18 July 2017 | ARIEF SETIAWAN - TSE CP | 17 July 2017 |  | 18 July 2017 | ARIEF SETIAWAN - TSE CP | - |  | ACTIVE
0517-1200 | AS30U | SUCTION PUMP SAM-35 | IMAGING | M.G. ELECTRIC - UK | GN00002986 | RDC PUSAT - RAWAGELAM | PUSAT | DKI JAKARTA | JAKARTA TIMUR | MAIN UNIT | EMP | 18 July 2017 | ARIEF SETIAWAN - TSE CP | 17 July 2017 |  | 18 July 2017 | ARIEF SETIAWAN - TSE CP | - |  | ACTIVE
0517-1201 | AS30U | SUCTION PUMP SAM-35 | IMAGING | M.G. ELECTRIC - UK | GN00002986 | RDC PUSAT - RAWAGELAM | PUSAT | DKI JAKARTA | JAKARTA TIMUR | MAIN UNIT | EMP | 18 July 2017 | ARIEF SETIAWAN - TSE CP | 17 July 2017 |  | 18 July 2017 | ARIEF SETIAWAN - TSE CP | - |  | ACTIVE
0517-1202 | AS30U | SUCTION PUMP SAM-35 | IMAGING | M.G. ELECTRIC - UK | GN00000226 | RSU INDRASARI RENGAT | PEKAN BARU | RIAU | RENGAT | MAIN UNIT | CUSTOMER | 27 July 2017 |  | 27 July 2017 |  | 27 July 2017 |  | - |  | ACTIVE
0517-1203 | AS30U | SUCTION PUMP SAM-35 | IMAGING | M.G. ELECTRIC - UK | GN00000226 | RSU INDRASARI RENGAT | PEKAN BARU | RIAU | RENGAT | MAIN UNIT | CUSTOMER | 27 July 2017 |  | 27 July 2017 |  | 27 July 2017 |  | - |  | ACTIVE
0517-1204 | AS30U | SUCTION PUMP SAM-35 | IMAGING | M.G. ELECTRIC - UK | GN00002986 | RDC PUSAT - RAWAGELAM | PUSAT | DKI JAKARTA | JAKARTA TIMUR | MAIN UNIT | EMP | 18 July 2017 | ARIEF SETIAWAN - TSE CP | 17 July 2017 |  | 18 July 2017 | ARIEF SETIAWAN - TSE CP | - |  | ACTIVE
0517-1205 | AS30U | SUCTION PUMP SAM-35 | IMAGING | M.G. ELECTRIC - UK | GN00002986 | RDC PUSAT - RAWAGELAM | PUSAT | DKI JAKARTA | JAKARTA TIMUR | MAIN UNIT | EMP | 18 July 2017 | ARIEF SETIAWAN - TSE CP | 17 July 2017 |  | 18 July 2017 | ARIEF SETIAWAN - TSE CP | - |  | ACTIVE
0517-1206 | AS30U | SUCTION PUMP SAM-35 | IMAGING | M.G. ELECTRIC - UK | GN00002986 | RDC PUSAT - RAWAGELAM | PUSAT | DKI JAKARTA | JAKARTA TIMUR | MAIN UNIT | EMP | 18 July 2017 | ARIEF SETIAWAN - TSE CP | 17 July 2017 |  | 18 July 2017 | ARIEF SETIAWAN - TSE CP | - |  | ACTIVE
0518-0831 | AS30U | SUCTION PUMP SAM-35 | IMAGING | M.G. ELECTRIC - UK | GN00001169 | RSUD MAJALENGKA | CIREBON | JAWA BARAT | MAJALENGKA | MAIN UNIT | CUSTOMER | 30 November 2018 | SUKMA WIJAYA - TSE | 30 November 2018 |  | 30 November 2018 | SUKMA WIJAYA - TSE | - |  | ACTIVE
0519-0875 | AS30U | SUCTION PUMP SAM-35 | IMAGING | M.G. ELECTRIC - UK | GN00003625 | RSU SIGLI ( RSUD TENGKU CHIK DITIRO ) | BANDA ACEH | ACEH | BANDA ACEH | MAIN UNIT | CUSTOMER | 6 November 2019 | SAHID DERMAWAN - SPV TSE BARAT | 6 November 2019 |  | 6 November 2019 | SAHID DERMAWAN - SPV TSE BARAT | - |  | ACTIVE
0519-0876 | AS30U | SUCTION PUMP SAM-35 | IMAGING | M.G. ELECTRIC - UK | GN00003625 | RSU SIGLI ( RSUD TENGKU CHIK DITIRO ) | BANDA ACEH | ACEH | BANDA ACEH | MAIN UNIT | CUSTOMER | 6 November 2019 | SAHID DERMAWAN - SPV TSE BARAT | 5 November 2019 |  | 6 November 2019 | SAHID DERMAWAN - SPV TSE BARAT | - |  | ACTIVE
0519-0877 | AS30U | SUCTION PUMP SAM-35 | IMAGING | M.G. ELECTRIC - UK | GN00002344 | RSI SITI AISYAH MADIUN | KEDIRI | JAWA TIMUR | MADIUN | MAIN UNIT | CUSTOMER | - |  | 14 April 2020 |  | - |  | - |  | ACTIVE
0519-0878 | AS30U | SUCTION PUMP SAM-35 | IMAGING | M.G. ELECTRIC - UK | GN19120011 | RSUD BINTAN | BATAM | KEPULAUAN RIAU | BATAM | MAIN UNIT | CUSTOMER | - |  | 21 September 2020 | RUDI SETIAWAN - TSE | - |  | 21 September 2020 | RUDI SETIAWAN - TSE | ACTIVE
0519-0879 | AS30U | SUCTION PUMP SAM-35 | IMAGING | M.G. ELECTRIC - UK | GN19120011 | RSUD BINTAN | BATAM | KEPULAUAN RIAU | BATAM | MAIN UNIT | CUSTOMER | - |  | 21 September 2020 | RUDI SETIAWAN - TSE | - |  | 21 September 2020 | RUDI SETIAWAN - TSE | ACTIVE
0519-0880 | AS30U | SUCTION PUMP SAM-35 | IMAGING | M.G. ELECTRIC - UK | GN00000120 | RS BOOM BARU | PALEMBANG | SUMATERA SELATAN | PALEMBANG | MAIN UNIT | CUSTOMER | - |  | 26 February 2022 | ABDI PUTRA - TSE | - |  | 26 February 2022 | ABDI PUTRA - TSE | ACTIVE
0519-0881 | AS30U | SUCTION PUMP SAM-35 | IMAGING | M.G. ELECTRIC - UK | GN00002679 | RS HERMINA SUKABUMI | BOGOR | JAWA BARAT | SUKABUMI | MAIN UNIT | CUSTOMER | - |  | 22 February 2022 | IBNUL AZIZ - TSE | - |  | 22 February 2022 | IBNUL AZIZ - TSE | ACTIVE
0519-0882 | AS30U | SUCTION PUMP SAM-35 | IMAGING | M.G. ELECTRIC - UK | GN19100038 | RS HERMINA | PADANG | SUMATERA BARAT | PADANG | MAIN UNIT | CUSTOMER | - |  | 19 July 2022 | ABDI PUTRA - TSE | - |  | 19 July 2022 | ABDI PUTRA - TSE | ACTIVE
0519-0883 | AS30U | SUCTION PUMP SAM-35 | IMAGING | M.G. ELECTRIC - UK | GN00000207 | RSIA MUTIA SARI | PEKAN BARU | RIAU | BENGKALIS | MAIN UNIT | CUSTOMER | - |  | 11 August 2022 | RUDI SETIAWAN - TSE | - |  | 11 August 2022 | RUDI SETIAWAN - TSE | ACTIVE
0519-0884 | AS10U | SUCTION PUMP SAM-12 | IMAGING | M.G. ELECTRIC - UK | GN00002986 | RDC PUSAT - RAWAGELAM | PUSAT | DKI JAKARTA | JAKARTA TIMUR | MAIN UNIT | EMP | - |  | 28 June 2019 |  | - |  | - |  | ACTIVE
0519-0885 | AS14U | SUCTION UNIT SAM-14 | IMAGING | M.G. ELECTRIC - UK | GN00002986 | RDC PUSAT - RAWAGELAM | PUSAT | DKI JAKARTA | JAKARTA TIMUR | MAIN UNIT | EMP | - |  | 28 June 2019 |  | - |  | - |  | ACTIVE
0519-0886 | AS14U | SUCTION UNIT SAM-14 | IMAGING | M.G. ELECTRIC - UK | GN00002986 | RDC PUSAT - RAWAGELAM | PUSAT | DKI JAKARTA | JAKARTA TIMUR | MAIN UNIT | EMP | - |  | 28 June 2019 |  | - |  | - |  | ACTIVE
0519-0887 | AS14U | SUCTION UNIT SAM-14 | IMAGING | M.G. ELECTRIC - UK | GN00002986 | RDC PUSAT - RAWAGELAM | PUSAT | DKI JAKARTA | JAKARTA TIMUR | MAIN UNIT | EMP | - |  | 28 June 2019 |  | - |  | - |  | ACTIVE
0519-0888 | AS14U | SUCTION UNIT SAM-14 | IMAGING | M.G. ELECTRIC - UK | GN20010002 | RS BALIMED KARANGASEM | DENPASAR | BALI | DENPASAR | MAIN UNIT | CUSTOMER | - |  | 24 February 2021 | I KADEK - TSE | - |  | 24 February 2021 | I KADEK - TSE | ACTIVE
052/XII/09 | EH910 |  |  |  | GN00000651 | RSU SUAKA INSAN | BANJARMASIN | KALIMANTAN SELATAN | BANJARMASIN | MAIN UNIT | CUSTOMER | 5 May 2015 | ZENZEN | 1 January 1900 |  | 5 May 2015 | ZENZEN | - |  | INACTIVE
052/XII/13 | TI705 |  |  |  | GN00000037 | RSUD DEPATI HAMZAH | PANGKAL PINANG | KEPULAUAN BANGKA BELITUNG | PANGKAL PINANG | MAIN UNIT | CUSTOMER | 1 February 1990 | INDRA BUDI GUNAWAN | 1 January 1900 |  | 1 February 1990 | INDRA BUDI GUNAWAN | - |  | INACTIVE
053/XI/13 | TE012 | TRANSPORT TSN 705 TRSC | IMAGING | TESENA INOVINDO, PT | GN00001216 | RSUD BANJARNEGARA | PURWOKERTO | JAWA TENGAH | BANJARNEGARA | MAIN UNIT | CUSTOMER | 9 April 2015 | DIAN FEBRIYANA - TSE | 26 December 2013 |  | 9 April 2015 | DIAN FEBRIYANA - TSE | - |  | ACTIVE
053/XII/09 | BD910 |  |  |  | GN00001135 | RSUD ADJIDARMO | TANGERANG | BANTEN | RANGKASBITUNG | MAIN UNIT | CUSTOMER | 16 October 2014 | PETRUS SIMON | 1 January 2009 |  | 16 October 2014 | PETRUS SIMON | - |  | INACTIVE
054/IV/06 | BD910 |  |  |  | GN00001804 | RSUD IBU FATMAWATI SOEKARNO KOTA SURAKARTA | SOLO | JAWA TENGAH | SURAKARTA | MAIN UNIT | CUSTOMER | 24 February 2015 | RAKHMAT | 1 January 1900 |  | 24 February 2015 | RAKHMAT | - |  | INACTIVE
054/IV/10 | BD910 |  |  |  | GN00001131 | RSUD SERANG | TANGERANG | BANTEN | SERANG | MAIN UNIT | CUSTOMER | 1 February 1990 | TRIYONO - TSE AREA BARAT | 1 January 2010 |  | 1 February 1990 | TRIYONO - TSE AREA BARAT | - |  | INACTIVE
0540 | NI14U | INFANT INCUBATOR LCS-ICU | IMAGING | NAKAMURA MEDICAL | GN00001066 | RSUD CIBINONG | BOGOR | JAWA BARAT | BOGOR | MAIN UNIT | CUSTOMER | 12 January 2015 | IBNUL AZIZ - TSE | 1 January 2013 |  | 12 January 2015 | IBNUL AZIZ - TSE | - |  | ACTIVE
0541 | NI14U | INFANT INCUBATOR LCS-ICU | IMAGING | NAKAMURA MEDICAL | GN00001066 | RSUD CIBINONG | BOGOR | JAWA BARAT | BOGOR | MAIN UNIT | CUSTOMER | 12 January 2015 | IBNUL AZIZ - TSE | 1 January 2013 |  | 12 January 2015 | IBNUL AZIZ - TSE | - |  | ACTIVE
0545 | NI14U | INFANT INCUBATOR LCS-ICU | IMAGING | NAKAMURA MEDICAL | GN00001220 | RSUP SANGLAH DENPASAR | DENPASAR | BALI | DENPASAR | MAIN UNIT | CUSTOMER | 2 December 2014 | I KADEK - TSE | 2 December 2014 |  | 2 December 2014 | I KADEK - TSE | - |  | ACTIVE
0547 | NI14U | INFANT INCUBATOR LCS-ICU | IMAGING | NAKAMURA MEDICAL | GN00001214 | RSUD AJIBARANG | PURWOKERTO | JAWA TENGAH | BANYUMAS | MAIN UNIT | CUSTOMER | 28 April 2015 | DIAN FEBRIYANA - TSE | 5 December 2014 |  | 28 April 2015 | DIAN FEBRIYANA - TSE | - |  | ACTIVE
0548 | NI14U | INFANT INCUBATOR LCS-ICU | IMAGING | NAKAMURA MEDICAL | GN00001214 | RSUD AJIBARANG | PURWOKERTO | JAWA TENGAH | BANYUMAS | MAIN UNIT | CUSTOMER | 28 April 2015 | DIAN FEBRIYANA - TSE | 5 December 2014 |  | 28 April 2015 | DIAN FEBRIYANA - TSE | - |  | ACTIVE
0549 | NI14U | INFANT INCUBATOR LCS-ICU | IMAGING | NAKAMURA MEDICAL | GN00001220 | RSUP SANGLAH DENPASAR | DENPASAR | BALI | DENPASAR | MAIN UNIT | CUSTOMER | 2 December 2014 | I KADEK - TSE | 2 December 2014 |  | 2 December 2014 | I KADEK - TSE | - |  | ACTIVE
055/XI/09 | TE030 | DOPPLER TSN 985 FD | IMAGING | TESENA INOVINDO, PT | GN00001677 | RSUD TIMIKA | JAYAPURA | PAPUA | TIMIKA | MAIN UNIT | CUSTOMER | 1 February 1990 | WISPI SIAGARI - TSE | 1 January 1900 |  | 1 February 1990 | WISPI SIAGARI - TSE | - |  | ACTIVE
0550 | NI14U | INFANT INCUBATOR LCS-ICU | IMAGING | NAKAMURA MEDICAL | GN00001901 | RSUP SOERADJI KLATEN | YOGYAKARTA | YOGYAKARTA | YOGYAKARTA | MAIN UNIT | CUSTOMER | 5 April 2016 | DIAN FEBRIYANA - TSE | 14 March 2016 |  | 5 April 2016 | DIAN FEBRIYANA - TSE | - |  | ACTIVE
0552 | NI14U | INFANT INCUBATOR LCS-ICU | IMAGING | NAKAMURA MEDICAL | GN00001333 | RSUD BULELENG (RSUD SINGARAJA) | DENPASAR | BALI | BULELENG | MAIN UNIT | CUSTOMER | - |  | 21 April 2015 |  | - |  | - |  | ACTIVE
0553 | NI14U | INFANT INCUBATOR LCS-ICU | IMAGING | NAKAMURA MEDICAL | GN00001333 | RSUD BULELENG (RSUD SINGARAJA) | DENPASAR | BALI | BULELENG | MAIN UNIT | CUSTOMER | - |  | 21 April 2015 |  | - |  | - |  | ACTIVE
0554 | NAI1U |  |  |  | GN00001512 | RSU DR. SOEBANDI | JEMBER | JAWA TIMUR | JEMBER | MAIN UNIT | CUSTOMER | 19 May 2016 | GANDHI YANRANGGA | 23 June 2015 |  | 19 May 2016 | GANDHI YANRANGGA | - |  | INACTIVE
05570.00000.715 | TE018 | WARMER TSN 89 IW | IMAGING | TESENA INOVINDO, PT | GN00000731 | DINAS KESEHATAN KAB/ KOTA. BONTANG | SAMARINDA | KALIMANTAN TIMUR | SAMARINDA | MAIN UNIT | CUSTOMER | - |  | 12 August 2015 |  | - |  | - |  | ACTIVE
0558.0.00000715.T89IW | TM09U | Infant Warmer Tsn89/W |  |  | GN00002380 | RSUD KAYEN PATI | SEMARANG | JAWA TENGAH | SEMARANG | MAIN UNIT | CUSTOMER | - |  | 17 September 2015 |  | - |  | - |  | ACTIVE
056/VII/09 | TE004 | INCUBATOR TSN910SCC | IMAGING | TESENA INOVINDO, PT | GN00001783 | RS PKU Muhammadiyah Surakarta | SOLO | JAWA TENGAH | SURAKARTA | MAIN UNIT | CUSTOMER | 22 September 2014 | RAKHMAT | 1 January 1900 |  | 22 September 2014 | RAKHMAT | - |  | ACTIVE
056/XI/09 | TE030 | DOPPLER TSN 985 FD | IMAGING | TESENA INOVINDO, PT | GN00001677 | RSUD TIMIKA | JAYAPURA | PAPUA | TIMIKA | MAIN UNIT | CUSTOMER | 1 February 1990 | WISPI SIAGARI - TSE | 1 January 1900 |  | 1 February 1990 | WISPI SIAGARI - TSE | - |  | ACTIVE
056/XII/13 | TE012 | TRANSPORT TSN 705 TRSC | IMAGING | TESENA INOVINDO, PT | GN00000218 | RSUD SIAK ( T RAFI'AN SIAK ) | PEKAN BARU | RIAU | SIAK SRI INDRAPURA | MAIN UNIT | CUSTOMER | 2 April 2015 | AGUS FAUZI | 1 January 1900 |  | 2 April 2015 | AGUS FAUZI | - |  | ACTIVE
0560.0.00000815.T89IW | TE018 | WARMER TSN 89 IW | IMAGING | TESENA INOVINDO, PT | GN00000663 | RSUD MUARA TEWEH | BANJARMASIN | KALIMANTAN TENGAH | PALANGKA RAYA | MAIN UNIT | CUSTOMER | - |  | 4 November 2015 |  | - |  | - |  | ACTIVE
0562 | NAI1U |  |  |  | GN00001512 | RSU DR. SOEBANDI | JEMBER | JAWA TIMUR | JEMBER | MAIN UNIT | CUSTOMER | 19 May 2016 | GANDHI YANRANGGA | 23 June 2015 |  | 19 May 2016 | GANDHI YANRANGGA | - |  | INACTIVE
0563 | NI14U | INFANT INCUBATOR LCS-ICU | IMAGING | NAKAMURA MEDICAL | GN00002311 | RSU MUH ANWAR SUMENEP | SURABAYA-1 | JAWA TIMUR | SUMENEP | MAIN UNIT | CUSTOMER | 27 May 2015 | GANDHI YANRANGGA | 27 May 2015 |  | 27 May 2015 | GANDHI YANRANGGA | - |  | ACTIVE
0564 | NI14U | INFANT INCUBATOR LCS-ICU | IMAGING | NAKAMURA MEDICAL | GN00000965 | RSUD CICALENGKA | BANDUNG | JAWA BARAT | BANDUNG | MAIN UNIT | CUSTOMER | 4 August 2015 | SUKMA WIJAYA - TSE | 4 August 2015 |  | 4 August 2015 | SUKMA WIJAYA - TSE | - |  | ACTIVE
0564.0.00000915 | TE018 | WARMER TSN 89 IW | IMAGING | TESENA INOVINDO, PT | GN00009523 | DINAS KESEHATAN KAB/KOTA. SUMBAWA | MATARAM | NUSA TENGGARA BARAT | MATARAM | MAIN UNIT | CUSTOMER | 18 December 2015 | RAKHMAT | 8 December 2015 |  | 18 December 2015 | RAKHMAT | - |  | ACTIVE
0565 | NI14U | INFANT INCUBATOR LCS-ICU | IMAGING | NAKAMURA MEDICAL | GN00002311 | RSU MUH ANWAR SUMENEP | SURABAYA-1 | JAWA TIMUR | SUMENEP | MAIN UNIT | CUSTOMER | 27 May 2015 | GANDHI YANRANGGA | 27 May 2015 |  | 27 May 2015 | GANDHI YANRANGGA | - |  | ACTIVE
0565.0.00000915 | TE018 | WARMER TSN 89 IW | IMAGING | TESENA INOVINDO, PT | GN00009523 | DINAS KESEHATAN KAB/KOTA. SUMBAWA | MATARAM | NUSA TENGGARA BARAT | MATARAM | MAIN UNIT | CUSTOMER | 18 December 2015 | RAKHMAT | 8 December 2015 |  | 18 December 2015 | RAKHMAT | - |  | ACTIVE
0566 | NA10U |  |  |  | GN00000617 | RSUD MELAWI | PONTIANAK | KALIMANTAN BARAT | PONTIANAK | MAIN UNIT | CUSTOMER | 26 June 2015 | AGUS FAUZI | 17 June 2015 |  | 26 June 2015 | AGUS FAUZI | - |  | INACTIVE
0566.0.00000915 | TE018 | WARMER TSN 89 IW | IMAGING | TESENA INOVINDO, PT | GN00009523 | DINAS KESEHATAN KAB/KOTA. SUMBAWA | MATARAM | NUSA TENGGARA BARAT | MATARAM | MAIN UNIT | CUSTOMER | 18 December 2015 | RAKHMAT | 8 December 2015 |  | 18 December 2015 | RAKHMAT | - |  | ACTIVE
0566.0.00000915.T89IW | TE018 | WARMER TSN 89 IW | IMAGING | TESENA INOVINDO, PT | GN00008869 | DINAS KESEHATAN KAB/ KOTA. BULUNGAN | SAMARINDA | KALIMANTAN UTARA | SAMARINDA | MAIN UNIT | CUSTOMER | - |  | 20 October 2015 |  | - |  | - |  | ACTIVE
0567 | NI14U | INFANT INCUBATOR LCS-ICU | IMAGING | NAKAMURA MEDICAL | GN00002311 | RSU MUH ANWAR SUMENEP | SURABAYA-1 | JAWA TIMUR | SUMENEP | MAIN UNIT | CUSTOMER | 27 May 2015 | GANDHI YANRANGGA | 27 May 2015 |  | 27 May 2015 | GANDHI YANRANGGA | - |  | ACTIVE
0567.0.00000915.T89IW | TE018 | WARMER TSN 89 IW | IMAGING | TESENA INOVINDO, PT | GN00008869 | DINAS KESEHATAN KAB/ KOTA. BULUNGAN | SAMARINDA | KALIMANTAN UTARA | SAMARINDA | MAIN UNIT | CUSTOMER | - |  | 20 October 2015 |  | - |  | - |  | ACTIVE
0568 | NI14U | INFANT INCUBATOR LCS-ICU | IMAGING | NAKAMURA MEDICAL | GN00002311 | RSU MUH ANWAR SUMENEP | SURABAYA-1 | JAWA TIMUR | SUMENEP | MAIN UNIT | CUSTOMER | 27 May 2015 | GANDHI YANRANGGA | 27 May 2015 |  | 27 May 2015 | GANDHI YANRANGGA | - |  | ACTIVE
0568.0.00000915.T89IW | TE018 | WARMER TSN 89 IW | IMAGING | TESENA INOVINDO, PT | GN00000663 | RSUD MUARA TEWEH | BANJARMASIN | KALIMANTAN TENGAH | PALANGKA RAYA | MAIN UNIT | CUSTOMER | - |  | 4 November 2015 |  | - |  | - |  | ACTIVE
0569 | NI14U | INFANT INCUBATOR LCS-ICU | IMAGING | NAKAMURA MEDICAL | GN00002311 | RSU MUH ANWAR SUMENEP | SURABAYA-1 | JAWA TIMUR | SUMENEP | MAIN UNIT | CUSTOMER | 27 May 2015 | GANDHI YANRANGGA | 27 May 2015 |  | 27 May 2015 | GANDHI YANRANGGA | - |  | ACTIVE
0569.0.00000915 | TE018 | WARMER TSN 89 IW | IMAGING | TESENA INOVINDO, PT | GN00009523 | DINAS KESEHATAN KAB/KOTA. SUMBAWA | MATARAM | NUSA TENGGARA BARAT | MATARAM | MAIN UNIT | CUSTOMER | 18 December 2015 | RAKHMAT | 8 December 2015 |  | 18 December 2015 | RAKHMAT | - |  | ACTIVE
057/I/10 | TE004 | INCUBATOR TSN910SCC | IMAGING | TESENA INOVINDO, PT | GN00001783 | RS PKU Muhammadiyah Surakarta | SOLO | JAWA TENGAH | SURAKARTA | MAIN UNIT | CUSTOMER | 18 November 2014 | RAKHMAT | 1 January 1900 |  | 18 November 2014 | RAKHMAT | - |  | ACTIVE
057/I/14 | TE012 | TRANSPORT TSN 705 TRSC | IMAGING | TESENA INOVINDO, PT | GN00000180 | RSU DUMAI | PEKAN BARU | RIAU | DUMAI | MAIN UNIT | CUSTOMER | 1 February 1990 | MULKAN | 9 January 2014 |  | 1 February 1990 | MULKAN | - |  | ACTIVE
057/XI/09 | TE030 | DOPPLER TSN 985 FD | IMAGING | TESENA INOVINDO, PT | GN00001677 | RSUD TIMIKA | JAYAPURA | PAPUA | TIMIKA | MAIN UNIT | CUSTOMER | 1 February 1990 | WISPI SIAGARI - TSE | 1 January 1900 |  | 1 February 1990 | WISPI SIAGARI - TSE | - |  | ACTIVE
0570 | NI14U | INFANT INCUBATOR LCS-ICU | IMAGING | NAKAMURA MEDICAL | GN00001785 | RSUD SUKOHARJO | SOLO | JAWA TENGAH | SUKOHARJO | MAIN UNIT | CUSTOMER | 3 August 2015 | RAKHMAT | 3 August 2015 |  | 3 August 2015 | RAKHMAT | - |  | ACTIVE
0570.0.00000915 | TE018 | WARMER TSN 89 IW | IMAGING | TESENA INOVINDO, PT | GN00009523 | DINAS KESEHATAN KAB/KOTA. SUMBAWA | MATARAM | NUSA TENGGARA BARAT | MATARAM | MAIN UNIT | CUSTOMER | 18 December 2015 | RAKHMAT | 8 December 2015 |  | 18 December 2015 | RAKHMAT | - |  | ACTIVE
0571 | NI14U | INFANT INCUBATOR LCS-ICU | IMAGING | NAKAMURA MEDICAL | GN00001220 | RSUP SANGLAH DENPASAR | DENPASAR | BALI | DENPASAR | MAIN UNIT | CUSTOMER | 4 May 2015 | I KADEK - TSE | 10 August 2015 |  | 4 May 2015 | I KADEK - TSE | - |  | ACTIVE
0571.0.00001015 | TE018 | WARMER TSN 89 IW | IMAGING | TESENA INOVINDO, PT | GN00009523 | DINAS KESEHATAN KAB/KOTA. SUMBAWA | MATARAM | NUSA TENGGARA BARAT | MATARAM | MAIN UNIT | CUSTOMER | 18 December 2015 | RAKHMAT | 8 December 2015 |  | 18 December 2015 | RAKHMAT | - |  | ACTIVE
0572 | NI13U |  |  |  | GN00001206 | RSUD PROF DR MARGONO SOEKARJO | PURWOKERTO | JAWA TENGAH | BANYUMAS | MAIN UNIT | CUSTOMER | - |  | 3 June 2015 |  | - |  | - |  | INACTIVE
0572.0.00001015 | TE018 | WARMER TSN 89 IW | IMAGING | TESENA INOVINDO, PT | GN00009523 | DINAS KESEHATAN KAB/KOTA. SUMBAWA | MATARAM | NUSA TENGGARA BARAT | MATARAM | MAIN UNIT | CUSTOMER | 18 December 2015 | RAKHMAT | 8 December 2015 |  | 18 December 2015 | RAKHMAT | - |  | ACTIVE
0573.0.00001015 | TE018 | WARMER TSN 89 IW | IMAGING | TESENA INOVINDO, PT | GN00009523 | DINAS KESEHATAN KAB/KOTA. SUMBAWA | MATARAM | NUSA TENGGARA BARAT | MATARAM | MAIN UNIT | CUSTOMER | 18 December 2015 | RAKHMAT | 8 December 2015 |  | 18 December 2015 | RAKHMAT | - |  | ACTIVE
0574 | NI14U | INFANT INCUBATOR LCS-ICU | IMAGING | NAKAMURA MEDICAL | GN00001206 | RSUD PROF DR MARGONO SOEKARJO | PURWOKERTO | JAWA TENGAH | BANYUMAS | MAIN UNIT | CUSTOMER | - |  | 3 June 2015 |  | - |  | - |  | ACTIVE
0574.0.00001016 | TM09U | Infant Warmer Tsn89/W |  |  | GN00009089 | PUSKESMAS KEPUTIH | SURABAYA-1 | JAWA TIMUR | SURABAYA | MAIN UNIT | CUSTOMER | 7 November 2015 | ZENZEN | 7 November 2015 |  | 7 November 2015 | ZENZEN | - |  | ACTIVE
0575 | NI14U | INFANT INCUBATOR LCS-ICU | IMAGING | NAKAMURA MEDICAL | GN00001785 | RSUD SUKOHARJO | SOLO | JAWA TENGAH | SUKOHARJO | MAIN UNIT | CUSTOMER | 3 August 2015 | RAKHMAT | 3 August 2015 |  | 3 August 2015 | RAKHMAT | - |  | ACTIVE
0575.0.00001015 | TE018 | WARMER TSN 89 IW | IMAGING | TESENA INOVINDO, PT | GN00009523 | DINAS KESEHATAN KAB/KOTA. SUMBAWA | MATARAM | NUSA TENGGARA BARAT | MATARAM | MAIN UNIT | CUSTOMER | 18 December 2015 | RAKHMAT | 8 December 2015 |  | 18 December 2015 | RAKHMAT | - |  | ACTIVE
0577 | NI14U | INFANT INCUBATOR LCS-ICU | IMAGING | NAKAMURA MEDICAL | GN00001193 | RS KUSTA SITANALA | TANGERANG | BANTEN | TANGERANG | MAIN UNIT | CUSTOMER | 20 May 2015 | ARIEF SETIAWAN - TSE CP | 20 May 2015 |  | 20 May 2015 | ARIEF SETIAWAN - TSE CP | - |  | ACTIVE
0577.0.08140715.TSN5 | TE010 | INCUBATOR TSN5 |  |  | GN00009088 | PUSKESMAS MEKARSARI | BANJARMASIN | KALIMANTAN TENGAH | BANJARMASIN | MAIN UNIT | CUSTOMER | - |  | 6 November 2015 |  | - |  | - |  | INACTIVE
0578 | NA10U |  |  |  | GN00001220 | RSUP SANGLAH DENPASAR | DENPASAR | BALI | DENPASAR | MAIN UNIT | CUSTOMER | 1 June 2015 | I KADEK - TSE | 10 August 2015 |  | 1 June 2015 | I KADEK - TSE | - |  | INACTIVE
0579 | NAI1U |  |  |  | GN00001220 | RSUP SANGLAH DENPASAR | DENPASAR | BALI | DENPASAR | MAIN UNIT | CUSTOMER | 1 June 2015 | I KADEK - TSE | 10 August 2015 |  | 1 June 2015 | I KADEK - TSE | - |  | INACTIVE
058/I/14 | TE012 | TRANSPORT TSN 705 TRSC | IMAGING | TESENA INOVINDO, PT | GN00000180 | RSU DUMAI | PEKAN BARU | RIAU | DUMAI | MAIN UNIT | CUSTOMER | 1 February 1990 | MULKAN | 9 January 2014 |  | 1 February 1990 | MULKAN | - |  | ACTIVE
058/II/10 | TM01U | Infant Incubator Tsn910Sc |  |  | GN00001466 | RSUD SIDOARJO | SURABAYA-1 | JAWA TIMUR | SIDOARJO | MAIN UNIT | CUSTOMER | 10 April 2015 |  | 1 January 1900 |  | 10 April 2015 |  | - |  | ACTIVE
058/III/11T50S | T50SF |  |  |  | GN00001919 | RSB NYAEN | YOGYAKARTA | YOGYAKARTA | YOGYAKARTA | MAIN UNIT | CUSTOMER | 10 April 2015 |  | 1 January 1900 |  | 10 April 2015 |  | - |  | INACTIVE
0580 | NI14U | INFANT INCUBATOR LCS-ICU | IMAGING | NAKAMURA MEDICAL | GN00001220 | RSUP SANGLAH DENPASAR | DENPASAR | BALI | DENPASAR | MAIN UNIT | CUSTOMER | 10 August 2015 | I KADEK - TSE | 5 August 2015 |  | 10 August 2015 | I KADEK - TSE | - |  | ACTIVE
0580.0.00000715 | TM03U |  |  |  | GN00006536 | DINAS KESEHATAN KAB/KOTA. BANGKA BARAT | PANGKAL PINANG | KEPULAUAN BANGKA BELITUNG | BANGKA BARAT | MAIN UNIT | CUSTOMER | - |  | 25 October 2015 |  | - |  | - |  | INACTIVE
0581 | NA10U |  |  |  | GN00001220 | RSUP SANGLAH DENPASAR | DENPASAR | BALI | DENPASAR | MAIN UNIT | CUSTOMER | 1 June 2015 | I KADEK - TSE | 10 August 2015 |  | 1 June 2015 | I KADEK - TSE | - |  | INACTIVE
0581.0.00000715 | TM03U |  |  |  | GN00006536 | DINAS KESEHATAN KAB/KOTA. BANGKA BARAT | PANGKAL PINANG | KEPULAUAN BANGKA BELITUNG | BANGKA BARAT | MAIN UNIT | CUSTOMER | 26 October 2015 | INDRA BUDI GUNAWAN | 25 October 2015 |  | 26 October 2015 | INDRA BUDI GUNAWAN | - |  | INACTIVE
0582 | NI14U | INFANT INCUBATOR LCS-ICU | IMAGING | NAKAMURA MEDICAL | GN00002986 | RDC PUSAT - RAWAGELAM | PUSAT | DKI JAKARTA | JAKARTA TIMUR | MAIN UNIT | EMP | 4 June 2015 | ANTONIUS SAGITA - KALIBRASI | 1 January 1900 |  | 4 June 2015 | ANTONIUS SAGITA - KALIBRASI | - |  | ACTIVE
0583 | NI14U | INFANT INCUBATOR LCS-ICU | IMAGING | NAKAMURA MEDICAL | GN00001220 | RSUP SANGLAH DENPASAR | DENPASAR | BALI | DENPASAR | MAIN UNIT | CUSTOMER | 10 August 2015 | I KADEK - TSE | 5 August 2015 |  | 10 August 2015 | I KADEK - TSE | - |  | ACTIVE
0583.0.00000715 | TE010 | INCUBATOR TSN5 |  |  | GN00008826 | PUSKESMAS JUWIRING | SOLO | JAWA TENGAH | KLATEN | MAIN UNIT | CUSTOMER | 26 August 2015 | RAKHMAT | 26 August 2015 |  | 26 August 2015 | RAKHMAT | - |  | INACTIVE
0584 | NI14U | INFANT INCUBATOR LCS-ICU | IMAGING | NAKAMURA MEDICAL | GN00001220 | RSUP SANGLAH DENPASAR | DENPASAR | BALI | DENPASAR | MAIN UNIT | CUSTOMER | - |  | 5 August 2015 |  | - |  | - |  | ACTIVE
0584.0.00000715.TSN5 | TM03U |  |  |  | GN00008869 | DINAS KESEHATAN KAB/ KOTA. BULUNGAN | SAMARINDA | KALIMANTAN UTARA | SAMARINDA | MAIN UNIT | CUSTOMER | - |  | 20 October 2015 |  | - |  | - |  | INACTIVE
0585 | NI14U | INFANT INCUBATOR LCS-ICU | IMAGING | NAKAMURA MEDICAL | GN00001220 | RSUP SANGLAH DENPASAR | DENPASAR | BALI | DENPASAR | MAIN UNIT | CUSTOMER | 9 June 2015 | I KADEK - TSE | 10 August 2015 |  | 9 June 2015 | I KADEK - TSE | - |  | ACTIVE
0586 | NI14U | INFANT INCUBATOR LCS-ICU | IMAGING | NAKAMURA MEDICAL | GN00001220 | RSUP SANGLAH DENPASAR | DENPASAR | BALI | DENPASAR | MAIN UNIT | CUSTOMER | 9 June 2015 | I KADEK - TSE | 10 August 2015 |  | 9 June 2015 | I KADEK - TSE | - |  | ACTIVE
0586000001115 | TE018 | WARMER TSN 89 IW | IMAGING | TESENA INOVINDO, PT | GN00008395 | PUSKESMAS SENTOLO 1 | YOGYAKARTA | YOGYAKARTA | YOGYAKARTA | MAIN UNIT | CUSTOMER | - |  | 26 January 2016 |  | - |  | - |  | ACTIVE
0587 | NI14U | INFANT INCUBATOR LCS-ICU | IMAGING | NAKAMURA MEDICAL | GN00001220 | RSUP SANGLAH DENPASAR | DENPASAR | BALI | DENPASAR | MAIN UNIT | CUSTOMER | 9 June 2015 | I KADEK - TSE | 10 August 2015 |  | 9 June 2015 | I KADEK - TSE | - |  | ACTIVE
0588 | NI14U | INFANT INCUBATOR LCS-ICU | IMAGING | NAKAMURA MEDICAL | GN00001220 | RSUP SANGLAH DENPASAR | DENPASAR | BALI | DENPASAR | MAIN UNIT | CUSTOMER | 9 June 2015 | I KADEK - TSE | 10 August 2015 |  | 9 June 2015 | I KADEK - TSE | - |  | ACTIVE
0588.0.00001115.T89IW | TE018 | WARMER TSN 89 IW | IMAGING | TESENA INOVINDO, PT | GN00002663 | RSUD DR SOEDIRMAN KEBUMEN | PURWOKERTO | JAWA TENGAH | PURWOKERTO | MAIN UNIT | CUSTOMER | - |  | 8 December 2015 |  | - |  | - |  | ACTIVE
0589 | NI14U | INFANT INCUBATOR LCS-ICU | IMAGING | NAKAMURA MEDICAL | GN00001220 | RSUP SANGLAH DENPASAR | DENPASAR | BALI | DENPASAR | MAIN UNIT | CUSTOMER | 9 June 2015 | I KADEK - TSE | 10 August 2015 |  | 9 June 2015 | I KADEK - TSE | - |  | ACTIVE
059/VI/12 | TM19U |  |  |  | GN00000217 | RSUD BANGKINANG | PEKAN BARU | RIAU | BANGKINANG | MAIN UNIT | CUSTOMER | 26 December 2014 | MULKAN | 1 January 1900 |  | 26 December 2014 | MULKAN | - |  | INACTIVE
0590 | NI14U | INFANT INCUBATOR LCS-ICU | IMAGING | NAKAMURA MEDICAL | GN00001220 | RSUP SANGLAH DENPASAR | DENPASAR | BALI | DENPASAR | MAIN UNIT | CUSTOMER | 9 June 2015 | I KADEK - TSE | 10 August 2015 |  | 9 June 2015 | I KADEK - TSE | - |  | ACTIVE
0591 | NI14U | INFANT INCUBATOR LCS-ICU | IMAGING | NAKAMURA MEDICAL | GN00001220 | RSUP SANGLAH DENPASAR | DENPASAR | BALI | DENPASAR | MAIN UNIT | CUSTOMER | 9 June 2015 | I KADEK - TSE | 10 August 2015 |  | 9 June 2015 | I KADEK - TSE | - |  | ACTIVE
0593 | NAI1U |  |  |  | GN00001512 | RSU DR. SOEBANDI | JEMBER | JAWA TIMUR | JEMBER | MAIN UNIT | CUSTOMER | 23 December 2015 | ZENZEN | 23 December 2015 |  | 23 December 2015 | ZENZEN | - |  | INACTIVE
0593.0.00001215.T89IW | TE018 | WARMER TSN 89 IW | IMAGING | TESENA INOVINDO, PT | GN00002663 | RSUD DR SOEDIRMAN KEBUMEN | PURWOKERTO | JAWA TENGAH | PURWOKERTO | MAIN UNIT | CUSTOMER | - |  | 8 December 2015 |  | - |  | - |  | ACTIVE
0594.0.00001215.T89IW | TE018 | WARMER TSN 89 IW | IMAGING | TESENA INOVINDO, PT | GN00002663 | RSUD DR SOEDIRMAN KEBUMEN | PURWOKERTO | JAWA TENGAH | PURWOKERTO | MAIN UNIT | CUSTOMER | - |  | 8 December 2015 |  | - |  | - |  | ACTIVE
060/VI/10 | BD910 |  |  |  | GN00001131 | RSUD SERANG | TANGERANG | BANTEN | SERANG | MAIN UNIT | CUSTOMER | 1 February 1990 | TRIYONO - TSE AREA BARAT | 1 January 2010 |  | 1 February 1990 | TRIYONO - TSE AREA BARAT | - |  | INACTIVE
0601000000416 | TM09U | Infant Warmer Tsn89/W |  |  | GN00011729 | RS PRATAMA BATU ENGAU | BALIKPAPAN | KALIMANTAN TIMUR | BALIKPAPAN | MAIN UNIT | CUSTOMER | 15 August 2016 | TEGAR PANDU - TSE | 10 August 2016 |  | 15 August 2016 | TEGAR PANDU - TSE | - |  | ACTIVE
0604.0.00000816.T89IW | TE018 | WARMER TSN 89 IW | IMAGING | TESENA INOVINDO, PT | GN00001903 | RSUD WATES | YOGYAKARTA | YOGYAKARTA | YOGYAKARTA | MAIN UNIT | CUSTOMER | - |  | 25 August 2016 |  | - |  | - |  | ACTIVE
0608 | NI13U |  |  |  | GN00001220 | RSUP SANGLAH DENPASAR | DENPASAR | BALI | DENPASAR | MAIN UNIT | CUSTOMER | 28 July 2015 | I KADEK - TSE | 10 August 2015 |  | 28 July 2015 | I KADEK - TSE | - |  | INACTIVE
0609 | NI13U |  |  |  | GN00001220 | RSUP SANGLAH DENPASAR | DENPASAR | BALI | DENPASAR | MAIN UNIT | CUSTOMER | 28 July 2015 | I KADEK - TSE | 10 August 1900 |  | 28 July 2015 | I KADEK - TSE | - |  | INACTIVE
061/X/12 | TM19U |  |  |  | GN00001719 | RSUD GERUNG | MATARAM | NUSA TENGGARA BARAT | MATARAM | MAIN UNIT | CUSTOMER | 1 February 1990 | I KADEK - TSE | 1 January 1900 |  | 1 February 1990 | I KADEK - TSE | - |  | INACTIVE
0610 | NI13U |  |  |  | GN00001220 | RSUP SANGLAH DENPASAR | DENPASAR | BALI | DENPASAR | MAIN UNIT | CUSTOMER | 28 July 2015 | I KADEK - TSE | 10 August 2015 |  | 28 July 2015 | I KADEK - TSE | - |  | INACTIVE
0610-1288 | AS10U | SUCTION PUMP SAM-12 | IMAGING | M.G. ELECTRIC - UK | GN00001241 | RSUD Dr. R. Sosodoro Djatikoesoemo | SURABAYA-1 | JAWA TIMUR | BOJONEGORO | MAIN UNIT | CUSTOMER | 10 April 2015 |  | 1 January 1900 |  | 10 April 2015 |  | - |  | ACTIVE
0610-1423 | AS20Z |  |  |  | GN00001971 | RS MITRA KELUARGA BEKASI BARAT | BEKASI | JAWA BARAT | BEKASI | MAIN UNIT | CUSTOMER | 29 December 2014 | BUDI SUROSO - TSE | 23 April 2010 |  | 29 December 2014 | BUDI SUROSO - TSE | - |  | INACTIVE
06101287 | AS10U | SUCTION PUMP SAM-12 | IMAGING | M.G. ELECTRIC - UK | GN00001241 | RSUD Dr. R. Sosodoro Djatikoesoemo | SURABAYA-1 | JAWA TIMUR | BOJONEGORO | MAIN UNIT | CUSTOMER | 1 February 1990 | ANDI ISMAIL - SPV TSE TIMUR | 1 January 1900 |  | 1 February 1990 | ANDI ISMAIL - SPV TSE TIMUR | - |  | ACTIVE
06101421 | AS10U | SUCTION PUMP SAM-12 | IMAGING | M.G. ELECTRIC - UK | GN00002683 | RS MITRA KELUARGA CIBUBUR | BOGOR | JAWA BARAT | BOGOR | MAIN UNIT | CUSTOMER | 4 March 2015 | BUDI SUROSO - TSE | 1 January 1900 |  | 4 March 2015 | BUDI SUROSO - TSE | - |  | ACTIVE
06101422 | AS10U | SUCTION PUMP SAM-12 | IMAGING | M.G. ELECTRIC - UK | GN00002683 | RS MITRA KELUARGA CIBUBUR | BOGOR | JAWA BARAT | BOGOR | MAIN UNIT | CUSTOMER | 30 December 2014 |  | 1 January 1900 |  | 30 December 2014 |  | - |  | ACTIVE
0611 | NI13U |  |  |  | GN00001220 | RSUP SANGLAH DENPASAR | DENPASAR | BALI | DENPASAR | MAIN UNIT | CUSTOMER | 28 July 2015 | I KADEK - TSE | 10 August 2015 |  | 28 July 2015 | I KADEK - TSE | - |  | INACTIVE
0612 | NI13U |  |  |  | GN00001220 | RSUP SANGLAH DENPASAR | DENPASAR | BALI | DENPASAR | MAIN UNIT | CUSTOMER | 10 August 2015 | I KADEK - TSE | 5 August 2015 |  | 10 August 2015 | I KADEK - TSE | - |  | INACTIVE
06121400 | AS14U | SUCTION UNIT SAM-14 | IMAGING | M.G. ELECTRIC - UK | GN00001909 | RSUD MUNTILAN | YOGYAKARTA | YOGYAKARTA | YOGYAKARTA | MAIN UNIT | CUSTOMER | 1 February 1990 | DIAN FEBRIYANA - TSE | 1 January 1900 |  | 1 February 1990 | DIAN FEBRIYANA - TSE | - |  | ACTIVE
0613 | NI13U |  |  |  | GN00001220 | RSUP SANGLAH DENPASAR | DENPASAR | BALI | DENPASAR | MAIN UNIT | CUSTOMER | 28 July 2015 | I KADEK - TSE | 10 August 2015 |  | 28 July 2015 | I KADEK - TSE | - |  | INACTIVE
0613-1185 | AS30U | SUCTION PUMP SAM-35 | IMAGING | M.G. ELECTRIC - UK | GN00002848 | RS PEKERJA KBN (KAWASAN BERIKAT NUSANTARA) | JAKARTA-1 | DKI JAKARTA | JAKARTA UTARA | MAIN UNIT | CUSTOMER | - |  | 19 November 2013 |  | - |  | - |  | ACTIVE
0613-1186 | AS30U | SUCTION PUMP SAM-35 | IMAGING | M.G. ELECTRIC - UK | GN00002848 | RS PEKERJA KBN (KAWASAN BERIKAT NUSANTARA) | JAKARTA-1 | DKI JAKARTA | JAKARTA UTARA | MAIN UNIT | CUSTOMER | - |  | 19 November 2013 |  | - |  | - |  | ACTIVE
0613-1191 | AS30U | SUCTION PUMP SAM-35 | IMAGING | M.G. ELECTRIC - UK | GN00002848 | RS PEKERJA KBN (KAWASAN BERIKAT NUSANTARA) | JAKARTA-1 | DKI JAKARTA | JAKARTA UTARA | MAIN UNIT | CUSTOMER | - |  | 19 November 2013 |  | - |  | - |  | ACTIVE
0613-1192 | AS10U | SUCTION PUMP SAM-12 | IMAGING | M.G. ELECTRIC - UK | GN00000877 | RSUD POLEWALI | MAKASSAR | SULAWESI SELATAN | POLEWALI | MAIN UNIT | CUSTOMER | 10 April 2015 |  | 1 January 1900 |  | 10 April 2015 |  | - |  | ACTIVE
0613-1194 | AS31U |  |  |  | GN00002848 | RS PEKERJA KBN (KAWASAN BERIKAT NUSANTARA) | JAKARTA-1 | DKI JAKARTA | JAKARTA UTARA | MAIN UNIT | CUSTOMER | - |  | 1 January 2014 |  | - |  | - |  | INACTIVE
0613-1267 | AS10U | SUCTION PUMP SAM-12 | IMAGING | M.G. ELECTRIC - UK | GN00001241 | RSUD Dr. R. Sosodoro Djatikoesoemo | SURABAYA-1 | JAWA TIMUR | BOJONEGORO | MAIN UNIT | CUSTOMER | 10 April 2015 |  | 1 January 1900 |  | 10 April 2015 |  | - |  | ACTIVE
06132289 | EKFTM | PRIMA TM E-CATALOGUE | IMAGING | FUJIFILM INDONESIA, PT. | GN00000269 | RSUD PASAMAN BARAT | PADANG | SUMATERA BARAT | SIMPANG EMPAT | MAIN UNIT | CUSTOMER | 10 August 2020 | ANTONIUS SAGITA - KALIBRASI | 20 September 2020 | ABDI PUTRA - TSE | 15 July 2020 | ANTONIUS SAGITA - KALIBRASI | 20 September 2020 | ABDI PUTRA - TSE | ACTIVE
0614 | NI13U |  |  |  | GN00001220 | RSUP SANGLAH DENPASAR | DENPASAR | BALI | DENPASAR | MAIN UNIT | CUSTOMER | 28 July 2015 | I KADEK - TSE | 10 August 2015 |  | 28 July 2015 | I KADEK - TSE | - |  | INACTIVE
0614-1289 | AS20U | Suction Pump Sam-18 |  |  | GN00002178 | RSUD DR SOETOMO SURABAYA | SURABAYA-1 | JAWA TIMUR | SURABAYA | MAIN UNIT | CUSTOMER | - |  | 14 August 2014 |  | - |  | - |  | INACTIVE
0614-1290 | AS14U | SUCTION UNIT SAM-14 | IMAGING | M.G. ELECTRIC - UK | GN00001069 | RSUD LEUWILIANG | BOGOR | JAWA BARAT | BOGOR | MAIN UNIT | CUSTOMER | 20 August 2014 | IBNUL AZIZ - TSE | 19 August 2014 |  | 20 August 2014 | IBNUL AZIZ - TSE | - |  | ACTIVE
0614-1291 | AS14U | SUCTION UNIT SAM-14 | IMAGING | M.G. ELECTRIC - UK | GN00001069 | RSUD LEUWILIANG | BOGOR | JAWA BARAT | BOGOR | MAIN UNIT | CUSTOMER | 20 August 2014 | IBNUL AZIZ - TSE | 19 August 2014 |  | 20 August 2014 | IBNUL AZIZ - TSE | - |  | ACTIVE
0614-1292 | AS14U | SUCTION UNIT SAM-14 | IMAGING | M.G. ELECTRIC - UK | GN00001069 | RSUD LEUWILIANG | BOGOR | JAWA BARAT | BOGOR | MAIN UNIT | CUSTOMER | 20 August 2014 | IBNUL AZIZ - TSE | 19 August 2014 |  | 20 August 2014 | IBNUL AZIZ - TSE | - |  | ACTIVE
0614-1293 | AS14U | SUCTION UNIT SAM-14 | IMAGING | M.G. ELECTRIC - UK | GN00001069 | RSUD LEUWILIANG | BOGOR | JAWA BARAT | BOGOR | MAIN UNIT | CUSTOMER | 20 August 2014 | IBNUL AZIZ - TSE | 20 August 2014 |  | 20 August 2014 | IBNUL AZIZ - TSE | - |  | ACTIVE
06141640 | FCA11 | CONSOLE ADVANCE A12 V11 | IMAGING | FUJIFILM INDONESIA, PT. | GN21110005 | RSUD KRMT Wongsonegoro | SEMARANG | JAWA TENGAH | SEMARANG | MAIN UNIT | CUSTOMER | - |  | 29 December 2021 | ANDRIAS NUGROHO - TSE | 3 November 2021 | ARIEF SETIAWAN - TSE CP | 29 December 2021 | ANDRIAS NUGROHO - TSE | ACTIVE
06141646 | FFDRG | FDR D-EVO II G35 | IMAGING | FUJIFILM INDONESIA, PT. | GN00002986 | RDC PUSAT - RAWAGELAM | PUSAT | DKI JAKARTA | JAKARTA TIMUR | MAIN UNIT | EMP | 19 June 2020 | ANTONIUS SAGITA - KALIBRASI | - |  | 28 May 2020 | ANTONIUS SAGITA - KALIBRASI | - |  | ACTIVE
06141647 | FFDRG | FDR D-EVO II G35 | IMAGING | FUJIFILM INDONESIA, PT. | GN00002986 | RDC PUSAT - RAWAGELAM | PUSAT | DKI JAKARTA | JAKARTA TIMUR | MAIN UNIT | EMP | 19 June 2020 | ANTONIUS SAGITA - KALIBRASI | - |  | 28 May 2020 | ANTONIUS SAGITA - KALIBRASI | - |  | ACTIVE
06141649 | FFDRG | FDR D-EVO II G35 | IMAGING | FUJIFILM INDONESIA, PT. | GN00002986 | RDC PUSAT - RAWAGELAM | PUSAT | DKI JAKARTA | JAKARTA TIMUR | MAIN UNIT | EMP | 19 June 2020 | ANTONIUS SAGITA - KALIBRASI | - |  | 28 May 2020 | ANTONIUS SAGITA - KALIBRASI | - |  | ACTIVE
06141650 | FFDRG | FDR D-EVO II G35 | IMAGING | FUJIFILM INDONESIA, PT. | GN00002986 | RDC PUSAT - RAWAGELAM | PUSAT | DKI JAKARTA | JAKARTA TIMUR | MAIN UNIT | EMP | 14 May 2020 | ANTONIUS SAGITA - KALIBRASI | - |  | 14 May 2020 | ANTONIUS SAGITA - KALIBRASI | - |  | ACTIVE
06144440 | FDMAS | DPX LITE MAGAZINE S : E | IMAGING | FUJIFILM INDONESIA, PT. | GN00002986 | RDC PUSAT - RAWAGELAM | PUSAT | DKI JAKARTA | JAKARTA TIMUR | ACCESSORIES | EMP | - |  | - |  | 4 February 2021 | ARIEF SETIAWAN - TSE CP | - |  | ACTIVE
06144441 | FDMAS | DPX LITE MAGAZINE S : E | IMAGING | FUJIFILM INDONESIA, PT. | GN00002986 | RDC PUSAT - RAWAGELAM | PUSAT | DKI JAKARTA | JAKARTA TIMUR | ACCESSORIES | EMP | - |  | - |  | 4 February 2021 | ARIEF SETIAWAN - TSE CP | - |  | ACTIVE
06145931 | FDRSM | DRYPIX SMART | IMAGING | FUJIFILM INDONESIA, PT. | GN00001335 | RSUD WANGAYA | DENPASAR | BALI | DENPASAR | MAIN UNIT | CUSTOMER | 19 June 2020 | ANTONIUS SAGITA - KALIBRASI | 23 June 2020 | I KADEK - TSE | 19 June 2020 | ANTONIUS SAGITA - KALIBRASI | 23 June 2020 | I KADEK - TSE | ACTIVE
06145932 | FDRSM | DRYPIX SMART | IMAGING | FUJIFILM INDONESIA, PT. | GN17070049 | RSUD TAMAN SARI | JAKARTA-1 | DKI JAKARTA | JAKARTA BARAT | MAIN UNIT | EMP | 6 April 2020 | ANTONIUS SAGITA - KALIBRASI | 15 August 2022 | NICO HERMAWAN - TSE CP | 6 April 2020 | ANTONIUS SAGITA - KALIBRASI | 15 August 2022 | NICO HERMAWAN - TSE CP | ACTIVE
06145933 | FDRSM | DRYPIX SMART | IMAGING | FUJIFILM INDONESIA, PT. | GN18070001 | RUMAH SAKIT BHAYANGKARA PALANGKARAYA | BANJARMASIN | KALIMANTAN TENGAH | PALANGKA RAYA | MAIN UNIT | EMP | 6 April 2020 | System Auto | 14 May 2020 |  | 6 April 2020 | System Auto | - |  | ACTIVE
06145937 | FDRSM | DRYPIX SMART | IMAGING | FUJIFILM INDONESIA, PT. | GN00001927 | RS MITRA HUSADA | YOGYAKARTA | JAWA TENGAH | YOGYAKARTA | MAIN UNIT | CUSTOMER | 8 April 2020 | ANDI ISMAIL - SPV TSE TIMUR | 7 April 2020 |  | 8 April 2020 | ANDI ISMAIL - SPV TSE TIMUR | - |  | ACTIVE
06145942 | FDRSM | DRYPIX SMART | IMAGING | FUJIFILM INDONESIA, PT. | GN00003554 | RSUD EMBUNG FATIMAH | BATAM | KEPULAUAN RIAU | BATAM | MAIN UNIT | CUSTOMER | 6 April 2020 | ANTONIUS SAGITA - KALIBRASI | 4 June 2021 | RUDI SETIAWAN - TSE | 6 April 2020 | ANTONIUS SAGITA - KALIBRASI | 4 June 2021 | RUDI SETIAWAN - TSE | ACTIVE
06145943 | FDRSM | DRYPIX SMART | IMAGING | FUJIFILM INDONESIA, PT. | GN00003004 | RS HERMINA CIPUTAT | TANGERANG | BANTEN | TANGERANG | MAIN UNIT | CUSTOMER | 4 May 2020 | SAHID DERMAWAN - SPV TSE BARAT | 27 April 2020 |  | 4 May 2020 | SAHID DERMAWAN - SPV TSE BARAT | - |  | ACTIVE
06145945 | FDRSM | DRYPIX SMART | IMAGING | FUJIFILM INDONESIA, PT. | GN00001823 | RSUD Dr. SAIFUL ANWAR PROV JAWA TIMUR | MALANG | JAWA TIMUR | MALANG | MAIN UNIT | CUSTOMER | 5 May 2020 | ANDI ISMAIL - SPV TSE TIMUR | 4 May 2020 |  | 5 May 2020 | ANDI ISMAIL - SPV TSE TIMUR | - |  | ACTIVE
06145957 | FDRSM | DRYPIX SMART | IMAGING | FUJIFILM INDONESIA, PT. | GN20050007 | RS Helsa Cikampek | BEKASI | JAWA BARAT | BEKASI | MAIN UNIT | CUSTOMER | 6 April 2020 | ANTONIUS SAGITA - KALIBRASI | 10 February 2021 | GATOT SURYA ADIPUTRA - TSE | 6 April 2020 | ANTONIUS SAGITA - KALIBRASI | 10 February 2021 | GATOT SURYA ADIPUTRA - TSE | ACTIVE
06145960 | FDRSM | DRYPIX SMART | IMAGING | FUJIFILM INDONESIA, PT. | GN00002463 | RSUD DR SOEDONO | KEDIRI | JAWA TIMUR | MADIUN | MAIN UNIT | CUSTOMER | 6 April 2020 | ANTONIUS SAGITA - KALIBRASI | 12 June 2020 | PHILIP LAKRISNA - TSE | 6 April 2020 | ANTONIUS SAGITA - KALIBRASI | 12 June 2020 | PHILIP LAKRISNA - TSE | ACTIVE
06145961 | FDRSM | DRYPIX SMART | IMAGING | FUJIFILM INDONESIA, PT. | GN00002208 | RS JIWA MENUR | SURABAYA-1 | JAWA TIMUR | SURABAYA | MAIN UNIT | CUSTOMER | 4 May 2020 | ANDI ISMAIL - SPV TSE TIMUR | 4 May 2020 |  | 4 May 2020 | ANDI ISMAIL - SPV TSE TIMUR | - |  | ACTIVE
0615 | NI13U |  |  |  | GN00001220 | RSUP SANGLAH DENPASAR | DENPASAR | BALI | DENPASAR | MAIN UNIT | CUSTOMER | 28 July 2015 | I KADEK - TSE | 10 August 2015 |  | 28 July 2015 | I KADEK - TSE | - |  | INACTIVE
0615-0741 | AS30U | SUCTION PUMP SAM-35 | IMAGING | M.G. ELECTRIC - UK | GN00002986 | RDC PUSAT - RAWAGELAM | PUSAT | DKI JAKARTA | JAKARTA TIMUR | MAIN UNIT | EMP | 18 August 2015 | BUDI SUROSO - TSE | 1 January 1900 |  | 18 August 2015 | BUDI SUROSO - TSE | - |  | ACTIVE
0615-0847 | AS14U | SUCTION UNIT SAM-14 | IMAGING | M.G. ELECTRIC - UK | GN00007774 | DINAS KESEHATAN KAB/ KOTA. KUANTAN SINGINGI | PEKAN BARU | RIAU | KUANTAN SINGINGI | MAIN UNIT | CUSTOMER | 26 November 2015 | MULKAN | 26 November 2015 |  | 26 November 2015 | MULKAN | - |  | ACTIVE
0615-0848 | AS14U | SUCTION UNIT SAM-14 | IMAGING | M.G. ELECTRIC - UK | GN00002986 | RDC PUSAT - RAWAGELAM | PUSAT | DKI JAKARTA | JAKARTA TIMUR | MAIN UNIT | EMP | 18 August 2015 | BUDI SUROSO - TSE | 1 January 1900 |  | 18 August 2015 | BUDI SUROSO - TSE | - |  | ACTIVE
0615-0849 | AS14U | SUCTION UNIT SAM-14 | IMAGING | M.G. ELECTRIC - UK | GN00002986 | RDC PUSAT - RAWAGELAM | PUSAT | DKI JAKARTA | JAKARTA TIMUR | MAIN UNIT | EMP | 18 August 2015 | BUDI SUROSO - TSE | 1 January 1900 |  | 18 August 2015 | BUDI SUROSO - TSE | - |  | ACTIVE
0615-0850 | AS14U | SUCTION UNIT SAM-14 | IMAGING | M.G. ELECTRIC - UK | GN00002986 | RDC PUSAT - RAWAGELAM | PUSAT | DKI JAKARTA | JAKARTA TIMUR | MAIN UNIT | EMP | 18 August 2015 | BUDI SUROSO - TSE | 1 January 1900 |  | 18 August 2015 | BUDI SUROSO - TSE | - |  | ACTIVE
0615-0851 | AS14U | SUCTION UNIT SAM-14 | IMAGING | M.G. ELECTRIC - UK | GN00002986 | RDC PUSAT - RAWAGELAM | PUSAT | DKI JAKARTA | JAKARTA TIMUR | MAIN UNIT | EMP | 18 August 2015 | BUDI SUROSO - TSE | 1 January 1900 |  | 18 August 2015 | BUDI SUROSO - TSE | - |  | ACTIVE
0615-0852 | AS14U | SUCTION UNIT SAM-14 | IMAGING | M.G. ELECTRIC - UK | GN00002986 | RDC PUSAT - RAWAGELAM | PUSAT | DKI JAKARTA | JAKARTA TIMUR | MAIN UNIT | EMP | 18 August 2015 | BUDI SUROSO - TSE | 1 January 1900 |  | 18 August 2015 | BUDI SUROSO - TSE | - |  | ACTIVE
0615-0853 | AS14U | SUCTION UNIT SAM-14 | IMAGING | M.G. ELECTRIC - UK | GN00002986 | RDC PUSAT - RAWAGELAM | PUSAT | DKI JAKARTA | JAKARTA TIMUR | MAIN UNIT | EMP | 18 August 2015 | BUDI SUROSO - TSE | 1 January 1900 |  | 18 August 2015 | BUDI SUROSO - TSE | - |  | ACTIVE
0615-0854 | AS14U | SUCTION UNIT SAM-14 | IMAGING | M.G. ELECTRIC - UK | GN00002986 | RDC PUSAT - RAWAGELAM | PUSAT | DKI JAKARTA | JAKARTA TIMUR | MAIN UNIT | EMP | 18 August 2015 | BUDI SUROSO - TSE | 1 January 1900 |  | 18 August 2015 | BUDI SUROSO - TSE | - |  | ACTIVE
0615-0855 | AS14U | SUCTION UNIT SAM-14 | IMAGING | M.G. ELECTRIC - UK | GN00002311 | RSU MUH ANWAR SUMENEP | SURABAYA-1 | JAWA TIMUR | SUMENEP | MAIN UNIT | CUSTOMER | 3 September 2015 | GANDHI YANRANGGA | 3 September 2015 |  | 3 September 2015 | GANDHI YANRANGGA | - |  | ACTIVE
0615-0856 | AS14U | SUCTION UNIT SAM-14 | IMAGING | M.G. ELECTRIC - UK | GN00002311 | RSU MUH ANWAR SUMENEP | SURABAYA-1 | JAWA TIMUR | SUMENEP | MAIN UNIT | CUSTOMER | 3 September 2015 | GANDHI YANRANGGA | 3 September 2015 |  | 3 September 2015 | GANDHI YANRANGGA | - |  | ACTIVE
0615-0946 | AS14U | SUCTION UNIT SAM-14 | IMAGING | M.G. ELECTRIC - UK | GN00002311 | RSU MUH ANWAR SUMENEP | SURABAYA-1 | JAWA TIMUR | SUMENEP | MAIN UNIT | CUSTOMER | 3 September 2015 | GANDHI YANRANGGA | 3 September 2015 |  | 3 September 2015 | GANDHI YANRANGGA | - |  | ACTIVE
0615-0947 | AS14U | SUCTION UNIT SAM-14 | IMAGING | M.G. ELECTRIC - UK | GN00002311 | RSU MUH ANWAR SUMENEP | SURABAYA-1 | JAWA TIMUR | SUMENEP | MAIN UNIT | CUSTOMER | 3 September 2015 | GANDHI YANRANGGA | 3 September 2015 |  | 3 September 2015 | GANDHI YANRANGGA | - |  | ACTIVE
0615-0959 | AS30U | SUCTION PUMP SAM-35 | IMAGING | M.G. ELECTRIC - UK | GN00002986 | RDC PUSAT - RAWAGELAM | PUSAT | DKI JAKARTA | JAKARTA TIMUR | MAIN UNIT | EMP | 18 August 2015 | BUDI SUROSO - TSE | 1 January 1900 |  | 18 August 2015 | BUDI SUROSO - TSE | - |  | ACTIVE
0615-0960 | AS30U | SUCTION PUMP SAM-35 | IMAGING | M.G. ELECTRIC - UK | GN00008892 | PUSKESMAS KECAMATAN MAMPANG PRAPATAN | PEJATEN | DKI JAKARTA | JAKARTA SELATAN | MAIN UNIT | CUSTOMER | 18 August 2015 | TRIYONO - TSE AREA BARAT | 1 January 1900 |  | 18 August 2015 | TRIYONO - TSE AREA BARAT | - |  | ACTIVE
0615-0961 | AS30U | SUCTION PUMP SAM-35 | IMAGING | M.G. ELECTRIC - UK | GN00000970 | RSUD MAJALAYA | BANDUNG | JAWA BARAT | BANDUNG | MAIN UNIT | CUSTOMER | 7 September 2015 | SUKMA WIJAYA - TSE | 7 September 2015 |  | 7 September 2015 | SUKMA WIJAYA - TSE | - |  | ACTIVE
0615-0962 | AS30U | SUCTION PUMP SAM-35 | IMAGING | M.G. ELECTRIC - UK | GN00000970 | RSUD MAJALAYA | BANDUNG | JAWA BARAT | BANDUNG | MAIN UNIT | CUSTOMER | 18 August 2015 | SUKMA WIJAYA - TSE | 7 September 2015 |  | 18 August 2015 | SUKMA WIJAYA - TSE | - |  | ACTIVE
0615-0963 | AS30U | SUCTION PUMP SAM-35 | IMAGING | M.G. ELECTRIC - UK | GN00000970 | RSUD MAJALAYA | BANDUNG | JAWA BARAT | BANDUNG | MAIN UNIT | CUSTOMER | 18 August 2015 | SUKMA WIJAYA - TSE | 7 September 2015 |  | 18 August 2015 | SUKMA WIJAYA - TSE | - |  | ACTIVE
0615-0964 | AS30U | SUCTION PUMP SAM-35 | IMAGING | M.G. ELECTRIC - UK | GN00000680 | RSUD INCHE ABDOEL MOEIS | SAMARINDA | KALIMANTAN TIMUR | SAMARINDA | MAIN UNIT | CUSTOMER | - |  | 8 September 2015 |  | - |  | - |  | ACTIVE
0615-0965 | AS30U | SUCTION PUMP SAM-35 | IMAGING | M.G. ELECTRIC - UK | GN00000680 | RSUD INCHE ABDOEL MOEIS | SAMARINDA | KALIMANTAN TIMUR | SAMARINDA | MAIN UNIT | CUSTOMER | - |  | 8 September 2015 |  | - |  | - |  | ACTIVE
0615-0966 | AS30U | SUCTION PUMP SAM-35 | IMAGING | M.G. ELECTRIC - UK | GN00000680 | RSUD INCHE ABDOEL MOEIS | SAMARINDA | KALIMANTAN TIMUR | SAMARINDA | MAIN UNIT | CUSTOMER | - |  | 8 September 2015 |  | - |  | - |  | ACTIVE
0615-0967 | AS30U | SUCTION PUMP SAM-35 | IMAGING | M.G. ELECTRIC - UK | GN00000680 | RSUD INCHE ABDOEL MOEIS | SAMARINDA | KALIMANTAN TIMUR | SAMARINDA | MAIN UNIT | CUSTOMER | - |  | 8 September 2015 |  | - |  | - |  | ACTIVE
0615-0968 | AS30U | SUCTION PUMP SAM-35 | IMAGING | M.G. ELECTRIC - UK | GN00002986 | RDC PUSAT - RAWAGELAM | PUSAT | DKI JAKARTA | JAKARTA TIMUR | MAIN UNIT | EMP | 18 August 2015 | BUDI SUROSO - TSE | 1 January 1900 |  | 18 August 2015 | BUDI SUROSO - TSE | - |  | ACTIVE
0615-0969 | AS30U | SUCTION PUMP SAM-35 | IMAGING | M.G. ELECTRIC - UK | GN00000218 | RSUD SIAK ( T RAFI'AN SIAK ) | PEKAN BARU | RIAU | SIAK SRI INDRAPURA | MAIN UNIT | CUSTOMER | 6 October 2015 | MULKAN | 6 October 2015 |  | 6 October 2015 | MULKAN | - |  | ACTIVE
0615-0970 | AS30U | SUCTION PUMP SAM-35 | IMAGING | M.G. ELECTRIC - UK | GN00002986 | RDC PUSAT - RAWAGELAM | PUSAT | DKI JAKARTA | JAKARTA TIMUR | MAIN UNIT | EMP | 18 August 2015 | BUDI SUROSO - TSE | 1 January 1900 |  | 18 August 2015 | BUDI SUROSO - TSE | - |  | ACTIVE
06150851 | AS14U | SUCTION UNIT SAM-14 | IMAGING | M.G. ELECTRIC - UK | GN00002760 | RSUD BANGKALAN | SURABAYA-2 | JAWA TIMUR | BANGKALAN | MAIN UNIT | CUSTOMER | 29 October 2015 | GANDHI YANRANGGA | 8 October 2015 |  | 29 October 2015 | GANDHI YANRANGGA | - |  | ACTIVE
06150960 | AS30U | SUCTION PUMP SAM-35 | IMAGING | M.G. ELECTRIC - UK | GN00008892 | PUSKESMAS KECAMATAN MAMPANG PRAPATAN | PEJATEN | DKI JAKARTA | JAKARTA SELATAN | MAIN UNIT | CUSTOMER | 5 September 2018 | TRIYONO - TSE AREA BARAT | 1 January 2018 |  | 5 September 2018 | TRIYONO - TSE AREA BARAT | - |  | ACTIVE
0616 | NI13U |  |  |  | GN00001220 | RSUP SANGLAH DENPASAR | DENPASAR | BALI | DENPASAR | MAIN UNIT | CUSTOMER | 9 June 2016 | I KADEK - TSE | 10 August 2015 |  | 9 June 2016 | I KADEK - TSE | - |  | INACTIVE
0617 | NI13U |  |  |  | GN00001220 | RSUP SANGLAH DENPASAR | DENPASAR | BALI | DENPASAR | MAIN UNIT | CUSTOMER | 28 July 2015 | I KADEK - TSE | 10 August 2015 |  | 28 July 2015 | I KADEK - TSE | - |  | INACTIVE
0617-1314 | AS30U | SUCTION PUMP SAM-35 | IMAGING | M.G. ELECTRIC - UK | GN00002986 | RDC PUSAT - RAWAGELAM | PUSAT | DKI JAKARTA | JAKARTA TIMUR | MAIN UNIT | EMP | 18 July 2017 | ARIEF SETIAWAN - TSE CP | 17 July 2017 |  | 18 July 2017 | ARIEF SETIAWAN - TSE CP | - |  | ACTIVE
0617-1315 | AS30U | SUCTION PUMP SAM-35 | IMAGING | M.G. ELECTRIC - UK | GN00002986 | RDC PUSAT - RAWAGELAM | PUSAT | DKI JAKARTA | JAKARTA TIMUR | MAIN UNIT | EMP | 18 July 2017 | ARIEF SETIAWAN - TSE CP | 17 July 2017 |  | 18 July 2017 | ARIEF SETIAWAN - TSE CP | - |  | ACTIVE
0617-1316 | AS30U | SUCTION PUMP SAM-35 | IMAGING | M.G. ELECTRIC - UK | GN00002986 | RDC PUSAT - RAWAGELAM | PUSAT | DKI JAKARTA | JAKARTA TIMUR | MAIN UNIT | EMP | 18 July 2017 | ARIEF SETIAWAN - TSE CP | 17 July 2017 |  | 18 July 2017 | ARIEF SETIAWAN - TSE CP | - |  | ACTIVE
0617-1318 | AS30U | SUCTION PUMP SAM-35 | IMAGING | M.G. ELECTRIC - UK | GN00002986 | RDC PUSAT - RAWAGELAM | PUSAT | DKI JAKARTA | JAKARTA TIMUR | MAIN UNIT | EMP | 19 March 2018 | ARIEF SETIAWAN - TSE CP | 16 March 2018 |  | 19 March 2018 | ARIEF SETIAWAN - TSE CP | - |  | ACTIVE
0617-1319 | AS30U | SUCTION PUMP SAM-35 | IMAGING | M.G. ELECTRIC - UK | GN00002986 | RDC PUSAT - RAWAGELAM | PUSAT | DKI JAKARTA | JAKARTA TIMUR | MAIN UNIT | EMP | 19 March 2018 | ARIEF SETIAWAN - TSE CP | 16 March 2018 |  | 19 March 2018 | ARIEF SETIAWAN - TSE CP | - |  | ACTIVE
0617-1320 | AS30U | SUCTION PUMP SAM-35 | IMAGING | M.G. ELECTRIC - UK | GN00002986 | RDC PUSAT - RAWAGELAM | PUSAT | DKI JAKARTA | JAKARTA TIMUR | MAIN UNIT | EMP | 19 March 2018 | ARIEF SETIAWAN - TSE CP | 16 March 2018 |  | 19 March 2018 | ARIEF SETIAWAN - TSE CP | - |  | ACTIVE
0617-1321 | AS30U | SUCTION PUMP SAM-35 | IMAGING | M.G. ELECTRIC - UK | GN00002986 | RDC PUSAT - RAWAGELAM | PUSAT | DKI JAKARTA | JAKARTA TIMUR | MAIN UNIT | EMP | 19 March 2018 | ARIEF SETIAWAN - TSE CP | 16 March 2018 |  | 19 March 2018 | ARIEF SETIAWAN - TSE CP | - |  | ACTIVE
0617-1322 | AS30U | SUCTION PUMP SAM-35 | IMAGING | M.G. ELECTRIC - UK | GN00002986 | RDC PUSAT - RAWAGELAM | PUSAT | DKI JAKARTA | JAKARTA TIMUR | MAIN UNIT | EMP | 19 March 2018 | ARIEF SETIAWAN - TSE CP | 16 March 2018 |  | 19 March 2018 | ARIEF SETIAWAN - TSE CP | - |  | ACTIVE
0617-1323 | AS30U | SUCTION PUMP SAM-35 | IMAGING | M.G. ELECTRIC - UK | GN00002986 | RDC PUSAT - RAWAGELAM | PUSAT | DKI JAKARTA | JAKARTA TIMUR | MAIN UNIT | EMP | 19 March 2018 | ARIEF SETIAWAN - TSE CP | 16 March 2018 |  | 19 March 2018 | ARIEF SETIAWAN - TSE CP | - |  | ACTIVE
0617-1324 | AS30U | SUCTION PUMP SAM-35 | IMAGING | M.G. ELECTRIC - UK | GN00002986 | RDC PUSAT - RAWAGELAM | PUSAT | DKI JAKARTA | JAKARTA TIMUR | MAIN UNIT | EMP | 19 March 2018 | ARIEF SETIAWAN - TSE CP | 16 March 2018 |  | 19 March 2018 | ARIEF SETIAWAN - TSE CP | - |  | ACTIVE
0617-1325 | AS30U | SUCTION PUMP SAM-35 | IMAGING | M.G. ELECTRIC - UK | GN00002986 | RDC PUSAT - RAWAGELAM | PUSAT | DKI JAKARTA | JAKARTA TIMUR | MAIN UNIT | EMP | 19 March 2018 | ARIEF SETIAWAN - TSE CP | 16 March 2018 |  | 19 March 2018 | ARIEF SETIAWAN - TSE CP | - |  | ACTIVE
0617-1326 | AS30U | SUCTION PUMP SAM-35 | IMAGING | M.G. ELECTRIC - UK | GN00002986 | RDC PUSAT - RAWAGELAM | PUSAT | DKI JAKARTA | JAKARTA TIMUR | MAIN UNIT | EMP | 19 March 2018 | ARIEF SETIAWAN - TSE CP | 16 March 2018 |  | 19 March 2018 | ARIEF SETIAWAN - TSE CP | - |  | ACTIVE
06172018 | EKFCS | PROFECT CS E-CATALOGUE | IMAGING | FUJIFILM INDONESIA, PT. | GN00002986 | RDC PUSAT - RAWAGELAM | PUSAT | DKI JAKARTA | JAKARTA TIMUR | MAIN UNIT | EMP | 10 August 2020 | ANTONIUS SAGITA - KALIBRASI | - |  | 1 July 2020 | ANTONIUS SAGITA - KALIBRASI | - |  | ACTIVE
0618 | NI13U |  |  |  | GN00001220 | RSUP SANGLAH DENPASAR | DENPASAR | BALI | DENPASAR | MAIN UNIT | CUSTOMER | 10 August 2015 | I KADEK - TSE | 5 August 2015 |  | 10 August 2015 | I KADEK - TSE | - |  | INACTIVE
0618-0955 | AS30U | SUCTION PUMP SAM-35 | IMAGING | M.G. ELECTRIC - UK | GN00001169 | RSUD MAJALENGKA | CIREBON | JAWA BARAT | MAJALENGKA | MAIN UNIT | CUSTOMER | 30 November 2018 | SUKMA WIJAYA - TSE | 30 November 2018 |  | 30 November 2018 | SUKMA WIJAYA - TSE | - |  | ACTIVE
0618-0956 | AS30U | SUCTION PUMP SAM-35 | IMAGING | M.G. ELECTRIC - UK | GN00001169 | RSUD MAJALENGKA | CIREBON | JAWA BARAT | MAJALENGKA | MAIN UNIT | CUSTOMER | 30 November 2018 | SUKMA WIJAYA - TSE | 21 August 2018 |  | 30 November 2018 | SUKMA WIJAYA - TSE | - |  | ACTIVE
0618-0980 | AS14U | SUCTION UNIT SAM-14 | IMAGING | M.G. ELECTRIC - UK | GN00002986 | RDC PUSAT - RAWAGELAM | PUSAT | DKI JAKARTA | JAKARTA TIMUR | MAIN UNIT | EMP | 21 August 2018 | ANTONIUS SAGITA - KALIBRASI | 21 August 2018 |  | 21 August 2018 | ANTONIUS SAGITA - KALIBRASI | - |  | ACTIVE
0618-0981 | AS14U | SUCTION UNIT SAM-14 | IMAGING | M.G. ELECTRIC - UK | GN00002986 | RDC PUSAT - RAWAGELAM | PUSAT | DKI JAKARTA | JAKARTA TIMUR | MAIN UNIT | EMP | 21 August 2018 | ANTONIUS SAGITA - KALIBRASI | 21 August 2018 |  | 21 August 2018 | ANTONIUS SAGITA - KALIBRASI | - |  | ACTIVE
0618-0982 | AS14U | SUCTION UNIT SAM-14 | IMAGING | M.G. ELECTRIC - UK | GN17030018 | DINAS KESEHATAN KABUPATEN TANGERANG | TANGERANG | BANTEN | TANGERANG | MAIN UNIT | CUSTOMER | 28 September 2018 | ARBIANSYAH - TSE | 28 September 2018 |  | 28 September 2018 | ARBIANSYAH - TSE | - |  | ACTIVE
0618-0983 | AS14U | SUCTION UNIT SAM-14 | IMAGING | M.G. ELECTRIC - UK | GN00002986 | RDC PUSAT - RAWAGELAM | PUSAT | DKI JAKARTA | JAKARTA TIMUR | MAIN UNIT | EMP | 21 August 2018 | ANTONIUS SAGITA - KALIBRASI | 21 August 2018 |  | 21 August 2018 | ANTONIUS SAGITA - KALIBRASI | - |  | ACTIVE
0618-0984 | AS14U | SUCTION UNIT SAM-14 | IMAGING | M.G. ELECTRIC - UK | GN00002932 | DINAS KESEHATAN KAB/KOTA. BANDAR LAMPUNG | BANDAR LAMPUNG | LAMPUNG | BANDAR LAMPUNG | MAIN UNIT | CUSTOMER | 17 September 2018 |  | 17 September 2018 |  | 17 September 2018 |  | - |  | ACTIVE
0618-0985 | AS14U | SUCTION UNIT SAM-14 | IMAGING | M.G. ELECTRIC - UK | GN17030018 | DINAS KESEHATAN KABUPATEN TANGERANG | TANGERANG | BANTEN | TANGERANG | MAIN UNIT | CUSTOMER | 4 October 2018 | ARBIANSYAH - TSE | 4 October 2018 |  | 4 October 2018 | ARBIANSYAH - TSE | - |  | ACTIVE
0618-0986 | AS14U | SUCTION UNIT SAM-14 | IMAGING | M.G. ELECTRIC - UK | GN00002986 | RDC PUSAT - RAWAGELAM | PUSAT | DKI JAKARTA | JAKARTA TIMUR | MAIN UNIT | EMP | 21 August 2018 | ANTONIUS SAGITA - KALIBRASI | 21 August 2018 |  | 21 August 2018 | ANTONIUS SAGITA - KALIBRASI | - |  | ACTIVE
0618-0987 | AS14U | SUCTION UNIT SAM-14 | IMAGING | M.G. ELECTRIC - UK | GN17030018 | DINAS KESEHATAN KABUPATEN TANGERANG | TANGERANG | BANTEN | TANGERANG | MAIN UNIT | CUSTOMER | 4 October 2018 | ARBIANSYAH - TSE | 4 October 2018 |  | 4 October 2018 | ARBIANSYAH - TSE | - |  | ACTIVE
0618-0988 | AS14U | SUCTION UNIT SAM-14 | IMAGING | M.G. ELECTRIC - UK | GN17030018 | DINAS KESEHATAN KABUPATEN TANGERANG | TANGERANG | BANTEN | TANGERANG | MAIN UNIT | CUSTOMER | 4 October 2018 | ARBIANSYAH - TSE | 4 October 2018 |  | 4 October 2018 | ARBIANSYAH - TSE | - |  | ACTIVE
0618-0989 | AS14U | SUCTION UNIT SAM-14 | IMAGING | M.G. ELECTRIC - UK | GN00002986 | RDC PUSAT - RAWAGELAM | PUSAT | DKI JAKARTA | JAKARTA TIMUR | MAIN UNIT | EMP | 21 August 2018 | ANTONIUS SAGITA - KALIBRASI | 21 August 2018 |  | 21 August 2018 | ANTONIUS SAGITA - KALIBRASI | - |  | ACTIVE
0619 | NI13U |  |  |  | GN00001066 | RSUD CIBINONG | BOGOR | JAWA BARAT | BOGOR | MAIN UNIT | CUSTOMER | 3 August 2015 | IBNUL AZIZ - TSE | 31 July 2015 |  | 3 August 2015 | IBNUL AZIZ - TSE | - |  | INACTIVE
062/X/12 | TM19U |  |  |  | GN00001719 | RSUD GERUNG | MATARAM | NUSA TENGGARA BARAT | MATARAM | MAIN UNIT | CUSTOMER | 1 February 1990 | I KADEK - TSE | 1 January 1900 |  | 1 February 1990 | I KADEK - TSE | - |  | INACTIVE
0620 | NI13U |  |  |  | GN00001066 | RSUD CIBINONG | BOGOR | JAWA BARAT | BOGOR | MAIN UNIT | CUSTOMER | 3 August 2015 | IBNUL AZIZ - TSE | 31 July 2015 |  | 3 August 2015 | IBNUL AZIZ - TSE | - |  | INACTIVE
0621 | NI14U | INFANT INCUBATOR LCS-ICU | IMAGING | NAKAMURA MEDICAL | GN00000011 | RSUD BUDHI ASIH | JAKARTA-1 | DKI JAKARTA | JAKARTA TIMUR | MAIN UNIT | CUSTOMER | 25 August 2015 | IBNUL AZIZ - TSE | 25 August 2015 |  | 25 August 2015 | IBNUL AZIZ - TSE | - |  | ACTIVE
0622 | NI14U | INFANT INCUBATOR LCS-ICU | IMAGING | NAKAMURA MEDICAL | GN00000011 | RSUD BUDHI ASIH | JAKARTA-1 | DKI JAKARTA | JAKARTA TIMUR | MAIN UNIT | CUSTOMER | 3 September 2015 | IBNUL AZIZ - TSE | 24 August 2015 |  | 3 September 2015 | IBNUL AZIZ - TSE | - |  | ACTIVE
06220986 | MG12U | Suction SAM12 Mobile | IMAGING | M.G. ELECTRIC - UK | GN00002986 | RDC PUSAT - RAWAGELAM | PUSAT | DKI JAKARTA | JAKARTA TIMUR | MAIN UNIT | EMP | - |  | - |  | 10 October 2022 | ANTONIUS SAGITA - KALIBRASI | - |  | ACTIVE
06220987 | MG12U | Suction SAM12 Mobile | IMAGING | M.G. ELECTRIC - UK | GN00002986 | RDC PUSAT - RAWAGELAM | PUSAT | DKI JAKARTA | JAKARTA TIMUR | MAIN UNIT | EMP | - |  | - |  | 10 October 2022 | ANTONIUS SAGITA - KALIBRASI | - |  | ACTIVE
06220988 | MG12U | Suction SAM12 Mobile | IMAGING | M.G. ELECTRIC - UK | GN00002986 | RDC PUSAT - RAWAGELAM | PUSAT | DKI JAKARTA | JAKARTA TIMUR | MAIN UNIT | EMP | - |  | - |  | 10 October 2022 | ANTONIUS SAGITA - KALIBRASI | - |  | ACTIVE
06220989 | MG12U | Suction SAM12 Mobile | IMAGING | M.G. ELECTRIC - UK | GN17040022 | HERMINA KEMAYORAN HOSPITAL | JAKARTA-1 | DKI JAKARTA | JAKARTA PUSAT | MAIN UNIT | CUSTOMER | - |  | 1 December 2022 |  | 10 October 2022 | ANTONIUS SAGITA - KALIBRASI | 27 December 2023 | SAHID DERMAWAN - SPV TSE BARAT | ACTIVE
06220990 | MG12U | Suction SAM12 Mobile | IMAGING | M.G. ELECTRIC - UK | GN17040022 | HERMINA KEMAYORAN HOSPITAL | JAKARTA-1 | DKI JAKARTA | JAKARTA PUSAT | MAIN UNIT | CUSTOMER | - |  | 1 December 2022 |  | 10 October 2022 | ANTONIUS SAGITA - KALIBRASI | 27 December 2023 | SAHID DERMAWAN - SPV TSE BARAT | ACTIVE
06220991 | MG12U | Suction SAM12 Mobile | IMAGING | M.G. ELECTRIC - UK | GN17040022 | HERMINA KEMAYORAN HOSPITAL | JAKARTA-1 | DKI JAKARTA | JAKARTA PUSAT | MAIN UNIT | CUSTOMER | - |  | 1 December 2022 |  | 10 October 2022 | ANTONIUS SAGITA - KALIBRASI | 27 December 2023 | SAHID DERMAWAN - SPV TSE BARAT | ACTIVE
06224490 | FDRED | DRYPIX EDGE 3T | IMAGING | FUJIFILM INDONESIA, PT. | GN00008625 | RS UDAYANA | DENPASAR | BALI | DENPASAR | MAIN UNIT | CUSTOMER | 22 October 2020 | ANTONIUS SAGITA - KALIBRASI | 13 October 2020 | I KADEK - TSE | 12 October 2020 | ANTONIUS SAGITA - KALIBRASI | 22 October 2020 | ANTONIUS SAGITA - KALIBRASI | ACTIVE
06224496 | FDRED | DRYPIX EDGE 3T | IMAGING | FUJIFILM INDONESIA, PT. | GN00002986 | RDC PUSAT - RAWAGELAM | PUSAT | DKI JAKARTA | JAKARTA TIMUR | MAIN UNIT | EMP | 11 May 2020 | ANTONIUS SAGITA - KALIBRASI | - |  | 11 May 2020 | ANTONIUS SAGITA - KALIBRASI | - |  | ACTIVE
06224499 | FDRED | DRYPIX EDGE 3T | IMAGING | FUJIFILM INDONESIA, PT. | GN00001854 | DINAS KESEHATAN KOTA KEDIRI | KEDIRI | JAWA TIMUR | KEDIRI | MAIN UNIT | CUSTOMER | 11 May 2020 | ANTONIUS SAGITA - KALIBRASI | 24 July 2020 | PHILIP LAKRISNA - TSE | 11 May 2020 | ANTONIUS SAGITA - KALIBRASI | - |  | ACTIVE
0623 | NI14U | INFANT INCUBATOR LCS-ICU | IMAGING | NAKAMURA MEDICAL | GN00000011 | RSUD BUDHI ASIH | JAKARTA-1 | DKI JAKARTA | JAKARTA TIMUR | MAIN UNIT | CUSTOMER | 25 August 2015 | IBNUL AZIZ - TSE | 25 August 2015 |  | 25 August 2015 | IBNUL AZIZ - TSE | - |  | ACTIVE
0624 | NI14U | INFANT INCUBATOR LCS-ICU | IMAGING | NAKAMURA MEDICAL | GN00000011 | RSUD BUDHI ASIH | JAKARTA-1 | DKI JAKARTA | JAKARTA TIMUR | MAIN UNIT | CUSTOMER | 25 August 2015 | IBNUL AZIZ - TSE | 25 August 2015 |  | 25 August 2015 | IBNUL AZIZ - TSE | - |  | ACTIVE
0625 | NI14U | INFANT INCUBATOR LCS-ICU | IMAGING | NAKAMURA MEDICAL | GN00000011 | RSUD BUDHI ASIH | JAKARTA-1 | DKI JAKARTA | JAKARTA TIMUR | MAIN UNIT | CUSTOMER | 25 August 2015 | IBNUL AZIZ - TSE | 25 August 2015 |  | 25 August 2015 | IBNUL AZIZ - TSE | - |  | ACTIVE
0626 | NI14U | INFANT INCUBATOR LCS-ICU | IMAGING | NAKAMURA MEDICAL | GN00000011 | RSUD BUDHI ASIH | JAKARTA-1 | DKI JAKARTA | JAKARTA TIMUR | MAIN UNIT | CUSTOMER | 25 August 2015 | IBNUL AZIZ - TSE | 25 August 2015 |  | 25 August 2015 | IBNUL AZIZ - TSE | - |  | ACTIVE
0627 | NI14U | INFANT INCUBATOR LCS-ICU | IMAGING | NAKAMURA MEDICAL | GN00000011 | RSUD BUDHI ASIH | JAKARTA-1 | DKI JAKARTA | JAKARTA TIMUR | MAIN UNIT | CUSTOMER | 25 August 2015 | IBNUL AZIZ - TSE | 25 August 2015 |  | 25 August 2015 | IBNUL AZIZ - TSE | - |  | ACTIVE
0628 | NI14U | INFANT INCUBATOR LCS-ICU | IMAGING | NAKAMURA MEDICAL | GN00000011 | RSUD BUDHI ASIH | JAKARTA-1 | DKI JAKARTA | JAKARTA TIMUR | MAIN UNIT | CUSTOMER | 25 August 2015 | IBNUL AZIZ - TSE | 25 August 2015 |  | 25 August 2015 | IBNUL AZIZ - TSE | - |  | ACTIVE
0629 | NI14U | INFANT INCUBATOR LCS-ICU | IMAGING | NAKAMURA MEDICAL | GN00000011 | RSUD BUDHI ASIH | JAKARTA-1 | DKI JAKARTA | JAKARTA TIMUR | MAIN UNIT | CUSTOMER | 25 August 2015 | IBNUL AZIZ - TSE | 25 August 2015 |  | 25 August 2015 | IBNUL AZIZ - TSE | - |  | ACTIVE
063/III/10 | BD910 |  |  |  | GN00002980 | RSUD REGIONAL PROV. SULBAR | PALU | SULAWESI TENGAH | PALU | MAIN UNIT | CUSTOMER | 10 April 2015 |  | 1 January 1900 |  | 10 April 2015 |  | - |  | INACTIVE
063/III/10 T910 SC-C | TM01U | Infant Incubator Tsn910Sc |  |  | GN00000868 | RSU PROV SULBAR | MAKASSAR | SULAWESI BARAT | MAMUJU | MAIN UNIT | CUSTOMER | 10 April 2015 |  | 1 January 1900 |  | 10 April 2015 |  | - |  | ACTIVE
063/IV/14 | TI705 |  |  |  | GN00003340 | RSUD PROF.DR. SOEKANDAR MOJOSARI | SURABAYA-2 | JAWA TIMUR | MOJOKERTO | MAIN UNIT | CUSTOMER | - |  | 6 November 2014 |  | - |  | - |  | INACTIVE
063/X/12 | TM19U |  |  |  | GN00000217 | RSUD BANGKINANG | PEKAN BARU | RIAU | BANGKINANG | MAIN UNIT | CUSTOMER | 26 December 2014 | MULKAN | 1 January 1900 |  | 26 December 2014 | MULKAN | - |  | INACTIVE
0630 | NI14U | INFANT INCUBATOR LCS-ICU | IMAGING | NAKAMURA MEDICAL | GN00000011 | RSUD BUDHI ASIH | JAKARTA-1 | DKI JAKARTA | JAKARTA TIMUR | MAIN UNIT | CUSTOMER | 25 August 2015 | IBNUL AZIZ - TSE | 25 August 2015 |  | 25 August 2015 | IBNUL AZIZ - TSE | - |  | ACTIVE
0631 | NI14U | INFANT INCUBATOR LCS-ICU | IMAGING | NAKAMURA MEDICAL | GN00006018 | RSUD GUNUNGJATI | CIREBON | JAWA BARAT | CIREBON | MAIN UNIT | CUSTOMER | 11 August 2015 | SUKMA WIJAYA - TSE | 3 September 2015 |  | 11 August 2015 | SUKMA WIJAYA - TSE | - |  | ACTIVE
0631-0632 | AS30U | SUCTION PUMP SAM-35 | IMAGING | M.G. ELECTRIC - UK | GN00002986 | RDC PUSAT - RAWAGELAM | PUSAT | DKI JAKARTA | JAKARTA TIMUR | MAIN UNIT | EMP | 26 May 2016 | ARIEF SETIAWAN - TSE CP | 23 May 2016 |  | 26 May 2016 | ARIEF SETIAWAN - TSE CP | - |  | ACTIVE
0632 | NI14U | INFANT INCUBATOR LCS-ICU | IMAGING | NAKAMURA MEDICAL | GN00000629 | RSUD ULIN | BANJARMASIN | KALIMANTAN SELATAN | BANJARMASIN | MAIN UNIT | CUSTOMER | - |  | 15 September 2015 |  | - |  | - |  | ACTIVE
06324807 | FDRED | DRYPIX EDGE 3T | IMAGING | FUJIFILM INDONESIA, PT. | GN00002986 | RDC PUSAT - RAWAGELAM | PUSAT | DKI JAKARTA | JAKARTA TIMUR | MAIN UNIT | EMP | 7 January 2021 | ARIEF SETIAWAN - TSE CP | - |  | 3 November 2020 | ARIEF SETIAWAN - TSE CP | - |  | ACTIVE
0633 | NI14U | INFANT INCUBATOR LCS-ICU | IMAGING | NAKAMURA MEDICAL | GN00000629 | RSUD ULIN | BANJARMASIN | KALIMANTAN SELATAN | BANJARMASIN | MAIN UNIT | CUSTOMER | - |  | 15 September 2015 |  | - |  | - |  | ACTIVE
06336314 | FDRLI | DRYPIX LITE | IMAGING | FUJIFILM INDONESIA, PT. | GN19010020 | PT SRI INTAN PERKASA | BEKASI | JAWA BARAT | BEKASI | MAIN UNIT | CUSTOMER | 22 October 2020 | ANTONIUS SAGITA - KALIBRASI | 31 December 2021 | GATOT SURYA ADIPUTRA - TSE | 31 August 2020 | ANTONIUS SAGITA - KALIBRASI | 31 December 2021 | GATOT SURYA ADIPUTRA - TSE | ACTIVE
0634 | NI14U | INFANT INCUBATOR LCS-ICU | IMAGING | NAKAMURA MEDICAL | GN00000629 | RSUD ULIN | BANJARMASIN | KALIMANTAN SELATAN | BANJARMASIN | MAIN UNIT | CUSTOMER | - |  | 15 September 2015 |  | - |  | - |  | ACTIVE
06341940 | FEFDR | FDR D-EVO II | IMAGING | FUJIFILM INDONESIA, PT. | GN00002986 | RDC PUSAT - RAWAGELAM | PUSAT | DKI JAKARTA | JAKARTA TIMUR | MAIN UNIT | EMP | 22 September 2020 | ARIEF SETIAWAN - TSE CP | - |  | 22 September 2020 | ARIEF SETIAWAN - TSE CP | - |  | ACTIVE
06341941 | FEFDR | FDR D-EVO II | IMAGING | FUJIFILM INDONESIA, PT. | GN00001241 | RSUD Dr. R. Sosodoro Djatikoesoemo | SURABAYA-1 | JAWA TIMUR | BOJONEGORO | MAIN UNIT | CUSTOMER | 10 August 2020 | ANTONIUS SAGITA - KALIBRASI | 13 November 2020 | YUNAN ARIMUNTIAN - TSE | 4 August 2020 | ANTONIUS SAGITA - KALIBRASI | 13 November 2020 | YUNAN ARIMUNTIAN - TSE | ACTIVE
06344894 | FDMAS | DPX LITE MAGAZINE S : E | IMAGING | FUJIFILM INDONESIA, PT. | GN00008727 | RSU UMMI MANDIRI | BENGKULU | BENGKULU | BENGKULU | ACCESSORIES | EMP | - |  | 30 August 2022 | ABDI PUTRA - TSE | 4 February 2021 | ARIEF SETIAWAN - TSE CP | 30 August 2022 | ABDI PUTRA - TSE | ACTIVE
06344901 | FDMAS | DPX LITE MAGAZINE S : E | IMAGING | FUJIFILM INDONESIA, PT. | GN00000434 | RS HKBP BALIGE | PEMATANG SIANTAR | SUMATERA UTARA | BALIGE | ACCESSORIES | EMP | - |  | 31 December 2021 | BARITA P-SIMAMORA - TSE | 4 February 2021 | ARIEF SETIAWAN - TSE CP | 31 December 2021 | BARITA P-SIMAMORA - TSE | ACTIVE
0634721 | FDRSM | DRYPIX SMART | IMAGING | FUJIFILM INDONESIA, PT. | GN00002986 | RDC PUSAT - RAWAGELAM | PUSAT | DKI JAKARTA | JAKARTA TIMUR | MAIN UNIT | EMP | 14 May 2020 | ANTONIUS SAGITA - KALIBRASI | - |  | 14 May 2020 | ANTONIUS SAGITA - KALIBRASI | - |  | ACTIVE
06347259 | FDRSM | DRYPIX SMART | IMAGING | FUJIFILM INDONESIA, PT. | GN00011037 | RSUD. TORABELO (SIGI) | PALU | SULAWESI TENGAH | SIGI BIROMARU | MAIN UNIT | CUSTOMER | 14 May 2020 | ANTONIUS SAGITA - KALIBRASI | 23 July 2020 | SARWANDI - TSE | 14 May 2020 | ANTONIUS SAGITA - KALIBRASI | 23 July 2020 | SARWANDI - TSE | ACTIVE
06347302 | FDRSM | DRYPIX SMART | IMAGING | FUJIFILM INDONESIA, PT. | GN20080017 | RSU MUHAMMADIYAH BABAT | SURABAYA-1 | JAWA TIMUR | SURABAYA | MAIN UNIT | EMP | 10 August 2020 | ANTONIUS SAGITA - KALIBRASI | 30 July 2020 | MIKKI FAHRIZI - TSE | 1 July 2020 | ANTONIUS SAGITA - KALIBRASI | 10 August 2020 | ANTONIUS SAGITA - KALIBRASI | ACTIVE
06347317 | FDRSM | DRYPIX SMART | IMAGING | FUJIFILM INDONESIA, PT. | GN00001647 | RSU BALA KESELAMATAN | MALANG | JAWA TIMUR | MALANG | MAIN UNIT | CUSTOMER | 10 August 2020 | ANTONIUS SAGITA - KALIBRASI | 30 September 2020 | PHILIP LAKRISNA - TSE | 1 July 2020 | ANTONIUS SAGITA - KALIBRASI | 30 September 2020 | PHILIP LAKRISNA - TSE | ACTIVE
06347321 | FDRSM | DRYPIX SMART | IMAGING | FUJIFILM INDONESIA, PT. | GN20080015 | RSUD Encik Mariyam Lingga | BATAM | KEPULAUAN RIAU | BATAM | MAIN UNIT | CUSTOMER | 22 October 2020 | ANTONIUS SAGITA - KALIBRASI | 29 September 2020 | RUDI SETIAWAN - TSE | 24 August 2020 | ANTONIUS SAGITA - KALIBRASI | 22 October 2020 | ANTONIUS SAGITA - KALIBRASI | ACTIVE
06347323 | FDRSM | DRYPIX SMART | IMAGING | FUJIFILM INDONESIA, PT. | GN00002986 | RDC PUSAT - RAWAGELAM | PUSAT | DKI JAKARTA | JAKARTA TIMUR | MAIN UNIT | EMP | 10 August 2020 | ANTONIUS SAGITA - KALIBRASI | - |  | 1 July 2020 | ANTONIUS SAGITA - KALIBRASI | - |  | ACTIVE
06347333 | FDRSM | DRYPIX SMART | IMAGING | FUJIFILM INDONESIA, PT. | GN20100017 | Balai Kesehatan Paru Masyarakat Provinsi Maluku | MAKASSAR | MALUKU | MAKASSAR | MAIN UNIT | CUSTOMER | 10 August 2020 | ANTONIUS SAGITA - KALIBRASI | 10 November 2020 | SARWANDI - TSE | 1 July 2020 | ANTONIUS SAGITA - KALIBRASI | 10 November 2020 | SARWANDI - TSE | ACTIVE
06347344 | FDRSM | DRYPIX SMART | IMAGING | FUJIFILM INDONESIA, PT. | GN00000504 | RS JIWA DR AMINO GONDOHUTOMO | SEMARANG | JAWA TENGAH | SEMARANG | MAIN UNIT | CUSTOMER | 14 May 2020 | ANTONIUS SAGITA - KALIBRASI | 30 June 2022 | ANDRIAS NUGROHO - TSE | 14 May 2020 | ANTONIUS SAGITA - KALIBRASI | 30 June 2022 | ANDRIAS NUGROHO - TSE | ACTIVE
0635 | NI14U | INFANT INCUBATOR LCS-ICU | IMAGING | NAKAMURA MEDICAL | GN00000629 | RSUD ULIN | BANJARMASIN | KALIMANTAN SELATAN | BANJARMASIN | MAIN UNIT | CUSTOMER | - |  | 15 September 2015 |  | - |  | - |  | ACTIVE
0635.0.11140615 | TE032 | UV ROOM TSN 88 UV | IMAGING | TESENA INOVINDO, PT | GN00002311 | RSU MUH ANWAR SUMENEP | SURABAYA-1 | JAWA TIMUR | SUMENEP | MAIN UNIT | CUSTOMER | 4 September 2015 | GANDHI YANRANGGA | 4 September 2015 |  | 4 September 2015 | GANDHI YANRANGGA | - |  | ACTIVE
0636 | NI14U | INFANT INCUBATOR LCS-ICU | IMAGING | NAKAMURA MEDICAL | GN00000629 | RSUD ULIN | BANJARMASIN | KALIMANTAN SELATAN | BANJARMASIN | MAIN UNIT | CUSTOMER | - |  | 15 September 2015 |  | - |  | - |  | ACTIVE
0636.0.11140615 | TE032 | UV ROOM TSN 88 UV | IMAGING | TESENA INOVINDO, PT | GN00002311 | RSU MUH ANWAR SUMENEP | SURABAYA-1 | JAWA TIMUR | SUMENEP | MAIN UNIT | CUSTOMER | 4 September 2015 | GANDHI YANRANGGA | 4 September 2015 |  | 4 September 2015 | GANDHI YANRANGGA | - |  | ACTIVE
0637 | NI14U | INFANT INCUBATOR LCS-ICU | IMAGING | NAKAMURA MEDICAL | GN00000629 | RSUD ULIN | BANJARMASIN | KALIMANTAN SELATAN | BANJARMASIN | MAIN UNIT | CUSTOMER | - |  | 15 September 2015 |  | - |  | - |  | ACTIVE
0638 | NI14U | INFANT INCUBATOR LCS-ICU | IMAGING | NAKAMURA MEDICAL | GN00000629 | RSUD ULIN | BANJARMASIN | KALIMANTAN SELATAN | BANJARMASIN | MAIN UNIT | CUSTOMER | - |  | 15 September 2015 |  | - |  | - |  | ACTIVE
0638.0.11140615 | TE032 | UV ROOM TSN 88 UV | IMAGING | TESENA INOVINDO, PT | GN00002311 | RSU MUH ANWAR SUMENEP | SURABAYA-1 | JAWA TIMUR | SUMENEP | MAIN UNIT | CUSTOMER | 4 September 2015 | GANDHI YANRANGGA | 4 September 2015 |  | 4 September 2015 | GANDHI YANRANGGA | - |  | ACTIVE
0639 | NI14U | INFANT INCUBATOR LCS-ICU | IMAGING | NAKAMURA MEDICAL | GN00000629 | RSUD ULIN | BANJARMASIN | KALIMANTAN SELATAN | BANJARMASIN | MAIN UNIT | CUSTOMER | - |  | 15 September 2015 |  | - |  | - |  | ACTIVE
0639.0.11140615 | TE032 | UV ROOM TSN 88 UV | IMAGING | TESENA INOVINDO, PT | GN00002311 | RSU MUH ANWAR SUMENEP | SURABAYA-1 | JAWA TIMUR | SUMENEP | MAIN UNIT | CUSTOMER | 4 September 2015 | GANDHI YANRANGGA | 4 September 2015 |  | 4 September 2015 | GANDHI YANRANGGA | - |  | ACTIVE
064/IV/10 | BD910 |  |  |  | GN00002980 | RSUD REGIONAL PROV. SULBAR | PALU | SULAWESI TENGAH | PALU | MAIN UNIT | CUSTOMER | 10 April 2015 |  | 1 January 1900 |  | 10 April 2015 |  | - |  | INACTIVE
064/IV/10 T910 SC-C | TM01U | Infant Incubator Tsn910Sc |  |  | GN00000868 | RSU PROV SULBAR | MAKASSAR | SULAWESI BARAT | MAMUJU | MAIN UNIT | CUSTOMER | 10 April 2015 |  | 1 January 1900 |  | 10 April 2015 |  | - |  | ACTIVE
064/IV/14T705TRSC | TE012 | TRANSPORT TSN 705 TRSC | IMAGING | TESENA INOVINDO, PT | GN00002663 | RSUD DR SOEDIRMAN KEBUMEN | PURWOKERTO | JAWA TENGAH | PURWOKERTO | MAIN UNIT | CUSTOMER | - |  | 24 November 2014 |  | - |  | - |  | ACTIVE
064/VI/10 TLC 2 HT-4 | HT2LC |  |  |  | GN00000491 | RSIA KOTA SABUSSALAM | BANDA ACEH | ACEH | SUBULUSSALAM | MAIN UNIT | CUSTOMER | 23 June 2016 |  | 1 January 2013 |  | 23 June 2016 |  | - |  | INACTIVE
064/XII/12 T9202 | TE035 | SCRUB 2P TSN 9202 | IMAGING | TESENA INOVINDO, PT | GN00001658 | RS ACHMAD RIFIN | JAMBI | JAMBI | JAMBI | MAIN UNIT | CUSTOMER | 26 December 2014 |  | 1 January 1900 |  | 26 December 2014 |  | - |  | ACTIVE
0640 | NI14U | INFANT INCUBATOR LCS-ICU | IMAGING | NAKAMURA MEDICAL | GN00000629 | RSUD ULIN | BANJARMASIN | KALIMANTAN SELATAN | BANJARMASIN | MAIN UNIT | CUSTOMER | - |  | 15 September 2015 |  | - |  | - |  | ACTIVE
0640.0.11140615 | TE032 | UV ROOM TSN 88 UV | IMAGING | TESENA INOVINDO, PT | GN00002311 | RSU MUH ANWAR SUMENEP | SURABAYA-1 | JAWA TIMUR | SUMENEP | MAIN UNIT | CUSTOMER | 4 September 2015 | GANDHI YANRANGGA | 4 September 2015 |  | 4 September 2015 | GANDHI YANRANGGA | - |  | ACTIVE
0641 | NI14U | INFANT INCUBATOR LCS-ICU | IMAGING | NAKAMURA MEDICAL | GN00000629 | RSUD ULIN | BANJARMASIN | KALIMANTAN SELATAN | BANJARMASIN | MAIN UNIT | CUSTOMER | - |  | 15 September 2015 |  | - |  | - |  | ACTIVE
0641.0.11140615 | TE032 | UV ROOM TSN 88 UV | IMAGING | TESENA INOVINDO, PT | GN00002311 | RSU MUH ANWAR SUMENEP | SURABAYA-1 | JAWA TIMUR | SUMENEP | MAIN UNIT | CUSTOMER | 4 September 2015 | GANDHI YANRANGGA | 4 September 2015 |  | 4 September 2015 | GANDHI YANRANGGA | - |  | ACTIVE
0642 | NI14U | INFANT INCUBATOR LCS-ICU | IMAGING | NAKAMURA MEDICAL | GN00001066 | RSUD CIBINONG | BOGOR | JAWA BARAT | BOGOR | MAIN UNIT | CUSTOMER | 28 September 2015 | IBNUL AZIZ - TSE | 28 September 2015 |  | 28 September 2015 | IBNUL AZIZ - TSE | - |  | ACTIVE
0643 | NI14U | INFANT INCUBATOR LCS-ICU | IMAGING | NAKAMURA MEDICAL | GN00000596 | RSU DR SOEDARSO PONTIANAK | PONTIANAK | KALIMANTAN BARAT | PONTIANAK | MAIN UNIT | CUSTOMER | - |  | 27 October 2015 |  | - |  | - |  | ACTIVE
06436575 | FDRLI | DRYPIX LITE | IMAGING | FUJIFILM INDONESIA, PT. | GN00011260 | RS SEBENING KASIH | KUDUS | JAWA TENGAH | KUDUS | MAIN UNIT | CUSTOMER | 22 October 2020 | ANTONIUS SAGITA - KALIBRASI | 18 September 2020 | ANDRIAS NUGROHO - TSE | 31 August 2020 | ANTONIUS SAGITA - KALIBRASI | 22 October 2020 | ANTONIUS SAGITA - KALIBRASI | ACTIVE
06436576 | FDRLI | DRYPIX LITE | IMAGING | FUJIFILM INDONESIA, PT. | GN00002985 | WORKSHOOP CSM PUSAT | PUSAT | DKI JAKARTA | JAKARTA TIMUR | MAIN UNIT | EMP | - |  | 11 October 2024 | BARITA P-SIMAMORA - TSE | 4 February 2021 | ARIEF SETIAWAN - TSE CP | 25 March 2025 | SAHID DERMAWAN - SPV TSE BARAT | ACTIVE
06436577 | FDRLI | DRYPIX LITE | IMAGING | FUJIFILM INDONESIA, PT. | GN21010001 | RSUD Sagaranten - Sukabumi | SUKABUMI | JAWA BARAT | SUKABUMI | MAIN UNIT | CUSTOMER | 22 February 2021 | ANTONIUS SAGITA - KALIBRASI | 25 April 2022 | IBNUL AZIZ - TSE | 16 December 2020 | ANTONIUS SAGITA - KALIBRASI | 25 April 2022 | IBNUL AZIZ - TSE | ACTIVE
06436599 | FDRLI | DRYPIX LITE | IMAGING | FUJIFILM INDONESIA, PT. | GN20110004 | RS MITRA HUSADA LAMPUNG | BANDAR LAMPUNG | LAMPUNG | BANDAR LAMPUNG | MAIN UNIT | CUSTOMER | 22 October 2020 | ANTONIUS SAGITA - KALIBRASI | 31 July 2021 | ABDI PUTRA - TSE | 31 August 2020 | ANTONIUS SAGITA - KALIBRASI | 31 July 2021 | ABDI PUTRA - TSE | ACTIVE
06436613 | FDRLI | DRYPIX LITE | IMAGING | FUJIFILM INDONESIA, PT. | GN00001805 | RSUD SIMO | SOLO | JAWA TENGAH | BOYOLALI | MAIN UNIT | CUSTOMER | 22 October 2020 | ANTONIUS SAGITA - KALIBRASI | 11 January 2021 | TEGAR PANDU - TSE | 31 August 2020 | ANTONIUS SAGITA - KALIBRASI | 11 January 2021 | TEGAR PANDU - TSE | ACTIVE
0644 | NA10U |  |  |  | GN00000596 | RSU DR SOEDARSO PONTIANAK | PONTIANAK | KALIMANTAN BARAT | PONTIANAK | MAIN UNIT | CUSTOMER | - |  | 27 October 2015 |  | - |  | - |  | INACTIVE
0644.0.12140615 | TE032 | UV ROOM TSN 88 UV | IMAGING | TESENA INOVINDO, PT | GN00001229 | RS. Bhayangkara Wahyu Tutuko | SURABAYA-1 | JAWA TIMUR | BOJONEGORO | MAIN UNIT | CUSTOMER | 29 October 2015 | GANDHI YANRANGGA | 20 October 2015 |  | 29 October 2015 | GANDHI YANRANGGA | - |  | ACTIVE
06442265 | FCA11 | CONSOLE ADVANCE A12 V11 | IMAGING | FUJIFILM INDONESIA, PT. | GN20010004 | RSUD BANTARGEBANG | BEKASI | JAWA BARAT | BEKASI | MAIN UNIT | CUSTOMER | - |  | 30 July 2021 | GATOT SURYA ADIPUTRA - TSE | 13 July 2021 | ARIEF SETIAWAN - TSE CP | 30 July 2021 | GATOT SURYA ADIPUTRA - TSE | ACTIVE
06442407 | FEFDR | FDR D-EVO II | IMAGING | FUJIFILM INDONESIA, PT. | GN00002986 | RDC PUSAT - RAWAGELAM | PUSAT | DKI JAKARTA | JAKARTA TIMUR | MAIN UNIT | EMP | 10 August 2020 | ANTONIUS SAGITA - KALIBRASI | - |  | 4 August 2020 | ANTONIUS SAGITA - KALIBRASI | - |  | ACTIVE
06442410 | FCRTM | CR IR 392 RU2 M PRIMA TM | IMAGING | FUJIFILM INDONESIA, PT. | GN00002986 | RDC PUSAT - RAWAGELAM | PUSAT | DKI JAKARTA | JAKARTA TIMUR | MAIN UNIT | EMP | 21 April 2022 | ANTONIUS SAGITA - KALIBRASI | - |  | 21 September 2021 | ANTONIUS SAGITA - KALIBRASI | - |  | ACTIVE
06442411 | FCRTM | CR IR 392 RU2 M PRIMA TM | IMAGING | FUJIFILM INDONESIA, PT. | GN21080007 | Balai Kesehatan Paru Masyarakat | PURWOKERTO | JAWA TENGAH | PURWOKERTO | MAIN UNIT | CUSTOMER | - |  | 20 August 2021 | DIAN FEBRIYANA - TSE | 6 July 2021 | ARIEF SETIAWAN - TSE CP | 20 August 2021 | DIAN FEBRIYANA - TSE | ACTIVE
06442416 | FCRTM | CR IR 392 RU2 M PRIMA TM | IMAGING | FUJIFILM INDONESIA, PT. | GN00002183 | RSUD DR M SOEWANDHIE SURABAYA | SURABAYA-1 | JAWA TIMUR | SURABAYA | MAIN UNIT | CUSTOMER | 21 April 2022 | ANTONIUS SAGITA - KALIBRASI | 1 December 2021 | MIKKI FAHRIZI - TSE | 21 September 2021 | ANTONIUS SAGITA - KALIBRASI | 21 April 2022 | ANTONIUS SAGITA - KALIBRASI | ACTIVE
06442417 | FCRTM | CR IR 392 RU2 M PRIMA TM | IMAGING | FUJIFILM INDONESIA, PT. | GN21090013 | RSUD Mokoyurli Buol | PALU | SULAWESI TENGAH | PALU | MAIN UNIT | CUSTOMER | - |  | 18 February 2022 | ANDRIAS NUGROHO - TSE | 6 July 2021 | ARIEF SETIAWAN - TSE CP | 18 February 2022 | ANDRIAS NUGROHO - TSE | ACTIVE
06442425 | FCONA | CONSOLE ADVANCE | IMAGING | FUJIFILM INDONESIA, PT. | GN17070019 | RSUD WARAS WIRIS | SOLO | JAWA TENGAH | BOYOLALI | MAIN UNIT | CUSTOMER | - |  | 11 April 2022 | DIAN FEBRIYANA - TSE | 6 April 2022 | ARIEF SETIAWAN - TSE CP | 11 April 2022 | DIAN FEBRIYANA - TSE | ACTIVE
06442426 | FCA11 | CONSOLE ADVANCE A12 V11 | IMAGING | FUJIFILM INDONESIA, PT. | GN00001972 | RS MITRA KELUARGA BEKASI TIMUR | BEKASI | JAWA BARAT | BEKASI | MAIN UNIT | CUSTOMER | - |  | 30 September 2022 |  | 30 September 2021 | ARIEF SETIAWAN - TSE CP | 26 February 2025 | SAHID DERMAWAN - SPV TSE BARAT | ACTIVE
06442428 | FCONA | CONSOLE ADVANCE | IMAGING | FUJIFILM INDONESIA, PT. | GN00002986 | RDC PUSAT - RAWAGELAM | PUSAT | DKI JAKARTA | JAKARTA TIMUR | MAIN UNIT | EMP | - |  | - |  | 8 September 2021 | ARIEF SETIAWAN - TSE CP | - |  | ACTIVE
06442430 | FCA11 | CONSOLE ADVANCE A12 V11 | IMAGING | FUJIFILM INDONESIA, PT. | GN00002986 | RDC PUSAT - RAWAGELAM | PUSAT | DKI JAKARTA | JAKARTA TIMUR | MAIN UNIT | EMP | 21 April 2022 | ANTONIUS SAGITA - KALIBRASI | - |  | 17 January 2022 | ANTONIUS SAGITA - KALIBRASI | - |  | ACTIVE
06442433 | FCONA | CONSOLE ADVANCE | IMAGING | FUJIFILM INDONESIA, PT. | GN00002986 | RDC PUSAT - RAWAGELAM | PUSAT | DKI JAKARTA | JAKARTA TIMUR | MAIN UNIT | EMP | - |  | - |  | 6 December 2021 | ARIEF SETIAWAN - TSE CP | - |  | ACTIVE
06442474 | FCONA | CONSOLE ADVANCE | IMAGING | FUJIFILM INDONESIA, PT. | GN00002986 | RDC PUSAT - RAWAGELAM | PUSAT | DKI JAKARTA | JAKARTA TIMUR | MAIN UNIT | EMP | - |  | - |  | 8 December 2021 | ARIEF SETIAWAN - TSE CP | - |  | ACTIVE
06442475 | FCONA | CONSOLE ADVANCE | IMAGING | FUJIFILM INDONESIA, PT. | GN00002986 | RDC PUSAT - RAWAGELAM | PUSAT | DKI JAKARTA | JAKARTA TIMUR | MAIN UNIT | EMP | - |  | - |  | 8 December 2021 | ARIEF SETIAWAN - TSE CP | - |  | ACTIVE
06442476 | FCONA | CONSOLE ADVANCE | IMAGING | FUJIFILM INDONESIA, PT. | GN00000271 | RSU LUBUK SIKAPING | PADANG | SUMATERA BARAT | LUBUK SIKAPING | MAIN UNIT | CUSTOMER | - |  | 28 May 2022 | ABDI PUTRA - TSE | 8 December 2021 | ARIEF SETIAWAN - TSE CP | 28 May 2022 | ABDI PUTRA - TSE | ACTIVE
06442477 | FCONA | CONSOLE ADVANCE | IMAGING | FUJIFILM INDONESIA, PT. | GN00002986 | RDC PUSAT - RAWAGELAM | PUSAT | DKI JAKARTA | JAKARTA TIMUR | MAIN UNIT | EMP | - |  | - |  | 8 December 2021 | ARIEF SETIAWAN - TSE CP | - |  | ACTIVE
06447946 | FDRSM | DRYPIX SMART | IMAGING | FUJIFILM INDONESIA, PT. | GN00004062 | RSUD KOTA SUBULUSSALAM | BANDA ACEH | ACEH | SUBULUSSALAM | MAIN UNIT | CUSTOMER | 18 August 2020 | ARIEF SETIAWAN - TSE CP | - |  | 18 August 2020 | ARIEF SETIAWAN - TSE CP | - |  | ACTIVE
06447957 | FDRSM | DRYPIX SMART | IMAGING | FUJIFILM INDONESIA, PT. | GN00000679 | RSUD PANGLIMA SEBAYA-BALIKPAPAN | BALIKPAPAN | KALIMANTAN TIMUR | TANAH GROGOT | MAIN UNIT | EMP | 10 August 2020 | ANTONIUS SAGITA - KALIBRASI | 5 October 2020 | SARWANDI - TSE | 1 July 2020 | ANTONIUS SAGITA - KALIBRASI | 5 October 2020 | SARWANDI - TSE | ACTIVE
0645 | NA10U |  |  |  | GN00000596 | RSU DR SOEDARSO PONTIANAK | PONTIANAK | KALIMANTAN BARAT | PONTIANAK | MAIN UNIT | CUSTOMER | - |  | 27 October 2015 |  | - |  | - |  | INACTIVE
0646 | NA10U |  |  |  | GN00000596 | RSU DR SOEDARSO PONTIANAK | PONTIANAK | KALIMANTAN BARAT | PONTIANAK | MAIN UNIT | CUSTOMER | - |  | 27 October 2015 |  | - |  | - |  | INACTIVE
0647 | NA10U |  |  |  | GN00000970 | RSUD MAJALAYA | BANDUNG | JAWA BARAT | BANDUNG | MAIN UNIT | CUSTOMER | 10 September 2015 | SUKMA WIJAYA - TSE | 7 October 2015 |  | 10 September 2015 | SUKMA WIJAYA - TSE | - |  | INACTIVE
06472052 | EKFCS | PROFECT CS E-CATALOGUE | IMAGING | FUJIFILM INDONESIA, PT. | GN00002178 | RSUD DR SOETOMO SURABAYA | SURABAYA-1 | JAWA TIMUR | SURABAYA | MAIN UNIT | CUSTOMER | 22 October 2020 | ANTONIUS SAGITA - KALIBRASI | 11 December 2020 | MIKKI FAHRIZI - TSE | 15 October 2020 | ANTONIUS SAGITA - KALIBRASI | 11 December 2020 | MIKKI FAHRIZI - TSE | ACTIVE
0648 | NA10U |  |  |  | GN00002986 | RDC PUSAT - RAWAGELAM | PUSAT | DKI JAKARTA | JAKARTA TIMUR | MAIN UNIT | EMP | 10 September 2015 | TRIYONO - TSE AREA BARAT | 1 January 1900 |  | 10 September 2015 | TRIYONO - TSE AREA BARAT | - |  | INACTIVE
0649 | NA10U |  |  |  | GN00001901 | RSUP SOERADJI KLATEN | YOGYAKARTA | YOGYAKARTA | YOGYAKARTA | MAIN UNIT | CUSTOMER | 2 August 2016 | DIAN FEBRIYANA - TSE | 13 October 2015 |  | 2 August 2016 | DIAN FEBRIYANA - TSE | - |  | INACTIVE
064E0045 | ECRTM | FCR Prima TM E-Katalog | IMAGING | FUJIFILM INDONESIA, PT. | GN00002986 | RDC PUSAT - RAWAGELAM | PUSAT | DKI JAKARTA | JAKARTA TIMUR | MAIN UNIT | EMP | 21 April 2022 | ANTONIUS SAGITA - KALIBRASI | - |  | 10 August 2021 | ANTONIUS SAGITA - KALIBRASI | - |  | ACTIVE
064E0051 | ECRTM | FCR Prima TM E-Katalog | IMAGING | FUJIFILM INDONESIA, PT. | GN00001965 | PUSKESMAS TELUK PUCUNG | BEKASI | JAWA BARAT | BEKASI | MAIN UNIT | CUSTOMER | 21 April 2022 | ANTONIUS SAGITA - KALIBRASI | 13 December 2021 | GATOT SURYA ADIPUTRA - TSE | 13 October 2021 | ANTONIUS SAGITA - KALIBRASI | 21 April 2022 | ANTONIUS SAGITA - KALIBRASI | ACTIVE
064E0060 | ECRTM | FCR Prima TM E-Katalog | IMAGING | FUJIFILM INDONESIA, PT. | GN21090013 | RSUD Mokoyurli Buol | PALU | SULAWESI TENGAH | PALU | MAIN UNIT | CUSTOMER | - |  | 18 February 2022 | ANDRIAS NUGROHO - TSE | 6 July 2021 | ARIEF SETIAWAN - TSE CP | 18 February 2022 | ANDRIAS NUGROHO - TSE | ACTIVE
064E0071 | ECRTM | FCR Prima TM E-Katalog | IMAGING | FUJIFILM INDONESIA, PT. | GN00001001 | RS Ketergantungan Obat Jakarta (RSKO) | JAKARTA-1 | DKI JAKARTA | JAKARTA TIMUR | MAIN UNIT | CUSTOMER | 21 April 2022 | ANTONIUS SAGITA - KALIBRASI | 18 October 2021 | NICO HERMAWAN - TSE CP | 10 August 2021 | ANTONIUS SAGITA - KALIBRASI | 21 April 2022 | ANTONIUS SAGITA - KALIBRASI | ACTIVE
064E0076 | ECRTM | FCR Prima TM E-Katalog | IMAGING | FUJIFILM INDONESIA, PT. | GN21080007 | Balai Kesehatan Paru Masyarakat | PURWOKERTO | JAWA TENGAH | PURWOKERTO | MAIN UNIT | CUSTOMER | - |  | 20 August 2021 | DIAN FEBRIYANA - TSE | 6 July 2021 | ARIEF SETIAWAN - TSE CP | 20 August 2021 | DIAN FEBRIYANA - TSE | ACTIVE
064E0077 | ECRTM | FCR Prima TM E-Katalog | IMAGING | FUJIFILM INDONESIA, PT. | GN00002986 | RDC PUSAT - RAWAGELAM | PUSAT | DKI JAKARTA | JAKARTA TIMUR | MAIN UNIT | EMP | 21 April 2022 | ANTONIUS SAGITA - KALIBRASI | - |  | 13 October 2021 | ANTONIUS SAGITA - KALIBRASI | - |  | ACTIVE
064G0804 | FCRT2 | CR IR 392 RU2 PNTM = : E (PRIMA T2) | IMAGING | FUJIFILM INDONESIA, PT. | GN00001647 | RSU BALA KESELAMATAN | MALANG | JAWA TIMUR | MALANG | MAIN UNIT | CUSTOMER | 10 August 2020 | ANTONIUS SAGITA - KALIBRASI | 17 September 2020 | AHMAD FATKHUDIN - TSE | 3 July 2020 | ANTONIUS SAGITA - KALIBRASI | 17 September 2020 | AHMAD FATKHUDIN - TSE | ACTIVE
064G0813 | FCRT2 | CR IR 392 RU2 PNTM = : E (PRIMA T2) | IMAGING | FUJIFILM INDONESIA, PT. | GN00002986 | RDC PUSAT - RAWAGELAM | PUSAT | DKI JAKARTA | JAKARTA TIMUR | MAIN UNIT | EMP | 10 August 2020 | ANTONIUS SAGITA - KALIBRASI | - |  | 3 July 2020 | ANTONIUS SAGITA - KALIBRASI | - |  | ACTIVE
064G0815 | FCRT2 | CR IR 392 RU2 PNTM = : E (PRIMA T2) | IMAGING | FUJIFILM INDONESIA, PT. | GN00002986 | RDC PUSAT - RAWAGELAM | PUSAT | DKI JAKARTA | JAKARTA TIMUR | MAIN UNIT | EMP | 10 August 2020 | ANTONIUS SAGITA - KALIBRASI | - |  | 3 July 2020 | ANTONIUS SAGITA - KALIBRASI | - |  | ACTIVE
064G0816 | FCRT2 | CR IR 392 RU2 PNTM = : E (PRIMA T2) | IMAGING | FUJIFILM INDONESIA, PT. | GN00011938 | RS PERTAMEDIKA UMMI ROSNATI | BANDA ACEH | ACEH | BANDA ACEH | MAIN UNIT | CUSTOMER | 10 August 2020 | ANTONIUS SAGITA - KALIBRASI | 28 September 2020 | BARITA P-SIMAMORA - TSE | 3 July 2020 | ANTONIUS SAGITA - KALIBRASI | 28 September 2020 | BARITA P-SIMAMORA - TSE | ACTIVE
064G0819 | FCRT2 | CR IR 392 RU2 PNTM = : E (PRIMA T2) | IMAGING | FUJIFILM INDONESIA, PT. | GN00011260 | RS SEBENING KASIH | KUDUS | JAWA TENGAH | KUDUS | MAIN UNIT | CUSTOMER | 10 August 2020 | ANTONIUS SAGITA - KALIBRASI | 18 September 2020 | ANDRIAS NUGROHO - TSE | 3 July 2020 | ANTONIUS SAGITA - KALIBRASI | 18 September 2020 | ANDRIAS NUGROHO - TSE | ACTIVE
064G0820 | FCRT2 | CR IR 392 RU2 PNTM = : E (PRIMA T2) | IMAGING | FUJIFILM INDONESIA, PT. | GN00000061 | RS BUMI WARAS | BANDAR LAMPUNG | LAMPUNG | BANDAR LAMPUNG | MAIN UNIT | CUSTOMER | 10 August 2020 | ANTONIUS SAGITA - KALIBRASI | 21 December 2020 | AZLI YUDHA - TSE | 3 July 2020 | ANTONIUS SAGITA - KALIBRASI | 21 December 2020 | AZLI YUDHA - TSE | ACTIVE
064G0821 | FCRT2 | CR IR 392 RU2 PNTM = : E (PRIMA T2) | IMAGING | FUJIFILM INDONESIA, PT. | GN00002986 | RDC PUSAT - RAWAGELAM | PUSAT | DKI JAKARTA | JAKARTA TIMUR | MAIN UNIT | EMP | 10 August 2020 | ANTONIUS SAGITA - KALIBRASI | - |  | 3 July 2020 | ANTONIUS SAGITA - KALIBRASI | - |  | ACTIVE
064G0822 | FCRT2 | CR IR 392 RU2 PNTM = : E (PRIMA T2) | IMAGING | FUJIFILM INDONESIA, PT. | GN00002986 | RDC PUSAT - RAWAGELAM | PUSAT | DKI JAKARTA | JAKARTA TIMUR | MAIN UNIT | EMP | 10 August 2020 | ANTONIUS SAGITA - KALIBRASI | - |  | 3 July 2020 | ANTONIUS SAGITA - KALIBRASI | - |  | ACTIVE
064G0824 | FCRT2 | CR IR 392 RU2 PNTM = : E (PRIMA T2) | IMAGING | FUJIFILM INDONESIA, PT. | GN00002986 | RDC PUSAT - RAWAGELAM | PUSAT | DKI JAKARTA | JAKARTA TIMUR | MAIN UNIT | EMP | 10 August 2020 | ANTONIUS SAGITA - KALIBRASI | - |  | 3 July 2020 | ANTONIUS SAGITA - KALIBRASI | - |  | ACTIVE
064G0838 | FCRT2 | CR IR 392 RU2 PNTM = : E (PRIMA T2) | IMAGING | FUJIFILM INDONESIA, PT. | GN00000322 | RS IMELDA | MEDAN | SUMATERA UTARA | MEDAN | MAIN UNIT | EMP | 10 August 2020 | ANTONIUS SAGITA - KALIBRASI | 11 October 2024 | BARITA P-SIMAMORA - TSE | 3 July 2020 | ANTONIUS SAGITA - KALIBRASI | 14 October 2024 | SAHID DERMAWAN - SPV TSE BARAT | ACTIVE
065/III/14 | T75TR |  |  |  | GN00001825 | RSUD MARDI WALUYO | MALANG | JAWA TIMUR | BLITAR | MAIN UNIT | CUSTOMER | - |  | 28 October 2014 |  | - |  | - |  | INACTIVE
0650 | NA10U |  |  |  | GN00000385 | RSUD TANJUNG PURA | MEDAN | SUMATERA UTARA | MEDAN | MAIN UNIT | CUSTOMER | 10 September 2015 | ARBIANSYAH - TSE | 11 December 2015 |  | 10 September 2015 | ARBIANSYAH - TSE | - |  | INACTIVE
0651 | NA10U |  |  |  | GN00000385 | RSUD TANJUNG PURA | MEDAN | SUMATERA UTARA | MEDAN | MAIN UNIT | CUSTOMER | 10 September 2015 | ARBIANSYAH - TSE | 11 December 2015 |  | 10 September 2015 | ARBIANSYAH - TSE | - |  | INACTIVE
0652 | NA10U |  |  |  | GN00000385 | RSUD TANJUNG PURA | MEDAN | SUMATERA UTARA | MEDAN | MAIN UNIT | CUSTOMER | 10 September 2015 | ARBIANSYAH - TSE | 11 December 2015 |  | 10 September 2015 | ARBIANSYAH - TSE | - |  | INACTIVE
0652.0.00001015.T87 | TM02U |  |  |  | GN00000614 | RSUD KAB SEKADAU | PONTIANAK | KALIMANTAN BARAT | PONTIANAK | MAIN UNIT | CUSTOMER | 3 December 2015 | GATOT SURYA ADIPUTRA - TSE | 3 December 2015 |  | 3 December 2015 | GATOT SURYA ADIPUTRA - TSE | - |  | INACTIVE
0653 | NA10U |  |  |  | GN00000385 | RSUD TANJUNG PURA | MEDAN | SUMATERA UTARA | MEDAN | MAIN UNIT | CUSTOMER | 10 September 2015 | ARBIANSYAH - TSE | 11 December 2015 |  | 10 September 2015 | ARBIANSYAH - TSE | - |  | INACTIVE
0653.0.00001015.T87 | TM02U |  |  |  | GN00000614 | RSUD KAB SEKADAU | PONTIANAK | KALIMANTAN BARAT | PONTIANAK | MAIN UNIT | CUSTOMER | 3 December 2015 | GATOT SURYA ADIPUTRA - TSE | 3 December 2015 |  | 3 December 2015 | GATOT SURYA ADIPUTRA - TSE | - |  | INACTIVE
06532447 | FCP12 | PRIMA CONSOLE CL A12 | IMAGING | FUJIFILM INDONESIA, PT. | GN20110016 | RS HERMINA WONOGIRI | SOLO | JAWA TENGAH | SURAKARTA | MAIN UNIT | CUSTOMER | 7 January 2021 | ARIEF SETIAWAN - TSE CP | 24 June 2022 | TEGAR PANDU - TSE | 3 November 2020 | ARIEF SETIAWAN - TSE CP | 24 June 2022 | TEGAR PANDU - TSE | ACTIVE
06532448 | FCP12 | PRIMA CONSOLE CL A12 | IMAGING | FUJIFILM INDONESIA, PT. | GN00002986 | RDC PUSAT - RAWAGELAM | PUSAT | DKI JAKARTA | JAKARTA TIMUR | MAIN UNIT | EMP | 7 January 2021 | ARIEF SETIAWAN - TSE CP | - |  | 3 November 2020 | ARIEF SETIAWAN - TSE CP | - |  | ACTIVE
06532449 | FCP12 | PRIMA CONSOLE CL A12 | IMAGING | FUJIFILM INDONESIA, PT. | GN00002986 | RDC PUSAT - RAWAGELAM | PUSAT | DKI JAKARTA | JAKARTA TIMUR | MAIN UNIT | EMP | 7 January 2021 | ARIEF SETIAWAN - TSE CP | - |  | 3 November 2020 | ARIEF SETIAWAN - TSE CP | - |  | ACTIVE
06532450 | FCP12 | PRIMA CONSOLE CL A12 | IMAGING | FUJIFILM INDONESIA, PT. | GN00007907 | RS MUHAMMADIYAH PONOROGO | KEDIRI | JAWA TIMUR | KEDIRI | MAIN UNIT | CUSTOMER | 7 January 2021 | ARIEF SETIAWAN - TSE CP | 24 February 2021 | MIKKI FAHRIZI - TSE | 3 November 2020 | ARIEF SETIAWAN - TSE CP | 24 February 2021 | MIKKI FAHRIZI - TSE | ACTIVE
06532451 | FCP12 | PRIMA CONSOLE CL A12 | IMAGING | FUJIFILM INDONESIA, PT. | GN00002986 | RDC PUSAT - RAWAGELAM | PUSAT | DKI JAKARTA | JAKARTA TIMUR | MAIN UNIT | EMP | 7 January 2021 | ARIEF SETIAWAN - TSE CP | - |  | 3 November 2020 | ARIEF SETIAWAN - TSE CP | - |  | ACTIVE
06532452 | FCP12 | PRIMA CONSOLE CL A12 | IMAGING | FUJIFILM INDONESIA, PT. | GN00002986 | RDC PUSAT - RAWAGELAM | PUSAT | DKI JAKARTA | JAKARTA TIMUR | MAIN UNIT | EMP | 7 January 2021 | ARIEF SETIAWAN - TSE CP | - |  | 3 November 2020 | ARIEF SETIAWAN - TSE CP | - |  | ACTIVE
06532453 | FCP12 | PRIMA CONSOLE CL A12 | IMAGING | FUJIFILM INDONESIA, PT. | GN00002986 | RDC PUSAT - RAWAGELAM | PUSAT | DKI JAKARTA | JAKARTA TIMUR | MAIN UNIT | EMP | 7 January 2021 | ARIEF SETIAWAN - TSE CP | - |  | 3 November 2020 | ARIEF SETIAWAN - TSE CP | - |  | ACTIVE
06532454 | FCP12 | PRIMA CONSOLE CL A12 | IMAGING | FUJIFILM INDONESIA, PT. | GN00001548 | RS WAVA HUSADA | MALANG | JAWA TIMUR | MALANG | MAIN UNIT | EMP | 7 January 2021 | ARIEF SETIAWAN - TSE CP | 10 March 2021 | AHMAD FATKHUDIN - TSE | 3 November 2020 | ARIEF SETIAWAN - TSE CP | 10 March 2021 | AHMAD FATKHUDIN - TSE | ACTIVE
06532456 | FCP12 | PRIMA CONSOLE CL A12 | IMAGING | FUJIFILM INDONESIA, PT. | GN21020005 | Klinik Utama Citra Mulia - Blora | KUDUS | JAWA TENGAH | KUDUS | MAIN UNIT | EMP | 7 January 2021 | ARIEF SETIAWAN - TSE CP | 30 October 2021 | ANDRIAS NUGROHO - TSE | 3 November 2020 | ARIEF SETIAWAN - TSE CP | 30 October 2021 | ANDRIAS NUGROHO - TSE | ACTIVE
06532457 | FCP12 | PRIMA CONSOLE CL A12 | IMAGING | FUJIFILM INDONESIA, PT. | GN00002986 | RDC PUSAT - RAWAGELAM | PUSAT | DKI JAKARTA | JAKARTA TIMUR | MAIN UNIT | EMP | 7 January 2021 | ARIEF SETIAWAN - TSE CP | - |  | 3 November 2020 | ARIEF SETIAWAN - TSE CP | - |  | ACTIVE
0654 | NI14U | INFANT INCUBATOR LCS-ICU | IMAGING | NAKAMURA MEDICAL | GN00009328 | RSUD. UMBU RARA MEHA | KUPANG | NUSA TENGGARA TIMUR | WAINGAPU | MAIN UNIT | CUSTOMER | 9 November 2016 | I KADEK - TSE | 23 November 2015 |  | 9 November 2016 | I KADEK - TSE | - |  | ACTIVE
0654.00001015.T87 | TM02U |  |  |  | GN00000614 | RSUD KAB SEKADAU | PONTIANAK | KALIMANTAN BARAT | PONTIANAK | MAIN UNIT | CUSTOMER | 3 December 2015 | GATOT SURYA ADIPUTRA - TSE | 3 December 2015 |  | 3 December 2015 | GATOT SURYA ADIPUTRA - TSE | - |  | INACTIVE
06542485 | FEFDR | FDR D-EVO II | IMAGING | FUJIFILM INDONESIA, PT. | GN00002986 | RDC PUSAT - RAWAGELAM | PUSAT | DKI JAKARTA | JAKARTA TIMUR | MAIN UNIT | EMP | 10 August 2020 | ANTONIUS SAGITA - KALIBRASI | - |  | 4 August 2020 | ANTONIUS SAGITA - KALIBRASI | - |  | ACTIVE
06542486 | FEFDR | FDR D-EVO II | IMAGING | FUJIFILM INDONESIA, PT. | GN00002986 | RDC PUSAT - RAWAGELAM | PUSAT | DKI JAKARTA | JAKARTA TIMUR | MAIN UNIT | EMP | 10 August 2020 | ANTONIUS SAGITA - KALIBRASI | - |  | 4 August 2020 | ANTONIUS SAGITA - KALIBRASI | - |  | ACTIVE
06542487 | FEFDR | FDR D-EVO II | IMAGING | FUJIFILM INDONESIA, PT. | GN00002986 | RDC PUSAT - RAWAGELAM | PUSAT | DKI JAKARTA | JAKARTA TIMUR | MAIN UNIT | EMP | 10 August 2020 | ANTONIUS SAGITA - KALIBRASI | - |  | 4 August 2020 | ANTONIUS SAGITA - KALIBRASI | - |  | ACTIVE
06542488 | FEFDR | FDR D-EVO II | IMAGING | FUJIFILM INDONESIA, PT. | GN00002986 | RDC PUSAT - RAWAGELAM | PUSAT | DKI JAKARTA | JAKARTA TIMUR | MAIN UNIT | EMP | 10 August 2020 | ANTONIUS SAGITA - KALIBRASI | - |  | 4 August 2020 | ANTONIUS SAGITA - KALIBRASI | - |  | ACTIVE
06542489 | FEFDR | FDR D-EVO II | IMAGING | FUJIFILM INDONESIA, PT. | GN00002986 | RDC PUSAT - RAWAGELAM | PUSAT | DKI JAKARTA | JAKARTA TIMUR | MAIN UNIT | EMP | 10 August 2020 | ANTONIUS SAGITA - KALIBRASI | - |  | 4 August 2020 | ANTONIUS SAGITA - KALIBRASI | - |  | ACTIVE
06542490 | FEFDR | FDR D-EVO II | IMAGING | FUJIFILM INDONESIA, PT. | GN00002986 | RDC PUSAT - RAWAGELAM | PUSAT | DKI JAKARTA | JAKARTA TIMUR | MAIN UNIT | EMP | 10 August 2020 | ANTONIUS SAGITA - KALIBRASI | - |  | 4 August 2020 | ANTONIUS SAGITA - KALIBRASI | - |  | ACTIVE
06542491 | FEFDR | FDR D-EVO II | IMAGING | FUJIFILM INDONESIA, PT. | GN00002986 | RDC PUSAT - RAWAGELAM | PUSAT | DKI JAKARTA | JAKARTA TIMUR | MAIN UNIT | EMP | 22 September 2020 | ARIEF SETIAWAN - TSE CP | - |  | 22 September 2020 | ARIEF SETIAWAN - TSE CP | - |  | ACTIVE
06542492 | FEFDR | FDR D-EVO II | IMAGING | FUJIFILM INDONESIA, PT. | GN00002986 | RDC PUSAT - RAWAGELAM | PUSAT | DKI JAKARTA | JAKARTA TIMUR | MAIN UNIT | EMP | 22 September 2020 | ARIEF SETIAWAN - TSE CP | - |  | 22 September 2020 | ARIEF SETIAWAN - TSE CP | - |  | ACTIVE
06542493 | FEFDR | FDR D-EVO II | IMAGING | FUJIFILM INDONESIA, PT. | GN00000069 | RSUD DR HI ABDUL MOELOEK | BANDAR LAMPUNG | LAMPUNG | BANDAR LAMPUNG | MAIN UNIT | CUSTOMER | 22 September 2020 | ARIEF SETIAWAN - TSE CP | 31 December 2021 | ABDI PUTRA - TSE | 22 September 2020 | ARIEF SETIAWAN - TSE CP | 31 December 2021 | ABDI PUTRA - TSE | ACTIVE
06542495 | FEFDR | FDR D-EVO II | IMAGING | FUJIFILM INDONESIA, PT. | GN00002986 | RDC PUSAT - RAWAGELAM | PUSAT | DKI JAKARTA | JAKARTA TIMUR | MAIN UNIT | EMP | 22 September 2020 | ARIEF SETIAWAN - TSE CP | - |  | 22 September 2020 | ARIEF SETIAWAN - TSE CP | - |  | ACTIVE
06542496 | FEFDR | FDR D-EVO II | IMAGING | FUJIFILM INDONESIA, PT. | GN00002986 | RDC PUSAT - RAWAGELAM | PUSAT | DKI JAKARTA | JAKARTA TIMUR | MAIN UNIT | EMP | 10 August 2020 | ANTONIUS SAGITA - KALIBRASI | - |  | 4 August 2020 | ANTONIUS SAGITA - KALIBRASI | - |  | ACTIVE
06542497 | FEFDR | FDR D-EVO II | IMAGING | FUJIFILM INDONESIA, PT. | GN00002986 | RDC PUSAT - RAWAGELAM | PUSAT | DKI JAKARTA | JAKARTA TIMUR | MAIN UNIT | EMP | 10 August 2020 | ANTONIUS SAGITA - KALIBRASI | - |  | 4 August 2020 | ANTONIUS SAGITA - KALIBRASI | - |  | ACTIVE
06542498 | FEFDR | FDR D-EVO II | IMAGING | FUJIFILM INDONESIA, PT. | GN00002986 | RDC PUSAT - RAWAGELAM | PUSAT | DKI JAKARTA | JAKARTA TIMUR | MAIN UNIT | EMP | 10 August 2020 | ANTONIUS SAGITA - KALIBRASI | - |  | 4 August 2020 | ANTONIUS SAGITA - KALIBRASI | - |  | ACTIVE
06542551 | FEFDR | FDR D-EVO II | IMAGING | FUJIFILM INDONESIA, PT. | GN00002986 | RDC PUSAT - RAWAGELAM | PUSAT | DKI JAKARTA | JAKARTA TIMUR | MAIN UNIT | EMP | 7 June 2021 | ANTONIUS SAGITA - KALIBRASI | - |  | 7 June 2021 | ANTONIUS SAGITA - KALIBRASI | - |  | ACTIVE
06542552 | FEFDR | FDR D-EVO II | IMAGING | FUJIFILM INDONESIA, PT. | GN00002986 | RDC PUSAT - RAWAGELAM | PUSAT | DKI JAKARTA | JAKARTA TIMUR | MAIN UNIT | EMP | 22 October 2020 | ANTONIUS SAGITA - KALIBRASI | - |  | 15 October 2020 | ANTONIUS SAGITA - KALIBRASI | - |  | ACTIVE
06542553 | FEFDR | FDR D-EVO II | IMAGING | FUJIFILM INDONESIA, PT. | GN00002986 | RDC PUSAT - RAWAGELAM | PUSAT | DKI JAKARTA | JAKARTA TIMUR | MAIN UNIT | EMP | 22 October 2020 | ANTONIUS SAGITA - KALIBRASI | - |  | 15 October 2020 | ANTONIUS SAGITA - KALIBRASI | - |  | ACTIVE
06542556 | FEFDR | FDR D-EVO II | IMAGING | FUJIFILM INDONESIA, PT. | GN00002986 | RDC PUSAT - RAWAGELAM | PUSAT | DKI JAKARTA | JAKARTA TIMUR | MAIN UNIT | EMP | 22 October 2020 | ANTONIUS SAGITA - KALIBRASI | - |  | 15 October 2020 | ANTONIUS SAGITA - KALIBRASI | - |  | ACTIVE
06542557 | FEFDR | FDR D-EVO II | IMAGING | FUJIFILM INDONESIA, PT. | GN00002986 | RDC PUSAT - RAWAGELAM | PUSAT | DKI JAKARTA | JAKARTA TIMUR | MAIN UNIT | EMP | 22 October 2020 | ANTONIUS SAGITA - KALIBRASI | - |  | 15 October 2020 | ANTONIUS SAGITA - KALIBRASI | - |  | ACTIVE
06542559 | FEFDR | FDR D-EVO II | IMAGING | FUJIFILM INDONESIA, PT. | GN00002986 | RDC PUSAT - RAWAGELAM | PUSAT | DKI JAKARTA | JAKARTA TIMUR | MAIN UNIT | EMP | 22 October 2020 | ANTONIUS SAGITA - KALIBRASI | - |  | 15 October 2020 | ANTONIUS SAGITA - KALIBRASI | - |  | ACTIVE
06542562 | EDRST | FDR D-EVO II C35 (Advance stationary) | IMAGING | FUJIFILM INDONESIA, PT. | GN00002986 | RDC PUSAT - RAWAGELAM | PUSAT | DKI JAKARTA | JAKARTA TIMUR | MAIN UNIT | EMP | 21 April 2022 | ANTONIUS SAGITA - KALIBRASI | - |  | 13 October 2021 | ANTONIUS SAGITA - KALIBRASI | - |  | ACTIVE
06542563 | FEFDR | FDR D-EVO II | IMAGING | FUJIFILM INDONESIA, PT. | GN00002986 | RDC PUSAT - RAWAGELAM | PUSAT | DKI JAKARTA | JAKARTA TIMUR | MAIN UNIT | EMP | 7 June 2021 | ANTONIUS SAGITA - KALIBRASI | - |  | 7 June 2021 | ANTONIUS SAGITA - KALIBRASI | - |  | ACTIVE
06542608 | FEFDR | FDR D-EVO II | IMAGING | FUJIFILM INDONESIA, PT. | GN00002986 | RDC PUSAT - RAWAGELAM | PUSAT | DKI JAKARTA | JAKARTA TIMUR | MAIN UNIT | EMP | 30 November 2020 | ANTONIUS SAGITA - KALIBRASI | - |  | 9 November 2020 | ANTONIUS SAGITA - KALIBRASI | - |  | ACTIVE
06542700 | FCA11 | CONSOLE ADVANCE A12 V11 | IMAGING | FUJIFILM INDONESIA, PT. | GN00002986 | RDC PUSAT - RAWAGELAM | PUSAT | DKI JAKARTA | JAKARTA TIMUR | MAIN UNIT | EMP | - |  | - |  | 5 February 2024 | ANTONIUS SAGITA - KALIBRASI | - |  | ACTIVE
06542702 | FCONA | CONSOLE ADVANCE | IMAGING | FUJIFILM INDONESIA, PT. | GN00001511 | RSU DR HARYOTO LUMAJANG | JEMBER | JAWA TIMUR | LUMAJANG | MAIN UNIT | CUSTOMER | - |  | 31 August 2022 | AHMAD FATKHUDIN - TSE | 8 December 2021 | ARIEF SETIAWAN - TSE CP | 31 August 2022 | AHMAD FATKHUDIN - TSE | ACTIVE
06542758 | FCONA | CONSOLE ADVANCE | IMAGING | FUJIFILM INDONESIA, PT. | GN00002986 | RDC PUSAT - RAWAGELAM | PUSAT | DKI JAKARTA | JAKARTA TIMUR | ACCESSORIES | EMP | 22 February 2021 | ANTONIUS SAGITA - KALIBRASI | - |  | 16 December 2020 | ANTONIUS SAGITA - KALIBRASI | - |  | ACTIVE
06542759 | FCONA | CONSOLE ADVANCE | IMAGING | FUJIFILM INDONESIA, PT. | GN00001905 | RSUD TIDAR KAB MAGELANG | YOGYAKARTA | YOGYAKARTA | YOGYAKARTA | ACCESSORIES | CUSTOMER | 22 February 2021 | ANTONIUS SAGITA - KALIBRASI | 9 November 2022 |  | 16 December 2020 | ANTONIUS SAGITA - KALIBRASI | 10 October 2023 | ANDI ISMAIL - SPV TSE TIMUR | ACTIVE
06542760 | FCONA | CONSOLE ADVANCE | IMAGING | FUJIFILM INDONESIA, PT. | GN00001905 | RSUD TIDAR KAB MAGELANG | YOGYAKARTA | YOGYAKARTA | YOGYAKARTA | MAIN UNIT | CUSTOMER | 30 November 2020 | ANTONIUS SAGITA - KALIBRASI | 18 December 2020 | YUNAN ARIMUNTIAN - TSE | 30 November 2020 | ANTONIUS SAGITA - KALIBRASI | 18 December 2020 | YUNAN ARIMUNTIAN - TSE | ACTIVE
06542761 | FCONA | CONSOLE ADVANCE | IMAGING | FUJIFILM INDONESIA, PT. | GN00001905 | RSUD TIDAR KAB MAGELANG | YOGYAKARTA | YOGYAKARTA | YOGYAKARTA | MAIN UNIT | CUSTOMER | 30 November 2020 | ANTONIUS SAGITA - KALIBRASI | 18 December 2020 | YUNAN ARIMUNTIAN - TSE | 30 November 2020 | ANTONIUS SAGITA - KALIBRASI | 18 December 2020 | YUNAN ARIMUNTIAN - TSE | ACTIVE
0655 | NI14U | INFANT INCUBATOR LCS-ICU | IMAGING | NAKAMURA MEDICAL | GN00009328 | RSUD. UMBU RARA MEHA | KUPANG | NUSA TENGGARA TIMUR | WAINGAPU | MAIN UNIT | CUSTOMER | 15 May 2017 | SAHID DERMAWAN - SPV TSE BARAT | 26 November 2015 |  | 15 May 2017 | SAHID DERMAWAN - SPV TSE BARAT | - |  | ACTIVE
0656 | NI14U | INFANT INCUBATOR LCS-ICU | IMAGING | NAKAMURA MEDICAL | GN00009328 | RSUD. UMBU RARA MEHA | KUPANG | NUSA TENGGARA TIMUR | WAINGAPU | MAIN UNIT | CUSTOMER | 9 November 2016 | I KADEK - TSE | 23 November 2015 |  | 9 November 2016 | I KADEK - TSE | - |  | ACTIVE
0657 | NI14U | INFANT INCUBATOR LCS-ICU | IMAGING | NAKAMURA MEDICAL | GN00009328 | RSUD. UMBU RARA MEHA | KUPANG | NUSA TENGGARA TIMUR | WAINGAPU | MAIN UNIT | CUSTOMER | 9 November 2016 | I KADEK - TSE | 23 November 2015 |  | 9 November 2016 | I KADEK - TSE | - |  | ACTIVE
06572055 | EKFCS | PROFECT CS E-CATALOGUE | IMAGING | FUJIFILM INDONESIA, PT. | GN00002178 | RSUD DR SOETOMO SURABAYA | SURABAYA-1 | JAWA TIMUR | SURABAYA | MAIN UNIT | CUSTOMER | 22 October 2020 | ANTONIUS SAGITA - KALIBRASI | 11 December 2020 | MIKKI FAHRIZI - TSE | 31 August 2020 | ANTONIUS SAGITA - KALIBRASI | 11 December 2020 | MIKKI FAHRIZI - TSE | ACTIVE
06572056 | EKFTM | PRIMA TM E-CATALOGUE | IMAGING | FUJIFILM INDONESIA, PT. | GN00002157 | UNIVERSITAS BRAWIJAYA MALANG | MALANG | JAWA TIMUR | MALANG | MAIN UNIT | CUSTOMER | 22 October 2020 | ANTONIUS SAGITA - KALIBRASI | 30 September 2020 | AHMAD FATKHUDIN - TSE | 31 August 2020 | ANTONIUS SAGITA - KALIBRASI | 22 October 2020 | ANTONIUS SAGITA - KALIBRASI | ACTIVE
06572059 | EKFCS | PROFECT CS E-CATALOGUE | IMAGING | FUJIFILM INDONESIA, PT. | GN00001905 | RSUD TIDAR KAB MAGELANG | YOGYAKARTA | YOGYAKARTA | YOGYAKARTA | MAIN UNIT | CUSTOMER | 22 February 2021 | ANTONIUS SAGITA - KALIBRASI | 9 November 2022 |  | 16 December 2020 | ANTONIUS SAGITA - KALIBRASI | 10 October 2023 | ANDI ISMAIL - SPV TSE TIMUR | ACTIVE
0659 | NI14U | INFANT INCUBATOR LCS-ICU | IMAGING | NAKAMURA MEDICAL | GN00009328 | RSUD. UMBU RARA MEHA | KUPANG | NUSA TENGGARA TIMUR | WAINGAPU | MAIN UNIT | CUSTOMER | 9 November 2016 | I KADEK - TSE | 23 November 2015 |  | 9 November 2016 | I KADEK - TSE | - |  | ACTIVE
0659.0.01150915.T88UV | TE032 | UV ROOM TSN 88 UV | IMAGING | TESENA INOVINDO, PT | GN00009169 | RSU ABUNAWAS KENDARI | MAKASSAR | SULAWESI SELATAN | KENDARI | MAIN UNIT | CUSTOMER | 18 November 2015 | HARI UDI RAHARJO - TSE | 18 November 2015 |  | 18 November 2015 | HARI UDI RAHARJO - TSE | - |  | ACTIVE
066/XII/12 | TM19U |  |  |  | GN00001658 | RS ACHMAD RIFIN | JAMBI | JAMBI | JAMBI | MAIN UNIT | CUSTOMER | 26 December 2014 |  | 1 January 1900 |  | 26 December 2014 |  | - |  | INACTIVE
0660 | NI14U | INFANT INCUBATOR LCS-ICU | IMAGING | NAKAMURA MEDICAL | GN00009328 | RSUD. UMBU RARA MEHA | KUPANG | NUSA TENGGARA TIMUR | WAINGAPU | MAIN UNIT | CUSTOMER | 9 November 2016 | I KADEK - TSE | 23 November 2015 |  | 9 November 2016 | I KADEK - TSE | - |  | ACTIVE
0660.0.01151115.T88UV | TE032 | UV ROOM TSN 88 UV | IMAGING | TESENA INOVINDO, PT | GN00003411 | RSUD DR. H. RM. SOESELO | TEGAL | JAWA TENGAH | TEGAL | MAIN UNIT | CUSTOMER | 18 November 2015 | MUNADI - TSE | 18 November 2015 |  | 18 November 2015 | MUNADI - TSE | - |  | ACTIVE
0661 | NI14U | INFANT INCUBATOR LCS-ICU | IMAGING | NAKAMURA MEDICAL | GN00009328 | RSUD. UMBU RARA MEHA | KUPANG | NUSA TENGGARA TIMUR | WAINGAPU | MAIN UNIT | CUSTOMER | 9 November 2016 | I KADEK - TSE | 26 November 2015 |  | 9 November 2016 | I KADEK - TSE | - |  | ACTIVE
0662 | NI14U | INFANT INCUBATOR LCS-ICU | IMAGING | NAKAMURA MEDICAL | GN00009328 | RSUD. UMBU RARA MEHA | KUPANG | NUSA TENGGARA TIMUR | WAINGAPU | MAIN UNIT | CUSTOMER | 9 November 2016 | I KADEK - TSE | 23 November 2015 |  | 9 November 2016 | I KADEK - TSE | - |  | ACTIVE
0663 | NI14U | INFANT INCUBATOR LCS-ICU | IMAGING | NAKAMURA MEDICAL | GN00009328 | RSUD. UMBU RARA MEHA | KUPANG | NUSA TENGGARA TIMUR | WAINGAPU | MAIN UNIT | CUSTOMER | 9 November 2016 | I KADEK - TSE | 23 November 2015 |  | 9 November 2016 | I KADEK - TSE | - |  | ACTIVE
0664 | NI14U | INFANT INCUBATOR LCS-ICU | IMAGING | NAKAMURA MEDICAL | GN00009328 | RSUD. UMBU RARA MEHA | KUPANG | NUSA TENGGARA TIMUR | WAINGAPU | MAIN UNIT | CUSTOMER | 9 November 2016 | I KADEK - TSE | 23 November 2015 |  | 9 November 2016 | I KADEK - TSE | - |  | ACTIVE
06642983 | FEFDR | FDR D-EVO II | IMAGING | FUJIFILM INDONESIA, PT. | GN00002986 | RDC PUSAT - RAWAGELAM | PUSAT | DKI JAKARTA | JAKARTA TIMUR | MAIN UNIT | EMP | 7 June 2021 | ANTONIUS SAGITA - KALIBRASI | - |  | 7 June 2021 | ANTONIUS SAGITA - KALIBRASI | - |  | ACTIVE
06642988 | EDRST | FDR D-EVO II C35 (Advance stationary) | IMAGING | FUJIFILM INDONESIA, PT. | GN00002986 | RDC PUSAT - RAWAGELAM | PUSAT | DKI JAKARTA | JAKARTA TIMUR | MAIN UNIT | EMP | 21 April 2022 | ANTONIUS SAGITA - KALIBRASI | - |  | 13 October 2021 | ANTONIUS SAGITA - KALIBRASI | - |  | ACTIVE
06642990 | EDRST | FDR D-EVO II C35 (Advance stationary) | IMAGING | FUJIFILM INDONESIA, PT. | GN00002986 | RDC PUSAT - RAWAGELAM | PUSAT | DKI JAKARTA | JAKARTA TIMUR | MAIN UNIT | EMP | 21 April 2022 | ANTONIUS SAGITA - KALIBRASI | - |  | 3 November 2021 | ANTONIUS SAGITA - KALIBRASI | - |  | ACTIVE
06642991 | EDRST | FDR D-EVO II C35 (Advance stationary) | IMAGING | FUJIFILM INDONESIA, PT. | GN00002986 | RDC PUSAT - RAWAGELAM | PUSAT | DKI JAKARTA | JAKARTA TIMUR | MAIN UNIT | EMP | - |  | - |  | 8 December 2021 | ARIEF SETIAWAN - TSE CP | - |  | ACTIVE
06642992 | EDRST | FDR D-EVO II C35 (Advance stationary) | IMAGING | FUJIFILM INDONESIA, PT. | GN00002986 | RDC PUSAT - RAWAGELAM | PUSAT | DKI JAKARTA | JAKARTA TIMUR | MAIN UNIT | EMP | 21 April 2022 | ANTONIUS SAGITA - KALIBRASI | - |  | 3 November 2021 | ANTONIUS SAGITA - KALIBRASI | - |  | ACTIVE
06648686 | FDRSM | DRYPIX SMART | IMAGING | FUJIFILM INDONESIA, PT. | GN00001805 | RSUD SIMO | SOLO | JAWA TENGAH | BOYOLALI | MAIN UNIT | CUSTOMER | 22 September 2020 | ARIEF SETIAWAN - TSE CP | 11 January 2021 | TEGAR PANDU - TSE | 22 September 2020 | ARIEF SETIAWAN - TSE CP | 11 January 2021 | TEGAR PANDU - TSE | ACTIVE
06648687 | FDRSM | DRYPIX SMART | IMAGING | FUJIFILM INDONESIA, PT. | GN00001901 | RSUP SOERADJI KLATEN | YOGYAKARTA | YOGYAKARTA | YOGYAKARTA | MAIN UNIT | CUSTOMER | 30 November 2020 | ANTONIUS SAGITA - KALIBRASI | 28 October 2020 | RIDWAN - TSE | 26 October 2020 | ANTONIUS SAGITA - KALIBRASI | 30 November 2020 | ANTONIUS SAGITA - KALIBRASI | ACTIVE
06648720 | FDRSM | DRYPIX SMART | IMAGING | FUJIFILM INDONESIA, PT. | GN00000019 | RS OTORITA - RS BADAN PENGUSAHA BATAM | BATAM | KEPULAUAN RIAU | BATAM | MAIN UNIT | CUSTOMER | 22 February 2021 | ANTONIUS SAGITA - KALIBRASI | 28 December 2020 | RUDI SETIAWAN - TSE | 11 December 2020 | ANTONIUS SAGITA - KALIBRASI | 22 February 2021 | ANTONIUS SAGITA - KALIBRASI | ACTIVE
06648724 | FDRSM | DRYPIX SMART | IMAGING | FUJIFILM INDONESIA, PT. | GN00003172 | RS PARU DR. M. GOENAWAN PARTOWIDIGDO | BOGOR | JAWA BARAT | BOGOR | MAIN UNIT | CUSTOMER | 30 November 2020 | ANTONIUS SAGITA - KALIBRASI | 16 November 2020 | IBNUL AZIZ - TSE | 9 November 2020 | ANTONIUS SAGITA - KALIBRASI | 30 November 2020 | ANTONIUS SAGITA - KALIBRASI | ACTIVE
06648728 | FDRSM | DRYPIX SMART | IMAGING | FUJIFILM INDONESIA, PT. | GN00008249 | RSIA PUSPA HUSADA | BEKASI | JAWA BARAT | BEKASI | MAIN UNIT | CUSTOMER | 22 September 2020 | ARIEF SETIAWAN - TSE CP | 4 January 2021 | GATOT SURYA ADIPUTRA - TSE | 22 September 2020 | ARIEF SETIAWAN - TSE CP | 4 January 2021 | GATOT SURYA ADIPUTRA - TSE | ACTIVE
06648742 | FDRSM | DRYPIX SMART | IMAGING | FUJIFILM INDONESIA, PT. | GN20110008 | RSUD MUARA BELITI | BENGKULU | BENGKULU | BENGKULU | MAIN UNIT | CUSTOMER | 22 September 2020 | ARIEF SETIAWAN - TSE CP | 20 January 2021 | AZLI YUDHA - TSE | 22 September 2020 | ARIEF SETIAWAN - TSE CP | 20 January 2021 | AZLI YUDHA - TSE | ACTIVE
06648744 | FDRSM | DRYPIX SMART | IMAGING | FUJIFILM INDONESIA, PT. | GN00001000 | RB SAWOJAJAR | BOGOR | JAWA BARAT | BOGOR | MAIN UNIT | CUSTOMER | 30 November 2020 | ANTONIUS SAGITA - KALIBRASI | 27 November 2020 | IBNUL AZIZ - TSE | 17 November 2020 | ANTONIUS SAGITA - KALIBRASI | 30 November 2020 | ANTONIUS SAGITA - KALIBRASI | ACTIVE
0665 | NI14U | INFANT INCUBATOR LCS-ICU | IMAGING | NAKAMURA MEDICAL | GN00001206 | RSUD PROF DR MARGONO SOEKARJO | PURWOKERTO | JAWA TENGAH | BANYUMAS | MAIN UNIT | CUSTOMER | - |  | 24 November 2015 |  | - |  | - |  | ACTIVE
06654969 | FEFDR | FDR D-EVO II | IMAGING | FUJIFILM INDONESIA, PT. | GN00001241 | RSUD Dr. R. Sosodoro Djatikoesoemo | SURABAYA-1 | JAWA TIMUR | BOJONEGORO | MAIN UNIT | CUSTOMER | 15 April 2021 | ANTONIUS SAGITA - KALIBRASI | 18 July 2021 | MIKKI FAHRIZI - TSE | 22 February 2021 | ANTONIUS SAGITA - KALIBRASI | 18 July 2021 | MIKKI FAHRIZI - TSE | ACTIVE
0666 | NI14U | INFANT INCUBATOR LCS-ICU | IMAGING | NAKAMURA MEDICAL | GN00001206 | RSUD PROF DR MARGONO SOEKARJO | PURWOKERTO | JAWA TENGAH | BANYUMAS | MAIN UNIT | CUSTOMER | - |  | 24 November 2015 |  | - |  | - |  | ACTIVE
0666.0.01150915.T88UV | TE032 | UV ROOM TSN 88 UV | IMAGING | TESENA INOVINDO, PT | GN00009169 | RSU ABUNAWAS KENDARI | MAKASSAR | SULAWESI SELATAN | KENDARI | MAIN UNIT | CUSTOMER | 18 November 2015 | HARI UDI RAHARJO - TSE | 18 November 2015 |  | 18 November 2015 | HARI UDI RAHARJO - TSE | - |  | ACTIVE
0667 | NI14U | INFANT INCUBATOR LCS-ICU | IMAGING | NAKAMURA MEDICAL | GN00001216 | RSUD BANJARNEGARA | PURWOKERTO | JAWA TENGAH | BANJARNEGARA | MAIN UNIT | CUSTOMER | - |  | 28 November 2015 |  | - |  | - |  | ACTIVE
0668 | NI14U | INFANT INCUBATOR LCS-ICU | IMAGING | NAKAMURA MEDICAL | GN00001216 | RSUD BANJARNEGARA | PURWOKERTO | JAWA TENGAH | BANJARNEGARA | MAIN UNIT | CUSTOMER | - |  | 28 November 2015 |  | - |  | - |  | ACTIVE
0669 | NI14U | INFANT INCUBATOR LCS-ICU | IMAGING | NAKAMURA MEDICAL | GN00002457 | RSU PARE | KEDIRI | JAWA TIMUR | KEDIRI | MAIN UNIT | CUSTOMER | 12 November 2015 | GANDHI YANRANGGA | 12 November 2015 |  | 12 November 2015 | GANDHI YANRANGGA | - |  | ACTIVE
0669.0.01150915.T88UV | TE032 | UV ROOM TSN 88 UV | IMAGING | TESENA INOVINDO, PT | GN00009169 | RSU ABUNAWAS KENDARI | MAKASSAR | SULAWESI SELATAN | KENDARI | MAIN UNIT | CUSTOMER | 18 November 2015 | HARI UDI RAHARJO - TSE | 18 November 2015 |  | 18 November 2015 | HARI UDI RAHARJO - TSE | - |  | ACTIVE
066G2208 | FCRTM | CR IR 392 RU2 M PRIMA TM | IMAGING | FUJIFILM INDONESIA, PT. | GN00001000 | RB SAWOJAJAR | BOGOR | JAWA BARAT | BOGOR | MAIN UNIT | CUSTOMER | 30 November 2020 | ANTONIUS SAGITA - KALIBRASI | 27 November 2020 | IBNUL AZIZ - TSE | 17 November 2020 | ANTONIUS SAGITA - KALIBRASI | 30 November 2020 | ANTONIUS SAGITA - KALIBRASI | ACTIVE
066G2217 | FCRT2 | CR IR 392 RU2 PNTM = : E (PRIMA T2) | IMAGING | FUJIFILM INDONESIA, PT. | GN00002986 | RDC PUSAT - RAWAGELAM | PUSAT | DKI JAKARTA | JAKARTA TIMUR | MAIN UNIT | EMP | 30 November 2020 | ANTONIUS SAGITA - KALIBRASI | - |  | 3 November 2020 | ANTONIUS SAGITA - KALIBRASI | - |  | ACTIVE
066G2218 | FCRT2 | CR IR 392 RU2 PNTM = : E (PRIMA T2) | IMAGING | FUJIFILM INDONESIA, PT. | GN20110004 | RS MITRA HUSADA LAMPUNG | BANDAR LAMPUNG | LAMPUNG | BANDAR LAMPUNG | MAIN UNIT | CUSTOMER | 30 November 2020 | ANTONIUS SAGITA - KALIBRASI | 31 July 2021 | ABDI PUTRA - TSE | 3 November 2020 | ANTONIUS SAGITA - KALIBRASI | 31 July 2021 | ABDI PUTRA - TSE | ACTIVE
066G2228 | FCRT2 | CR IR 392 RU2 PNTM = : E (PRIMA T2) | IMAGING | FUJIFILM INDONESIA, PT. | GN00002986 | RDC PUSAT - RAWAGELAM | PUSAT | DKI JAKARTA | JAKARTA TIMUR | MAIN UNIT | EMP | 30 November 2020 | ANTONIUS SAGITA - KALIBRASI | - |  | 3 November 2020 | ANTONIUS SAGITA - KALIBRASI | - |  | ACTIVE
066G2231 | FCRT2 | CR IR 392 RU2 PNTM = : E (PRIMA T2) | IMAGING | FUJIFILM INDONESIA, PT. | GN00008249 | RSIA PUSPA HUSADA | BEKASI | JAWA BARAT | BEKASI | MAIN UNIT | CUSTOMER | 30 November 2020 | ANTONIUS SAGITA - KALIBRASI | 4 January 2021 | GATOT SURYA ADIPUTRA - TSE | 3 November 2020 | ANTONIUS SAGITA - KALIBRASI | 4 January 2021 | GATOT SURYA ADIPUTRA - TSE | ACTIVE
066G2234 | FCRT2 | CR IR 392 RU2 PNTM = : E (PRIMA T2) | IMAGING | FUJIFILM INDONESIA, PT. | GN00002986 | RDC PUSAT - RAWAGELAM | PUSAT | DKI JAKARTA | JAKARTA TIMUR | MAIN UNIT | EMP | 30 November 2020 | ANTONIUS SAGITA - KALIBRASI | - |  | 3 November 2020 | ANTONIUS SAGITA - KALIBRASI | - |  | ACTIVE
066G2239 | FCRT2 | CR IR 392 RU2 PNTM = : E (PRIMA T2) | IMAGING | FUJIFILM INDONESIA, PT. | GN00000465 | RSUD TAMIANG | BANDA ACEH | ACEH | TAMIANG | MAIN UNIT | CUSTOMER | 7 January 2021 | ARIEF SETIAWAN - TSE CP | 8 December 2020 | ABDUL KARIM - TSE | 7 December 2020 | ARIEF SETIAWAN - TSE CP | 7 January 2021 | ARIEF SETIAWAN - TSE CP | ACTIVE
066G2250 | FCRT2 | CR IR 392 RU2 PNTM = : E (PRIMA T2) | IMAGING | FUJIFILM INDONESIA, PT. | GN00004096 | RSIA BUDI KEMULIAAN | JAKARTA-2 | DKI JAKARTA | JAKARTA PUSAT | MAIN UNIT | CUSTOMER | 30 November 2020 | ANTONIUS SAGITA - KALIBRASI | 17 December 2020 | ARDI HERMAWAN - TSE CP | 3 November 2020 | ANTONIUS SAGITA - KALIBRASI | 17 December 2020 | ARDI HERMAWAN - TSE CP | ACTIVE
066G2252 | FCRT2 | CR IR 392 RU2 PNTM = : E (PRIMA T2) | IMAGING | FUJIFILM INDONESIA, PT. | GN00002986 | RDC PUSAT - RAWAGELAM | PUSAT | DKI JAKARTA | JAKARTA TIMUR | MAIN UNIT | EMP | 30 November 2020 | ANTONIUS SAGITA - KALIBRASI | - |  | 3 November 2020 | ANTONIUS SAGITA - KALIBRASI | - |  | ACTIVE
066G2255 | FCRT2 | CR IR 392 RU2 PNTM = : E (PRIMA T2) | IMAGING | FUJIFILM INDONESIA, PT. | GN00002986 | RDC PUSAT - RAWAGELAM | PUSAT | DKI JAKARTA | JAKARTA TIMUR | MAIN UNIT | EMP | 30 November 2020 | ANTONIUS SAGITA - KALIBRASI | - |  | 3 November 2020 | ANTONIUS SAGITA - KALIBRASI | - |  | ACTIVE
067/V/11 | BD910 |  |  |  | GN00002637 | POLTEKES PEKANBARU | PEKAN BARU | RIAU | PEKANBARU | MAIN UNIT | CUSTOMER | 26 December 2014 | MULKAN | 1 January 1900 |  | 26 December 2014 | MULKAN | - |  | INACTIVE
067/XII/12 T9202 | TM19U |  |  |  | GN00007404 | RSUD TABANAN | DENPASAR | BALI | DENPASAR | MAIN UNIT | CUSTOMER | 1 February 1990 | I KADEK - TSE | 1 January 1900 |  | 1 February 1990 | I KADEK - TSE | - |  | INACTIVE
0670 | NI14U | INFANT INCUBATOR LCS-ICU | IMAGING | NAKAMURA MEDICAL | GN00002457 | RSU PARE | KEDIRI | JAWA TIMUR | KEDIRI | MAIN UNIT | CUSTOMER | 12 November 2015 | GANDHI YANRANGGA | 12 November 2015 |  | 12 November 2015 | GANDHI YANRANGGA | - |  | ACTIVE
0671 | NI14U | INFANT INCUBATOR LCS-ICU | IMAGING | NAKAMURA MEDICAL | GN00001471 | RSU DR MOEWARDI SURAKARTA | SOLO | JAWA TENGAH | SURAKARTA | MAIN UNIT | CUSTOMER | 21 November 2015 | RAKHMAT | 21 November 2015 |  | 21 November 2015 | RAKHMAT | - |  | ACTIVE
0672 | NI14U | INFANT INCUBATOR LCS-ICU | IMAGING | NAKAMURA MEDICAL | GN00002463 | RSUD DR SOEDONO | KEDIRI | JAWA TIMUR | MADIUN | MAIN UNIT | CUSTOMER | 18 November 2015 | GANDHI YANRANGGA | 18 November 2015 |  | 18 November 2015 | GANDHI YANRANGGA | - |  | ACTIVE
0672.0.01150915.T88UV | TE032 | UV ROOM TSN 88 UV | IMAGING | TESENA INOVINDO, PT | GN00009169 | RSU ABUNAWAS KENDARI | MAKASSAR | SULAWESI SELATAN | KENDARI | MAIN UNIT | CUSTOMER | 18 November 2015 | HARI UDI RAHARJO - TSE | 18 November 2015 |  | 18 November 2015 | HARI UDI RAHARJO - TSE | - |  | ACTIVE
06720210 | FDRSL | FDR SE LITE C35 | IMAGING | FUJIFILM INDONESIA, PT. | GN24110005 | RS NURLIMA | PEKAN BARU | RIAU | PEKANBARU | MAIN UNIT | CUSTOMER | 7 June 2021 | ANTONIUS SAGITA - KALIBRASI | 13 December 2024 |  | 7 June 2021 | ANTONIUS SAGITA - KALIBRASI | 6 January 2025 | SAHID DERMAWAN - SPV TSE BARAT | ACTIVE
0673 | NI14U | INFANT INCUBATOR LCS-ICU | IMAGING | NAKAMURA MEDICAL | GN00002986 | RDC PUSAT - RAWAGELAM | PUSAT | DKI JAKARTA | JAKARTA TIMUR | MAIN UNIT | EMP | 5 November 2015 | ANASTASIA OCTAVIN | 1 January 1900 |  | 5 November 2015 | ANASTASIA OCTAVIN | - |  | ACTIVE
0673.0.00000915 | TE032 | UV ROOM TSN 88 UV | IMAGING | TESENA INOVINDO, PT | GN00000210 | RSUD DR RM PRATOMO BAGANSI API API | PEKAN BARU | RIAU | ROKAN HILIR | MAIN UNIT | CUSTOMER | 20 November 2015 | MULKAN | 20 November 2015 |  | 20 November 2015 | MULKAN | - |  | ACTIVE
0674 | NI14U | INFANT INCUBATOR LCS-ICU | IMAGING | NAKAMURA MEDICAL | GN00002463 | RSUD DR SOEDONO | KEDIRI | JAWA TIMUR | MADIUN | MAIN UNIT | CUSTOMER | 18 November 2015 | GANDHI YANRANGGA | 18 November 2015 |  | 18 November 2015 | GANDHI YANRANGGA | - |  | ACTIVE
06743362 | FCA11 | CONSOLE ADVANCE A12 V11 | IMAGING | FUJIFILM INDONESIA, PT. | GN00002986 | RDC PUSAT - RAWAGELAM | PUSAT | DKI JAKARTA | JAKARTA TIMUR | MAIN UNIT | EMP | 21 April 2022 | ANTONIUS SAGITA - KALIBRASI | - |  | 5 April 2022 | ANTONIUS SAGITA - KALIBRASI | - |  | ACTIVE
06743429 | EDRST | FDR D-EVO II C35 (Advance stationary) | IMAGING | FUJIFILM INDONESIA, PT. | GN00002986 | RDC PUSAT - RAWAGELAM | PUSAT | DKI JAKARTA | JAKARTA TIMUR | MAIN UNIT | EMP | - |  | - |  | 8 December 2021 | ARIEF SETIAWAN - TSE CP | - |  | ACTIVE
06743430 | EDRST | FDR D-EVO II C35 (Advance stationary) | IMAGING | FUJIFILM INDONESIA, PT. | GN00002986 | RDC PUSAT - RAWAGELAM | PUSAT | DKI JAKARTA | JAKARTA TIMUR | MAIN UNIT | EMP | 21 April 2022 | ANTONIUS SAGITA - KALIBRASI | - |  | 3 November 2021 | ANTONIUS SAGITA - KALIBRASI | - |  | ACTIVE
06743431 | EDRST | FDR D-EVO II C35 (Advance stationary) | IMAGING | FUJIFILM INDONESIA, PT. | GN00002986 | RDC PUSAT - RAWAGELAM | PUSAT | DKI JAKARTA | JAKARTA TIMUR | MAIN UNIT | EMP | 21 April 2022 | ANTONIUS SAGITA - KALIBRASI | - |  | 3 November 2021 | ANTONIUS SAGITA - KALIBRASI | - |  | ACTIVE
06743432 | EDRST | FDR D-EVO II C35 (Advance stationary) | IMAGING | FUJIFILM INDONESIA, PT. | GN00002986 | RDC PUSAT - RAWAGELAM | PUSAT | DKI JAKARTA | JAKARTA TIMUR | MAIN UNIT | EMP | - |  | - |  | 4 January 2022 | ARIEF SETIAWAN - TSE CP | - |  | ACTIVE
06743433 | EDRST | FDR D-EVO II C35 (Advance stationary) | IMAGING | FUJIFILM INDONESIA, PT. | GN00002986 | RDC PUSAT - RAWAGELAM | PUSAT | DKI JAKARTA | JAKARTA TIMUR | MAIN UNIT | EMP | - |  | - |  | 1 March 2022 | ARIEF SETIAWAN - TSE CP | - |  | ACTIVE
06743448 | EDRST | FDR D-EVO II C35 (Advance stationary) | IMAGING | FUJIFILM INDONESIA, PT. | GN00002986 | RDC PUSAT - RAWAGELAM | PUSAT | DKI JAKARTA | JAKARTA TIMUR | MAIN UNIT | EMP | - |  | - |  | 8 December 2021 | ARIEF SETIAWAN - TSE CP | - |  | ACTIVE
06746147 | FDMAS | DPX LITE MAGAZINE S : E | IMAGING | FUJIFILM INDONESIA, PT. | GN00004204 | RS LOTIM MEDICAL CENTER | MATARAM | NUSA TENGGARA BARAT | MATARAM | ACCESSORIES | EMP | 21 April 2022 | ANTONIUS SAGITA - KALIBRASI | 31 May 2022 | I KADEK - TSE | 21 October 2021 | ANTONIUS SAGITA - KALIBRASI | 31 May 2022 | I KADEK - TSE | ACTIVE
06748890 | FDRSM | DRYPIX SMART | IMAGING | FUJIFILM INDONESIA, PT. | GN00002457 | RSU PARE | KEDIRI | JAWA TIMUR | KEDIRI | MAIN UNIT | CUSTOMER | 7 January 2021 | ARIEF SETIAWAN - TSE CP | 31 December 2020 | AHMAD FATKHUDIN - TSE | 27 October 2020 | ARIEF SETIAWAN - TSE CP | 7 January 2021 | ARIEF SETIAWAN - TSE CP | ACTIVE
06748894 | FDRSM | DRYPIX SMART | IMAGING | FUJIFILM INDONESIA, PT. | GN00004096 | RSIA BUDI KEMULIAAN | JAKARTA-2 | DKI JAKARTA | JAKARTA PUSAT | MAIN UNIT | CUSTOMER | 7 January 2021 | ARIEF SETIAWAN - TSE CP | 17 December 2020 | ARDI HERMAWAN - TSE CP | 27 October 2020 | ARIEF SETIAWAN - TSE CP | 7 January 2021 | ARIEF SETIAWAN - TSE CP | ACTIVE
06748896 | FDRSM | DRYPIX SMART | IMAGING | FUJIFILM INDONESIA, PT. | GN00000157 | RSUD H. ABDUL MANAP KOTA JAMBI | JAMBI | JAMBI | JAMBI | MAIN UNIT | CUSTOMER | 7 January 2021 | ARIEF SETIAWAN - TSE CP | 14 February 2021 | ABDI PUTRA - TSE | 27 October 2020 | ARIEF SETIAWAN - TSE CP | 14 February 2021 | ABDI PUTRA - TSE | ACTIVE
06748903 | FDRSM | DRYPIX SMART | IMAGING | FUJIFILM INDONESIA, PT. | GN00000157 | RSUD H. ABDUL MANAP KOTA JAMBI | JAMBI | JAMBI | JAMBI | MAIN UNIT | CUSTOMER | 7 January 2021 | ARIEF SETIAWAN - TSE CP | 14 February 2021 | ABDI PUTRA - TSE | 27 October 2020 | ARIEF SETIAWAN - TSE CP | 14 February 2021 | ABDI PUTRA - TSE | ACTIVE
06748908 | FDRSM | DRYPIX SMART | IMAGING | FUJIFILM INDONESIA, PT. | GN00000073 | RSUD MENGGALA TULANG BAWANG | BANDAR LAMPUNG | LAMPUNG | BANDAR LAMPUNG | MAIN UNIT | CUSTOMER | 7 January 2021 | ARIEF SETIAWAN - TSE CP | 13 April 2021 | AZLI YUDHA - TSE | 27 October 2020 | ARIEF SETIAWAN - TSE CP | 13 April 2021 | AZLI YUDHA - TSE | ACTIVE
0675 | NI14U | INFANT INCUBATOR LCS-ICU | IMAGING | NAKAMURA MEDICAL | GN00002463 | RSUD DR SOEDONO | KEDIRI | JAWA TIMUR | MADIUN | MAIN UNIT | CUSTOMER | 18 November 2015 | GANDHI YANRANGGA | 18 November 2015 |  | 18 November 2015 | GANDHI YANRANGGA | - |  | ACTIVE
0676 | NI14U | INFANT INCUBATOR LCS-ICU | IMAGING | NAKAMURA MEDICAL | GN00001471 | RSU DR MOEWARDI SURAKARTA | SOLO | JAWA TENGAH | SURAKARTA | MAIN UNIT | CUSTOMER | 18 November 2015 | RAKHMAT | 18 November 2015 |  | 18 November 2015 | RAKHMAT | - |  | ACTIVE
0676.0.00000915.T88UV | TE032 | UV ROOM TSN 88 UV | IMAGING | TESENA INOVINDO, PT | GN00009169 | RSU ABUNAWAS KENDARI | MAKASSAR | SULAWESI SELATAN | KENDARI | MAIN UNIT | CUSTOMER | 18 November 2015 | HARI UDI RAHARJO - TSE | 18 November 2015 |  | 18 November 2015 | HARI UDI RAHARJO - TSE | - |  | ACTIVE
0677 | NI14U | INFANT INCUBATOR LCS-ICU | IMAGING | NAKAMURA MEDICAL | GN00001824 | RSU KANJURUHAN KEPANJEN | MALANG | JAWA TIMUR | MALANG | MAIN UNIT | CUSTOMER | 16 November 2015 | ZENZEN | 18 November 2015 |  | 16 November 2015 | ZENZEN | - |  | ACTIVE
0677.0.00000915 | TE032 | UV ROOM TSN 88 UV | IMAGING | TESENA INOVINDO, PT | GN00000210 | RSUD DR RM PRATOMO BAGANSI API API | PEKAN BARU | RIAU | ROKAN HILIR | MAIN UNIT | CUSTOMER | 20 November 2015 | MULKAN | 20 November 2015 |  | 20 November 2015 | MULKAN | - |  | ACTIVE
06772078 | EKFCS | PROFECT CS E-CATALOGUE | IMAGING | FUJIFILM INDONESIA, PT. | GN00002183 | RSUD DR M SOEWANDHIE SURABAYA | SURABAYA-1 | JAWA TIMUR | SURABAYA | MAIN UNIT | CUSTOMER | - |  | 29 November 2021 |  | 23 June 2022 | ARIEF SETIAWAN - TSE CP | - |  | ACTIVE
0678 | NI14U | INFANT INCUBATOR LCS-ICU | IMAGING | NAKAMURA MEDICAL | GN00002463 | RSUD DR SOEDONO | KEDIRI | JAWA TIMUR | MADIUN | MAIN UNIT | CUSTOMER | 18 November 2015 | GANDHI YANRANGGA | 18 November 2015 |  | 18 November 2015 | GANDHI YANRANGGA | - |  | ACTIVE
0679 | NI14U | INFANT INCUBATOR LCS-ICU | IMAGING | NAKAMURA MEDICAL | GN00001824 | RSU KANJURUHAN KEPANJEN | MALANG | JAWA TIMUR | MALANG | MAIN UNIT | CUSTOMER | 16 November 2015 | ZENZEN | 18 November 2015 |  | 16 November 2015 | ZENZEN | - |  | ACTIVE
068/V/11 T910SCC-U | BD910 |  |  |  | GN00001645 | RSIA PURI MEDIKA, MALANG | MALANG | JAWA TIMUR | MALANG | MAIN UNIT | CUSTOMER | 10 April 2015 |  | 1 January 1900 |  | 10 April 2015 |  | - |  | INACTIVE
068/VI/13 | TM19U |  |  |  | GN00002419 | RS USU ( UNIVERSITAS SUMATERA UTARA ) | MEDAN | SUMATERA UTARA | MEDAN | MAIN UNIT | CUSTOMER | 9 May 2014 | FIRMAN GEA | 1 December 2013 |  | 9 May 2014 | FIRMAN GEA | - |  | INACTIVE
068/XII/13 | TE044 | SUCTION TSN 505 PS | IMAGING | TESENA INOVINDO, PT | GN00000073 | RSUD MENGGALA TULANG BAWANG | BANDAR LAMPUNG | LAMPUNG | BANDAR LAMPUNG | MAIN UNIT | CUSTOMER | - |  | 19 December 2013 |  | - |  | - |  | ACTIVE
0680 | NI14U | INFANT INCUBATOR LCS-ICU | IMAGING | NAKAMURA MEDICAL | GN00001161 | RSUD WALED | CIREBON | JAWA BARAT | CIREBON | MAIN UNIT | CUSTOMER | 2 November 2017 | SUKMA WIJAYA - TSE | 2 November 2017 |  | 2 November 2017 | SUKMA WIJAYA - TSE | - |  | ACTIVE
0681 | NI14U | INFANT INCUBATOR LCS-ICU | IMAGING | NAKAMURA MEDICAL | GN00002986 | RDC PUSAT - RAWAGELAM | PUSAT | DKI JAKARTA | JAKARTA TIMUR | MAIN UNIT | EMP | 5 November 2015 | ANASTASIA OCTAVIN | 1 January 1900 |  | 5 November 2015 | ANASTASIA OCTAVIN | - |  | ACTIVE
0682 | NI14U | INFANT INCUBATOR LCS-ICU | IMAGING | NAKAMURA MEDICAL | GN00001824 | RSU KANJURUHAN KEPANJEN | MALANG | JAWA TIMUR | MALANG | MAIN UNIT | CUSTOMER | 16 November 2015 | ZENZEN | 18 November 2015 |  | 16 November 2015 | ZENZEN | - |  | ACTIVE
0683 | NI14U | INFANT INCUBATOR LCS-ICU | IMAGING | NAKAMURA MEDICAL | GN00002986 | RDC PUSAT - RAWAGELAM | PUSAT | DKI JAKARTA | JAKARTA TIMUR | MAIN UNIT | EMP | 12 November 2015 | ANASTASIA OCTAVIN | 1 January 1900 |  | 12 November 2015 | ANASTASIA OCTAVIN | - |  | ACTIVE
06833093 | FCP12 | PRIMA CONSOLE CL A12 | IMAGING | FUJIFILM INDONESIA, PT. | GN00000082 | RS YUKUM MEDICAL CENTRE / PT MITRA MEDICAL CENTER | BANDAR LAMPUNG | LAMPUNG | BANDAR LAMPUNG | MAIN UNIT | CUSTOMER | 7 January 2021 | ARIEF SETIAWAN - TSE CP | 17 May 2021 | AZLI YUDHA - TSE | 5 January 2021 | ARIEF SETIAWAN - TSE CP | 17 May 2021 | AZLI YUDHA - TSE | ACTIVE
06833099 | FCP12 | PRIMA CONSOLE CL A12 | IMAGING | FUJIFILM INDONESIA, PT. | GN00002986 | RDC PUSAT - RAWAGELAM | PUSAT | DKI JAKARTA | JAKARTA TIMUR | MAIN UNIT | EMP | 7 January 2021 | ARIEF SETIAWAN - TSE CP | - |  | 5 January 2021 | ARIEF SETIAWAN - TSE CP | - |  | ACTIVE
06833100 | FCP12 | PRIMA CONSOLE CL A12 | IMAGING | FUJIFILM INDONESIA, PT. | GN00002986 | RDC PUSAT - RAWAGELAM | PUSAT | DKI JAKARTA | JAKARTA TIMUR | MAIN UNIT | EMP | 7 January 2021 | ARIEF SETIAWAN - TSE CP | - |  | 5 January 2021 | ARIEF SETIAWAN - TSE CP | - |  | ACTIVE
0684 | NI14U | INFANT INCUBATOR LCS-ICU | IMAGING | NAKAMURA MEDICAL | GN00001161 | RSUD WALED | CIREBON | JAWA BARAT | CIREBON | MAIN UNIT | CUSTOMER | 2 November 2017 | SUKMA WIJAYA - TSE | 2 November 2017 |  | 2 November 2017 | SUKMA WIJAYA - TSE | - |  | ACTIVE
06843935 | FCA11 | CONSOLE ADVANCE A12 V11 | IMAGING | FUJIFILM INDONESIA, PT. | GN00001970 | RSIA HERMINA BEKASI | BEKASI | JAWA BARAT | BEKASI | MAIN UNIT | CUSTOMER | 21 April 2022 | ANTONIUS SAGITA - KALIBRASI | 7 March 2022 | GATOT SURYA ADIPUTRA - TSE | 1 March 2022 | ANTONIUS SAGITA - KALIBRASI | 21 April 2022 | ANTONIUS SAGITA - KALIBRASI | ACTIVE
06843938 | FCONA | CONSOLE ADVANCE | IMAGING | FUJIFILM INDONESIA, PT. | GN00002986 | RDC PUSAT - RAWAGELAM | PUSAT | DKI JAKARTA | JAKARTA TIMUR | MAIN UNIT | EMP | - |  | - |  | 1 July 2024 | ARIEF SETIAWAN - TSE CP | - |  | ACTIVE
06849289 | FDRSM | DRYPIX SMART | IMAGING | FUJIFILM INDONESIA, PT. | GN00000603 | RSUD ADE MOEHAMAD DJOEN SINTANG | PONTIANAK | KALIMANTAN BARAT | PONTIANAK | MAIN UNIT | CUSTOMER | - |  | 30 December 2021 | IBNUL AZIZ - TSE | 6 December 2021 | ARIEF SETIAWAN - TSE CP | 30 December 2021 | IBNUL AZIZ - TSE | ACTIVE
06849552 | FDRSM | DRYPIX SMART | IMAGING | FUJIFILM INDONESIA, PT. | GN20010138 | RSUD PRATAMA REDA BOLO | KUPANG | NUSA TENGGARA TIMUR | KUPANG | MAIN UNIT | CUSTOMER | 22 February 2021 | ANTONIUS SAGITA - KALIBRASI | 22 December 2020 | I KADEK - TSE | 16 December 2020 | ANTONIUS SAGITA - KALIBRASI | 22 February 2021 | ANTONIUS SAGITA - KALIBRASI | ACTIVE
06849562 | FDRSM | DRYPIX SMART | IMAGING | FUJIFILM INDONESIA, PT. | GN00003167 | RS BEDAH DIPONEGORO KLATEN | YOGYAKARTA | YOGYAKARTA | KLATEN | MAIN UNIT | CUSTOMER | 22 February 2021 | ANTONIUS SAGITA - KALIBRASI | 31 December 2021 | HARI UDI RAHARJO - TSE | 16 December 2020 | ANTONIUS SAGITA - KALIBRASI | 31 December 2021 | HARI UDI RAHARJO - TSE | ACTIVE
06849574 | FDRSM | DRYPIX SMART | IMAGING | FUJIFILM INDONESIA, PT. | GN20110016 | RS HERMINA WONOGIRI | SOLO | JAWA TENGAH | SURAKARTA | MAIN UNIT | CUSTOMER | 22 February 2021 | ANTONIUS SAGITA - KALIBRASI | 13 January 2021 | TEGAR PANDU - TSE | 16 December 2020 | ANTONIUS SAGITA - KALIBRASI | 22 February 2021 | ANTONIUS SAGITA - KALIBRASI | ACTIVE
06849576 | FDRSM | DRYPIX SMART | IMAGING | FUJIFILM INDONESIA, PT. | GN00002986 | RDC PUSAT - RAWAGELAM | PUSAT | DKI JAKARTA | JAKARTA TIMUR | MAIN UNIT | EMP | 22 February 2021 | ANTONIUS SAGITA - KALIBRASI | - |  | 16 December 2020 | ANTONIUS SAGITA - KALIBRASI | - |  | ACTIVE
06849578 | FDRSM | DRYPIX SMART | IMAGING | FUJIFILM INDONESIA, PT. | GN00002463 | RSUD DR SOEDONO | KEDIRI | JAWA TIMUR | MADIUN | MAIN UNIT | CUSTOMER | 15 April 2021 | ANTONIUS SAGITA - KALIBRASI | 18 February 2021 | YUNAN ARIMUNTIAN - TSE | 3 February 2021 | ANTONIUS SAGITA - KALIBRASI | 15 April 2021 | ANTONIUS SAGITA - KALIBRASI | ACTIVE
06849579 | FDRSM | DRYPIX SMART | IMAGING | FUJIFILM INDONESIA, PT. | GN00002986 | RDC PUSAT - RAWAGELAM | PUSAT | DKI JAKARTA | JAKARTA TIMUR | MAIN UNIT | EMP | 22 February 2021 | ANTONIUS SAGITA - KALIBRASI | - |  | 16 December 2020 | ANTONIUS SAGITA - KALIBRASI | - |  | ACTIVE
0685 | NI14U | INFANT INCUBATOR LCS-ICU | IMAGING | NAKAMURA MEDICAL | GN00002986 | RDC PUSAT - RAWAGELAM | PUSAT | DKI JAKARTA | JAKARTA TIMUR | MAIN UNIT | EMP | 12 November 2015 | ANASTASIA OCTAVIN | 1 January 1900 |  | 12 November 2015 | ANASTASIA OCTAVIN | - |  | ACTIVE
0686 | NI14U | INFANT INCUBATOR LCS-ICU | IMAGING | NAKAMURA MEDICAL | GN00000972 | RSUD SUBANG | BANDUNG | JAWA BARAT | SUBANG | MAIN UNIT | CUSTOMER | 12 November 2015 | SUKMA WIJAYA - TSE | 4 December 2015 |  | 12 November 2015 | SUKMA WIJAYA - TSE | - |  | ACTIVE
0687 | NI14U | INFANT INCUBATOR LCS-ICU | IMAGING | NAKAMURA MEDICAL | GN00000972 | RSUD SUBANG | BANDUNG | JAWA BARAT | SUBANG | MAIN UNIT | CUSTOMER | 12 November 2015 | SUKMA WIJAYA - TSE | 4 December 2015 |  | 12 November 2015 | SUKMA WIJAYA - TSE | - |  | ACTIVE
0688 | NI14U | INFANT INCUBATOR LCS-ICU | IMAGING | NAKAMURA MEDICAL | GN00002986 | RDC PUSAT - RAWAGELAM | PUSAT | DKI JAKARTA | JAKARTA TIMUR | MAIN UNIT | EMP | 12 November 2015 | ANASTASIA OCTAVIN | 1 January 1900 |  | 12 November 2015 | ANASTASIA OCTAVIN | - |  | ACTIVE
0689 | NI14U | INFANT INCUBATOR LCS-ICU | IMAGING | NAKAMURA MEDICAL | GN00002986 | RDC PUSAT - RAWAGELAM | PUSAT | DKI JAKARTA | JAKARTA TIMUR | MAIN UNIT | EMP | 12 November 2015 | ANASTASIA OCTAVIN | 1 January 1900 |  | 12 November 2015 | ANASTASIA OCTAVIN | - |  | ACTIVE
069/V/11 | TE004 | INCUBATOR TSN910SCC | IMAGING | TESENA INOVINDO, PT | GN00000755 | RSU UNDATA PALU | PALU | SULAWESI TENGAH | PALU | MAIN UNIT | CUSTOMER | 14 October 2014 | ANASTASIA OCTAVIN | 1 January 1900 |  | 14 October 2014 | ANASTASIA OCTAVIN | - |  | ACTIVE
069/VIII/14 | T75TR |  |  |  | GN00001825 | RSUD MARDI WALUYO | MALANG | JAWA TIMUR | BLITAR | MAIN UNIT | CUSTOMER | - |  | 28 October 2014 |  | - |  | - |  | INACTIVE
069/XII/13 | TE044 | SUCTION TSN 505 PS | IMAGING | TESENA INOVINDO, PT | GN00000085 | RSUD SUKADANA | BANDAR LAMPUNG | LAMPUNG | BANDAR LAMPUNG | MAIN UNIT | CUSTOMER | - |  | 19 December 2013 |  | - |  | - |  | ACTIVE
0690 | NI14U | INFANT INCUBATOR LCS-ICU | IMAGING | NAKAMURA MEDICAL | GN00002986 | RDC PUSAT - RAWAGELAM | PUSAT | DKI JAKARTA | JAKARTA TIMUR | MAIN UNIT | EMP | 12 November 2015 | ANASTASIA OCTAVIN | 1 January 1900 |  | 12 November 2015 | ANASTASIA OCTAVIN | - |  | ACTIVE
0691 | NI14U | INFANT INCUBATOR LCS-ICU | IMAGING | NAKAMURA MEDICAL | GN00002986 | RDC PUSAT - RAWAGELAM | PUSAT | DKI JAKARTA | JAKARTA TIMUR | MAIN UNIT | EMP | 12 November 2015 | ANASTASIA OCTAVIN | 1 January 1900 |  | 12 November 2015 | ANASTASIA OCTAVIN | - |  | ACTIVE
0692 | NI14U | INFANT INCUBATOR LCS-ICU | IMAGING | NAKAMURA MEDICAL | GN00000972 | RSUD SUBANG | BANDUNG | JAWA BARAT | SUBANG | MAIN UNIT | CUSTOMER | 12 November 2015 | SUKMA WIJAYA - TSE | 4 December 2015 |  | 12 November 2015 | SUKMA WIJAYA - TSE | - |  | ACTIVE
06933278 | FCP12 | PRIMA CONSOLE CL A12 | IMAGING | FUJIFILM INDONESIA, PT. | GN00002986 | RDC PUSAT - RAWAGELAM | PUSAT | DKI JAKARTA | JAKARTA TIMUR | MAIN UNIT | EMP | 7 January 2021 | ARIEF SETIAWAN - TSE CP | - |  | 5 January 2021 | ARIEF SETIAWAN - TSE CP | - |  | ACTIVE
06933279 | FCP12 | PRIMA CONSOLE CL A12 | IMAGING | FUJIFILM INDONESIA, PT. | GN00002986 | RDC PUSAT - RAWAGELAM | PUSAT | DKI JAKARTA | JAKARTA TIMUR | MAIN UNIT | EMP | 7 January 2021 | ARIEF SETIAWAN - TSE CP | - |  | 5 January 2021 | ARIEF SETIAWAN - TSE CP | - |  | ACTIVE
0694 | NI11U | INFANT INCUBATOR PS | IMAGING | NAKAMURA MEDICAL | GN00002986 | RDC PUSAT - RAWAGELAM | PUSAT | DKI JAKARTA | JAKARTA TIMUR | MAIN UNIT | EMP | 12 November 2015 | ANASTASIA OCTAVIN | 1 January 1900 |  | 12 November 2015 | ANASTASIA OCTAVIN | - |  | ACTIVE
06941574 | FRXL2 | CAPSULA XL2 | IMAGING | FUJIFILM INDONESIA, PT. | GN00002233 | RS HERMINA PALEMBANG | PALEMBANG | SUMATERA SELATAN | PALEMBANG | MAIN UNIT | CUSTOMER | 31 May 2021 | ANTONIUS SAGITA - KALIBRASI | 31 August 2022 | SELAMAT SIPAHUTAR - TSE | 27 May 2021 | ANTONIUS SAGITA - KALIBRASI | 31 August 2022 | SELAMAT SIPAHUTAR - TSE | ACTIVE
06944139 | EDRST | FDR D-EVO II C35 (Advance stationary) | IMAGING | FUJIFILM INDONESIA, PT. | GN00002986 | RDC PUSAT - RAWAGELAM | PUSAT | DKI JAKARTA | JAKARTA TIMUR | MAIN UNIT | EMP | - |  | - |  | 7 April 2022 | ARIEF SETIAWAN - TSE CP | - |  | ACTIVE
06944155 | EDRST | FDR D-EVO II C35 (Advance stationary) | IMAGING | FUJIFILM INDONESIA, PT. | GN00002986 | RDC PUSAT - RAWAGELAM | PUSAT | DKI JAKARTA | JAKARTA TIMUR | MAIN UNIT | EMP | - |  | - |  | 7 April 2022 | ARIEF SETIAWAN - TSE CP | - |  | ACTIVE
06944157 | EDRST | FDR D-EVO II C35 (Advance stationary) | IMAGING | FUJIFILM INDONESIA, PT. | GN00002986 | RDC PUSAT - RAWAGELAM | PUSAT | DKI JAKARTA | JAKARTA TIMUR | MAIN UNIT | EMP | - |  | - |  | 8 March 2022 | ARIEF SETIAWAN - TSE CP | - |  | ACTIVE
06944243 | EDRST | FDR D-EVO II C35 (Advance stationary) | IMAGING | FUJIFILM INDONESIA, PT. | GN00002986 | RDC PUSAT - RAWAGELAM | PUSAT | DKI JAKARTA | JAKARTA TIMUR | MAIN UNIT | EMP | - |  | - |  | 8 March 2022 | ARIEF SETIAWAN - TSE CP | - |  | ACTIVE
06944284 | FCA11 | CONSOLE ADVANCE A12 V11 | IMAGING | FUJIFILM INDONESIA, PT. | GN00009450 | RSU. SEMEN PADANG HOSPITAL | PADANG | SUMATERA BARAT | PADANG | MAIN UNIT | CUSTOMER | - |  | 13 September 2023 | ABDI PUTRA - TSE | 6 July 2022 | ANTONIUS SAGITA - KALIBRASI | 13 September 2023 | ABDI PUTRA - TSE | ACTIVE
06944289 | FCA11 | CONSOLE ADVANCE A12 V11 | IMAGING | FUJIFILM INDONESIA, PT. | GN00012135 | RS HERMINA YOGYAKARTA | YOGYAKARTA | YOGYAKARTA | YOGYAKARTA | MAIN UNIT | CUSTOMER | - |  | 23 September 2022 | DIAN FEBRIYANA - TSE | 6 July 2022 | ANTONIUS SAGITA - KALIBRASI | 23 September 2022 | DIAN FEBRIYANA - TSE | ACTIVE
06944290 | FCA11 | CONSOLE ADVANCE A12 V11 | IMAGING | FUJIFILM INDONESIA, PT. | GN22010013 | RS HERMINA TASIKMALAYA | TASIKMALAYA | JAWA BARAT | TASIKMALAYA | MAIN UNIT | CUSTOMER | - |  | - |  | 6 July 2022 | ANTONIUS SAGITA - KALIBRASI | - |  | ACTIVE
06944292 | FCA11 | CONSOLE ADVANCE A12 V11 | IMAGING | FUJIFILM INDONESIA, PT. | GN00002986 | RDC PUSAT - RAWAGELAM | PUSAT | DKI JAKARTA | JAKARTA TIMUR | MAIN UNIT | EMP | - |  | - |  | 6 July 2022 | ANTONIUS SAGITA - KALIBRASI | - |  | ACTIVE
0695 | NI11U | INFANT INCUBATOR PS | IMAGING | NAKAMURA MEDICAL | GN00002986 | RDC PUSAT - RAWAGELAM | PUSAT | DKI JAKARTA | JAKARTA TIMUR | MAIN UNIT | EMP | 12 November 2015 | ANASTASIA OCTAVIN | 1 January 1900 |  | 12 November 2015 | ANASTASIA OCTAVIN | - |  | ACTIVE
06972090 | EKFCS | PROFECT CS E-CATALOGUE | IMAGING | FUJIFILM INDONESIA, PT. | GN00000526 | RSUD KOTA SEMARANG | SEMARANG | JAWA TENGAH | SEMARANG | MAIN UNIT | CUSTOMER | 30 November 2020 | ANTONIUS SAGITA - KALIBRASI | 27 August 2021 | ANDRIAS NUGROHO - TSE | 9 November 2020 | ANTONIUS SAGITA - KALIBRASI | 27 August 2021 | ANDRIAS NUGROHO - TSE | ACTIVE
06972091 | EKFCS | PROFECT CS E-CATALOGUE | IMAGING | FUJIFILM INDONESIA, PT. | GN00001905 | RSUD TIDAR KAB MAGELANG | YOGYAKARTA | YOGYAKARTA | YOGYAKARTA | MAIN UNIT | CUSTOMER | 7 January 2021 | ARIEF SETIAWAN - TSE CP | 18 December 2020 | YUNAN ARIMUNTIAN - TSE | 30 November 2020 | ARIEF SETIAWAN - TSE CP | 7 January 2021 | ARIEF SETIAWAN - TSE CP | ACTIVE
0698 | NI14U | INFANT INCUBATOR LCS-ICU | IMAGING | NAKAMURA MEDICAL | GN00001901 | RSUP SOERADJI KLATEN | YOGYAKARTA | YOGYAKARTA | YOGYAKARTA | MAIN UNIT | CUSTOMER | 2 August 2016 | DIAN FEBRIYANA - TSE | 14 March 2016 |  | 2 August 2016 | DIAN FEBRIYANA - TSE | - |  | ACTIVE
07/ XII/ 12 | TM37U |  |  |  | GN00002642 | RS PENDIDIKAN RIAU | PEKAN BARU | RIAU | PEKANBARU | MAIN UNIT | CUSTOMER | - |  | 31 December 2012 |  | - |  | - |  | INACTIVE
070/VII/13 | TE035 | SCRUB 2P TSN 9202 | IMAGING | TESENA INOVINDO, PT | GN00002848 | RS PEKERJA KBN (KAWASAN BERIKAT NUSANTARA) | JAKARTA-1 | DKI JAKARTA | JAKARTA UTARA | MAIN UNIT | CUSTOMER | - |  | 17 January 2014 |  | - |  | - |  | ACTIVE
0700 | NI14U | INFANT INCUBATOR LCS-ICU | IMAGING | NAKAMURA MEDICAL | GN00001471 | RSU DR MOEWARDI SURAKARTA | SOLO | JAWA TENGAH | SURAKARTA | MAIN UNIT | CUSTOMER | 5 April 2016 | RAKHMAT | 5 April 2016 |  | 5 April 2016 | RAKHMAT | - |  | ACTIVE
0701 | NAI1U |  |  |  | GN00001512 | RSU DR. SOEBANDI | JEMBER | JAWA TIMUR | JEMBER | MAIN UNIT | CUSTOMER | 19 May 2016 | GANDHI YANRANGGA | 23 December 2015 |  | 19 May 2016 | GANDHI YANRANGGA | - |  | INACTIVE
0701-0328 | AS10U | SUCTION PUMP SAM-12 | IMAGING | M.G. ELECTRIC - UK | GN00001971 | RS MITRA KELUARGA BEKASI BARAT | BEKASI | JAWA BARAT | BEKASI | MAIN UNIT | CUSTOMER | 22 July 2014 | ANASTASIA OCTAVIN | 3 May 2008 |  | 22 July 2014 | ANASTASIA OCTAVIN | - |  | ACTIVE
0702 | NAI1U |  |  |  | GN00001413 | RSU DR TC HILLERS MAUMERE | KUPANG | NUSA TENGGARA TIMUR | MAUMERE | MAIN UNIT | CUSTOMER | - |  | 18 January 2016 |  | - |  | - |  | INACTIVE
0703.0.02140915.TUI-2 | TE011 | SIMPLE INCUBATOR W/ STAND TROLLEY | IMAGING | TESENA INOVINDO, PT | GN00009512 | PUSKESMAS CAB SETABELAN KOTA SOLO | SOLO | JAWA TENGAH | SURAKARTA | MAIN UNIT | CUSTOMER | 4 December 2015 | RAKHMAT | 3 December 2015 |  | 4 December 2015 | RAKHMAT | - |  | ACTIVE
07037963 | FDRLI | DRYPIX LITE | IMAGING | FUJIFILM INDONESIA, PT. | GN00002986 | RDC PUSAT - RAWAGELAM | PUSAT | DKI JAKARTA | JAKARTA TIMUR | MAIN UNIT | EMP | 15 April 2021 | ANTONIUS SAGITA - KALIBRASI | - |  | 8 March 2021 | ANTONIUS SAGITA - KALIBRASI | - |  | ACTIVE
07037965 | FDRLI | DRYPIX LITE | IMAGING | FUJIFILM INDONESIA, PT. | GN00002986 | RDC PUSAT - RAWAGELAM | PUSAT | DKI JAKARTA | JAKARTA TIMUR | MAIN UNIT | EMP | 15 April 2021 | ANTONIUS SAGITA - KALIBRASI | - |  | 8 March 2021 | ANTONIUS SAGITA - KALIBRASI | - |  | ACTIVE
07038073 | FDRLI | DRYPIX LITE | IMAGING | FUJIFILM INDONESIA, PT. | GN21020005 | Klinik Utama Citra Mulia - Blora | KUDUS | JAWA TENGAH | KUDUS | MAIN UNIT | EMP | 15 April 2021 | ANTONIUS SAGITA - KALIBRASI | 30 October 2021 | ANDRIAS NUGROHO - TSE | 8 March 2021 | ANTONIUS SAGITA - KALIBRASI | 30 October 2021 | ANDRIAS NUGROHO - TSE | ACTIVE
07038074 | FDRLI | DRYPIX LITE | IMAGING | FUJIFILM INDONESIA, PT. | GN00002986 | RDC PUSAT - RAWAGELAM | PUSAT | DKI JAKARTA | JAKARTA TIMUR | MAIN UNIT | EMP | 15 April 2021 | ANTONIUS SAGITA - KALIBRASI | - |  | 8 March 2021 | ANTONIUS SAGITA - KALIBRASI | - |  | ACTIVE
07038075 | FDRLI | DRYPIX LITE | IMAGING | FUJIFILM INDONESIA, PT. | GN00004204 | RS LOTIM MEDICAL CENTER | MATARAM | NUSA TENGGARA BARAT | MATARAM | MAIN UNIT | EMP | 15 April 2021 | ANTONIUS SAGITA - KALIBRASI | 7 September 2021 | I KADEK - TSE | 8 March 2021 | ANTONIUS SAGITA - KALIBRASI | 7 September 2021 | I KADEK - TSE | ACTIVE
07038078 | FDRLI | DRYPIX LITE | IMAGING | FUJIFILM INDONESIA, PT. | GN21010015 | RS. ENGGAL DANGAN | MALANG | JAWA TIMUR | MALANG | MAIN UNIT | CUSTOMER | 22 February 2021 | ANTONIUS SAGITA - KALIBRASI | 17 January 2021 | AHMAD FATKHUDIN - TSE | 16 December 2020 | ANTONIUS SAGITA - KALIBRASI | 22 February 2021 | ANTONIUS SAGITA - KALIBRASI | ACTIVE
0704 | NI11U | INFANT INCUBATOR PS | IMAGING | NAKAMURA MEDICAL | GN00001971 | RS MITRA KELUARGA BEKASI BARAT | BEKASI | JAWA BARAT | BEKASI | MAIN UNIT | CUSTOMER | 4 May 2016 | GATOT SURYA ADIPUTRA - TSE | 4 May 2016 |  | 4 May 2016 | GATOT SURYA ADIPUTRA - TSE | - |  | ACTIVE
0704080 | NI20P | DOPPLER FETUS DETECTOR KD 250 | IMAGING | NAKAMURA MEDICAL | GN00003036 | RS PONDOK INDAH | JAKARTA-2 | DKI JAKARTA | JAKARTA SELATAN | MAIN UNIT | CUSTOMER | 13 April 2015 | AGUS FAUZI | 1 January 1900 |  | 13 April 2015 | AGUS FAUZI | - |  | ACTIVE
0704082 | NI20P | DOPPLER FETUS DETECTOR KD 250 | IMAGING | NAKAMURA MEDICAL | GN00003036 | RS PONDOK INDAH | JAKARTA-2 | DKI JAKARTA | JAKARTA SELATAN | MAIN UNIT | CUSTOMER | 13 April 2015 | AGUS FAUZI | 1 January 1900 |  | 13 April 2015 | AGUS FAUZI | - |  | ACTIVE
07049949 | FDRSM | DRYPIX SMART | IMAGING | FUJIFILM INDONESIA, PT. | GN00000443 | RSU PANYABUNGAN | PEMATANG SIANTAR | SUMATERA UTARA | PANYABUNGAN | MAIN UNIT | CUSTOMER | - |  | - |  | 15 June 2022 | ARIEF SETIAWAN - TSE CP | - |  | ACTIVE
07049969 | FDRSM | DRYPIX SMART | IMAGING | FUJIFILM INDONESIA, PT. | GN21010004 | BALAI KESEHATAN PENERBANGAN | JAKARTA-1 | DKI JAKARTA | JAKARTA PUSAT | MAIN UNIT | CUSTOMER | 15 April 2021 | ANTONIUS SAGITA - KALIBRASI | 16 September 2021 | ARDI HERMAWAN - TSE CP | 11 January 2021 | ANTONIUS SAGITA - KALIBRASI | 16 September 2021 | ARDI HERMAWAN - TSE CP | ACTIVE
0705 | NI14U | INFANT INCUBATOR LCS-ICU | IMAGING | NAKAMURA MEDICAL | GN00001066 | RSUD CIBINONG | BOGOR | JAWA BARAT | BOGOR | MAIN UNIT | CUSTOMER | 12 July 2016 | IBNUL AZIZ - TSE | 30 June 2016 |  | 12 July 2016 | IBNUL AZIZ - TSE | - |  | ACTIVE
0705.0.02140715.TUI2 | TE011 | SIMPLE INCUBATOR W/ STAND TROLLEY | IMAGING | TESENA INOVINDO, PT | GN00001785 | RSUD SUKOHARJO | SOLO | JAWA TENGAH | SUKOHARJO | MAIN UNIT | CUSTOMER | 31 August 2015 | RAKHMAT | 31 August 2015 |  | 31 August 2015 | RAKHMAT | - |  | ACTIVE
07050073 | FDRSM | DRYPIX SMART | IMAGING | FUJIFILM INDONESIA, PT. | GN00007907 | RS MUHAMMADIYAH PONOROGO | KEDIRI | JAWA TIMUR | KEDIRI | MAIN UNIT | CUSTOMER | 7 January 2021 | ARIEF SETIAWAN - TSE CP | 24 February 2021 | MIKKI FAHRIZI - TSE | 5 January 2021 | ARIEF SETIAWAN - TSE CP | 24 February 2021 | MIKKI FAHRIZI - TSE | ACTIVE
07050075 | FDRSM | DRYPIX SMART | IMAGING | FUJIFILM INDONESIA, PT. | GN00006749 | RS PERMATA BUNDA | MALANG | JAWA TIMUR | MALANG | MAIN UNIT | CUSTOMER | 7 January 2021 | ARIEF SETIAWAN - TSE CP | 10 March 2021 | AHMAD FATKHUDIN - TSE | 5 January 2021 | ARIEF SETIAWAN - TSE CP | 10 March 2021 | AHMAD FATKHUDIN - TSE | ACTIVE
07050122 | FDRSM | DRYPIX SMART | IMAGING | FUJIFILM INDONESIA, PT. | GN00001548 | RS WAVA HUSADA | MALANG | JAWA TIMUR | MALANG | MAIN UNIT | EMP | 7 January 2021 | ARIEF SETIAWAN - TSE CP | 10 March 2021 | AHMAD FATKHUDIN - TSE | 5 January 2021 | ARIEF SETIAWAN - TSE CP | 10 March 2021 | AHMAD FATKHUDIN - TSE | ACTIVE
07050136 | FDRSM | DRYPIX SMART | IMAGING | FUJIFILM INDONESIA, PT. | GN00002986 | RDC PUSAT - RAWAGELAM | PUSAT | DKI JAKARTA | JAKARTA TIMUR | MAIN UNIT | EMP | 7 January 2021 | ARIEF SETIAWAN - TSE CP | - |  | 5 January 2021 | ARIEF SETIAWAN - TSE CP | - |  | ACTIVE
07050139 | FDRSM | DRYPIX SMART | IMAGING | FUJIFILM INDONESIA, PT. | GN00002986 | RDC PUSAT - RAWAGELAM | PUSAT | DKI JAKARTA | JAKARTA TIMUR | MAIN UNIT | EMP | 7 January 2021 | ARIEF SETIAWAN - TSE CP | - |  | 5 January 2021 | ARIEF SETIAWAN - TSE CP | - |  | ACTIVE
07050188 | FDRSM | DRYPIX SMART | IMAGING | FUJIFILM INDONESIA, PT. | GN00000954 | RSIA HERMINA PASTEUR | BANDUNG | JAWA BARAT | BANDUNG | MAIN UNIT | CUSTOMER | 15 April 2021 | ANTONIUS SAGITA - KALIBRASI | 12 April 2021 | ARBIANSYAH - TSE | 10 February 2021 | ANTONIUS SAGITA - KALIBRASI | 15 April 2021 | ANTONIUS SAGITA - KALIBRASI | ACTIVE
07050200 | FDRSM | DRYPIX SMART | IMAGING | FUJIFILM INDONESIA, PT. | GN00011224 | RS PERMATA CIREBON | CIREBON | JAWA BARAT | CIREBON | MAIN UNIT | EMP | 15 April 2021 | ANTONIUS SAGITA - KALIBRASI | 10 June 2021 | ARBIANSYAH - TSE | 10 February 2021 | ANTONIUS SAGITA - KALIBRASI | 10 June 2021 | ARBIANSYAH - TSE | ACTIVE
07050217 | FDRSM | DRYPIX SMART | IMAGING | FUJIFILM INDONESIA, PT. | GN00009821 | RSUD. KOTABARU | BANJARMASIN | KALIMANTAN SELATAN | KOTABARU | MAIN UNIT | CUSTOMER | 15 April 2021 | ANTONIUS SAGITA - KALIBRASI | 30 September 2021 | SARWANDI - TSE | 10 February 2021 | ANTONIUS SAGITA - KALIBRASI | 30 September 2021 | SARWANDI - TSE | ACTIVE
07050225 | FDRSM | DRYPIX SMART | IMAGING | FUJIFILM INDONESIA, PT. | GN00000526 | RSUD KOTA SEMARANG | SEMARANG | JAWA TENGAH | SEMARANG | MAIN UNIT | CUSTOMER | 15 April 2021 | ANTONIUS SAGITA - KALIBRASI | 29 December 2021 | ANDRIAS NUGROHO - TSE | 10 February 2021 | ANTONIUS SAGITA - KALIBRASI | 29 December 2021 | ANDRIAS NUGROHO - TSE | ACTIVE
0706 | NI14U | INFANT INCUBATOR LCS-ICU | IMAGING | NAKAMURA MEDICAL | GN00001066 | RSUD CIBINONG | BOGOR | JAWA BARAT | BOGOR | MAIN UNIT | CUSTOMER | 12 July 2016 | IBNUL AZIZ - TSE | 30 June 2016 |  | 12 July 2016 | IBNUL AZIZ - TSE | - |  | ACTIVE
0706-0328 | AS10U | SUCTION PUMP SAM-12 | IMAGING | M.G. ELECTRIC - UK | GN00001971 | RS MITRA KELUARGA BEKASI BARAT | BEKASI | JAWA BARAT | BEKASI | MAIN UNIT | CUSTOMER | 29 December 2014 | BUDI SUROSO - TSE | 8 May 2008 |  | 29 December 2014 | BUDI SUROSO - TSE | - |  | ACTIVE
0706.0.02140715 | TE011 | SIMPLE INCUBATOR W/ STAND TROLLEY | IMAGING | TESENA INOVINDO, PT | GN00002279 | DINAS KESEHATAN TUBAN | SURABAYA-1 | JAWA TIMUR | TUBAN | MAIN UNIT | CUSTOMER | 1 December 2015 | NGATARI | 1 December 2015 |  | 1 December 2015 | NGATARI | - |  | ACTIVE
0707 | NI14U | INFANT INCUBATOR LCS-ICU | IMAGING | NAKAMURA MEDICAL | GN00001066 | RSUD CIBINONG | BOGOR | JAWA BARAT | BOGOR | MAIN UNIT | CUSTOMER | 12 July 2016 | IBNUL AZIZ - TSE | 1 June 2016 |  | 12 July 2016 | IBNUL AZIZ - TSE | - |  | ACTIVE
0707.0.02140915.TUI-2 | TE011 | SIMPLE INCUBATOR W/ STAND TROLLEY | IMAGING | TESENA INOVINDO, PT | GN00009512 | PUSKESMAS CAB SETABELAN KOTA SOLO | SOLO | JAWA TENGAH | SURAKARTA | MAIN UNIT | CUSTOMER | 4 December 2015 | RAKHMAT | 3 December 2015 |  | 4 December 2015 | RAKHMAT | - |  | ACTIVE
0708 | NI14U | INFANT INCUBATOR LCS-ICU | IMAGING | NAKAMURA MEDICAL | GN00002183 | RSUD DR M SOEWANDHIE SURABAYA | SURABAYA-1 | JAWA TIMUR | SURABAYA | MAIN UNIT | CUSTOMER | 15 August 2016 | GANDHI YANRANGGA | 15 August 2016 |  | 15 August 2016 | GANDHI YANRANGGA | - |  | ACTIVE
0708.0.02140715.TUI2 | TE011 | SIMPLE INCUBATOR W/ STAND TROLLEY | IMAGING | TESENA INOVINDO, PT | GN00001785 | RSUD SUKOHARJO | SOLO | JAWA TENGAH | SUKOHARJO | MAIN UNIT | CUSTOMER | 31 August 2015 | RAKHMAT | 31 August 2015 |  | 31 August 2015 | RAKHMAT | - |  | ACTIVE
0709 | NI14U | INFANT INCUBATOR LCS-ICU | IMAGING | NAKAMURA MEDICAL | GN00001409 | RSU PROF DR W Z JOHANES | KUPANG | NUSA TENGGARA TIMUR | KUPANG | MAIN UNIT | CUSTOMER | - |  | 13 October 2016 |  | - |  | - |  | ACTIVE
0709-1582 | AS30U | SUCTION PUMP SAM-35 | IMAGING | M.G. ELECTRIC - UK | GN00003209 | RSIA MUHAMMADIYAH TAMAN PURING | JAKARTA-2 | DKI JAKARTA | JAKARTA SELATAN | MAIN UNIT | CUSTOMER | 26 September 2016 |  | 1 June 2012 |  | 26 September 2016 |  | - |  | ACTIVE
071/IV/10 | TE007 | INCUBATOR TSN876MCD CBNT | IMAGING | TESENA INOVINDO, PT | GN00001720 | RSU SUMBAWA BESAR | MATARAM | NUSA TENGGARA BARAT | MATARAM | MAIN UNIT | CUSTOMER | 1 February 1990 | I KADEK - TSE | 1 January 1900 |  | 1 February 1990 | I KADEK - TSE | - |  | ACTIVE
071/VII/13 | TE035 | SCRUB 2P TSN 9202 | IMAGING | TESENA INOVINDO, PT | GN00002848 | RS PEKERJA KBN (KAWASAN BERIKAT NUSANTARA) | JAKARTA-1 | DKI JAKARTA | JAKARTA UTARA | MAIN UNIT | CUSTOMER | - |  | 17 December 2013 |  | - |  | - |  | ACTIVE
0710 | NI14U | INFANT INCUBATOR LCS-ICU | IMAGING | NAKAMURA MEDICAL | GN00001409 | RSU PROF DR W Z JOHANES | KUPANG | NUSA TENGGARA TIMUR | KUPANG | MAIN UNIT | CUSTOMER | - |  | 13 October 2016 |  | - |  | - |  | ACTIVE
0710-1550 | MG40U | Suction Pump SAM420 | IMAGING | M.G. ELECTRIC - UK | GN00000971 | RSUD SOREANG | BANDUNG | JAWA BARAT | BANDUNG | MAIN UNIT | CUSTOMER | 1 February 1990 | SUKMA WIJAYA - TSE | 25 October 2013 |  | 1 February 1990 | SUKMA WIJAYA - TSE | - |  | INACTIVE
0710-1560 | MG40U | Suction Pump SAM420 | IMAGING | M.G. ELECTRIC - UK | GN00000232 | RS STROKE NASIONAL BUKITTINGGI | PADANG | SUMATERA BARAT | BUKITTINGGI | MAIN UNIT | CUSTOMER | 26 December 2014 | TRIYONO - TSE AREA BARAT | 1 January 2012 |  | 26 December 2014 | TRIYONO - TSE AREA BARAT | - |  | INACTIVE
0710-1676 | AS30U | SUCTION PUMP SAM-35 | IMAGING | M.G. ELECTRIC - UK | GN00001245 | RS AISYIYAH - KLOJEN MALANG | SURABAYA-1 | JAWA TIMUR | MALANG | MAIN UNIT | CUSTOMER | 10 April 2015 |  | 1 January 1900 |  | 10 April 2015 |  | - |  | ACTIVE
0710-1679 | AS30U | SUCTION PUMP SAM-35 | IMAGING | M.G. ELECTRIC - UK | GN00000234 | RSU DR ACHMAD MOCHTAR | PADANG | SUMATERA BARAT | BUKITTINGGI | MAIN UNIT | CUSTOMER | 26 December 2014 | TRIYONO - TSE AREA BARAT | 1 January 2011 |  | 26 December 2014 | TRIYONO - TSE AREA BARAT | - |  | ACTIVE
0710-1684 | AS30U | SUCTION PUMP SAM-35 | IMAGING | M.G. ELECTRIC - UK | GN00000868 | RSU PROV SULBAR | MAKASSAR | SULAWESI BARAT | MAMUJU | MAIN UNIT | CUSTOMER | 3 September 2014 | HARI UDI RAHARJO - TSE | 1 January 1900 |  | 3 September 2014 | HARI UDI RAHARJO - TSE | - |  | ACTIVE
07101551 | MG40U | Suction Pump SAM420 | IMAGING | M.G. ELECTRIC - UK | GN00000868 | RSU PROV SULBAR | MAKASSAR | SULAWESI BARAT | MAMUJU | MAIN UNIT | CUSTOMER | 10 April 2015 |  | 1 January 1900 |  | 10 April 2015 |  | - |  | INACTIVE
07101683 | AS30U | SUCTION PUMP SAM-35 | IMAGING | M.G. ELECTRIC - UK | GN00000868 | RSU PROV SULBAR | MAKASSAR | SULAWESI BARAT | MAMUJU | MAIN UNIT | CUSTOMER | 10 April 2015 |  | 1 January 1900 |  | 10 April 2015 |  | - |  | ACTIVE
07101684 | AS30U | SUCTION PUMP SAM-35 | IMAGING | M.G. ELECTRIC - UK | GN00000868 | RSU PROV SULBAR | MAKASSAR | SULAWESI BARAT | MAMUJU | MAIN UNIT | CUSTOMER | 10 April 2015 |  | 1 January 1900 |  | 10 April 2015 |  | - |  | ACTIVE
07101685 | AS30U | SUCTION PUMP SAM-35 | IMAGING | M.G. ELECTRIC - UK | GN00001677 | RSUD TIMIKA | JAYAPURA | PAPUA | TIMIKA | MAIN UNIT | CUSTOMER | 1 February 1990 | WISPI SIAGARI - TSE | 1 January 1900 |  | 1 February 1990 | WISPI SIAGARI - TSE | - |  | ACTIVE
0711 | NI14U | INFANT INCUBATOR LCS-ICU | IMAGING | NAKAMURA MEDICAL | GN00001409 | RSU PROF DR W Z JOHANES | KUPANG | NUSA TENGGARA TIMUR | KUPANG | MAIN UNIT | CUSTOMER | - |  | 13 October 2016 |  | - |  | - |  | ACTIVE
0712 | NI14U | INFANT INCUBATOR LCS-ICU | IMAGING | NAKAMURA MEDICAL | GN00001409 | RSU PROF DR W Z JOHANES | KUPANG | NUSA TENGGARA TIMUR | KUPANG | MAIN UNIT | CUSTOMER | - |  | 13 October 2016 |  | - |  | - |  | ACTIVE
07125937 | FCONA | CONSOLE ADVANCE | IMAGING | FUJIFILM INDONESIA, PT. | GN00002985 | WORKSHOOP CSM PUSAT | PUSAT | DKI JAKARTA | JAKARTA TIMUR | MAIN UNIT | EMP | 22 February 2021 | ANTONIUS SAGITA - KALIBRASI | - |  | 4 December 2020 | ANTONIUS SAGITA - KALIBRASI | - |  | ACTIVE
0713 | NI14U | INFANT INCUBATOR LCS-ICU | IMAGING | NAKAMURA MEDICAL | GN00001409 | RSU PROF DR W Z JOHANES | KUPANG | NUSA TENGGARA TIMUR | KUPANG | MAIN UNIT | CUSTOMER | - |  | 13 October 2016 |  | - |  | - |  | ACTIVE
0713-1417 | AS20U | Suction Pump Sam-18 |  |  | GN00001909 | RSUD MUNTILAN | YOGYAKARTA | YOGYAKARTA | YOGYAKARTA | MAIN UNIT | CUSTOMER | 14 November 2014 | ANDRIAS NUGROHO - TSE | 1 January 1900 |  | 14 November 2014 | ANDRIAS NUGROHO - TSE | - |  | INACTIVE
0713-1421 | AS10U | SUCTION PUMP SAM-12 | IMAGING | M.G. ELECTRIC - UK | GN00001241 | RSUD Dr. R. Sosodoro Djatikoesoemo | SURABAYA-1 | JAWA TIMUR | BOJONEGORO | MAIN UNIT | CUSTOMER | 1 February 1990 | ANDI ISMAIL - SPV TSE TIMUR | 1 January 1900 |  | 1 February 1990 | ANDI ISMAIL - SPV TSE TIMUR | - |  | ACTIVE
0713-1422 | AS10U | SUCTION PUMP SAM-12 | IMAGING | M.G. ELECTRIC - UK | GN00001241 | RSUD Dr. R. Sosodoro Djatikoesoemo | SURABAYA-1 | JAWA TIMUR | BOJONEGORO | MAIN UNIT | CUSTOMER | 1 February 1990 | ANDI ISMAIL - SPV TSE TIMUR | 1 January 1900 |  | 1 February 1990 | ANDI ISMAIL - SPV TSE TIMUR | - |  | ACTIVE
0713-1423 | AS10U | SUCTION PUMP SAM-12 | IMAGING | M.G. ELECTRIC - UK | GN00001241 | RSUD Dr. R. Sosodoro Djatikoesoemo | SURABAYA-1 | JAWA TIMUR | BOJONEGORO | MAIN UNIT | CUSTOMER | 1 February 1990 | ANDI ISMAIL - SPV TSE TIMUR | 1 January 1900 |  | 1 February 1990 | ANDI ISMAIL - SPV TSE TIMUR | - |  | ACTIVE
0713-1424 | AS10U | SUCTION PUMP SAM-12 | IMAGING | M.G. ELECTRIC - UK | GN00001241 | RSUD Dr. R. Sosodoro Djatikoesoemo | SURABAYA-1 | JAWA TIMUR | BOJONEGORO | MAIN UNIT | CUSTOMER | 28 August 2014 | ANDI ISMAIL - SPV TSE TIMUR | 1 January 1900 |  | 28 August 2014 | ANDI ISMAIL - SPV TSE TIMUR | - |  | ACTIVE
0713-1439 | AS14U | SUCTION UNIT SAM-14 | IMAGING | M.G. ELECTRIC - UK | GN00001899 | POLTEKES KEMENKES | YOGYAKARTA | YOGYAKARTA | YOGYAKARTA | MAIN UNIT | CUSTOMER | 9 February 2015 | DIAN FEBRIYANA - TSE | 1 January 1900 |  | 9 February 2015 | DIAN FEBRIYANA - TSE | - |  | ACTIVE
0713-1440 | AS30U | SUCTION PUMP SAM-35 | IMAGING | M.G. ELECTRIC - UK | GN00000008 | RSPAD GATOT SOEBROTO | JAKARTA-1 | DKI JAKARTA | JAKARTA PUSAT | MAIN UNIT | CUSTOMER | 28 June 2016 |  | 1 January 2013 |  | 28 June 2016 |  | - |  | ACTIVE
0713-1441 | AS30U | SUCTION PUMP SAM-35 | IMAGING | M.G. ELECTRIC - UK | GN00000008 | RSPAD GATOT SOEBROTO | JAKARTA-1 | DKI JAKARTA | JAKARTA PUSAT | MAIN UNIT | CUSTOMER | 28 June 2016 |  | 1 January 2012 |  | 28 June 2016 |  | - |  | ACTIVE
0713-1442 | AS30U | SUCTION PUMP SAM-35 | IMAGING | M.G. ELECTRIC - UK | GN00000008 | RSPAD GATOT SOEBROTO | JAKARTA-1 | DKI JAKARTA | JAKARTA PUSAT | MAIN UNIT | CUSTOMER | 26 September 2016 |  | 1 January 2010 |  | 26 September 2016 |  | - |  | ACTIVE
0713-1443 | AS30U | SUCTION PUMP SAM-35 | IMAGING | M.G. ELECTRIC - UK | GN00000008 | RSPAD GATOT SOEBROTO | JAKARTA-1 | DKI JAKARTA | JAKARTA PUSAT | MAIN UNIT | CUSTOMER | 28 June 2016 |  | 1 January 2012 |  | 28 June 2016 |  | - |  | ACTIVE
0713-1444 | AS30U | SUCTION PUMP SAM-35 | IMAGING | M.G. ELECTRIC - UK | GN00000006 | RS SULIYANTI SAROSO | JAKARTA-1 | DKI JAKARTA | JAKARTA UTARA | MAIN UNIT | CUSTOMER | 28 August 2014 | ARDI HERMAWAN - TSE CP | 27 January 1900 |  | 28 August 2014 | ARDI HERMAWAN - TSE CP | - |  | ACTIVE
0713-1445 | AS30U | SUCTION PUMP SAM-35 | IMAGING | M.G. ELECTRIC - UK | GN00000006 | RS SULIYANTI SAROSO | JAKARTA-1 | DKI JAKARTA | JAKARTA UTARA | MAIN UNIT | CUSTOMER | 28 August 2014 | ARDI HERMAWAN - TSE CP | 27 January 1900 |  | 28 August 2014 | ARDI HERMAWAN - TSE CP | - |  | ACTIVE
0713-1499 | AS20U | Suction Pump Sam-18 |  |  | GN00001466 | RSUD SIDOARJO | SURABAYA-1 | JAWA TIMUR | SIDOARJO | MAIN UNIT | CUSTOMER | 1 April 2015 | GANDHI YANRANGGA | 1 January 1900 |  | 1 April 2015 | GANDHI YANRANGGA | - |  | INACTIVE
0713-1500 | AS20U | Suction Pump Sam-18 |  |  | GN00001466 | RSUD SIDOARJO | SURABAYA-1 | JAWA TIMUR | SIDOARJO | MAIN UNIT | CUSTOMER | 1 April 2015 | GANDHI YANRANGGA | 1 January 1900 |  | 1 April 2015 | GANDHI YANRANGGA | - |  | INACTIVE
0713-1501 | AS20U | Suction Pump Sam-18 |  |  | GN00001466 | RSUD SIDOARJO | SURABAYA-1 | JAWA TIMUR | SIDOARJO | MAIN UNIT | CUSTOMER | 1 April 2015 | GANDHI YANRANGGA | 1 January 1900 |  | 1 April 2015 | GANDHI YANRANGGA | - |  | INACTIVE
07138227 | FDRLI | DRYPIX LITE | IMAGING | FUJIFILM INDONESIA, PT. | GN21100002 | Apotik Bojong Farma | CIREBON | JAWA BARAT | CIREBON | MAIN UNIT | CUSTOMER | 31 May 2021 | ANTONIUS SAGITA - KALIBRASI | 22 December 2021 | ARBIANSYAH - TSE | 28 April 2021 | ANTONIUS SAGITA - KALIBRASI | 22 December 2021 | ARBIANSYAH - TSE | ACTIVE
0714 | NI14U | INFANT INCUBATOR LCS-ICU | IMAGING | NAKAMURA MEDICAL | GN00001409 | RSU PROF DR W Z JOHANES | KUPANG | NUSA TENGGARA TIMUR | KUPANG | MAIN UNIT | CUSTOMER | - |  | 13 October 2016 |  | - |  | - |  | ACTIVE
0715 | NI14U | INFANT INCUBATOR LCS-ICU | IMAGING | NAKAMURA MEDICAL | GN00009328 | RSUD. UMBU RARA MEHA | KUPANG | NUSA TENGGARA TIMUR | WAINGAPU | MAIN UNIT | CUSTOMER | - |  | 9 November 2016 |  | - |  | - |  | ACTIVE
0715-1032 | AS14U | SUCTION UNIT SAM-14 | IMAGING | M.G. ELECTRIC - UK | GN00002311 | RSU MUH ANWAR SUMENEP | SURABAYA-1 | JAWA TIMUR | SUMENEP | MAIN UNIT | CUSTOMER | 3 September 2015 | GANDHI YANRANGGA | 3 September 2015 |  | 3 September 2015 | GANDHI YANRANGGA | - |  | ACTIVE
0715-1033 | AS14U | SUCTION UNIT SAM-14 | IMAGING | M.G. ELECTRIC - UK | GN00002311 | RSU MUH ANWAR SUMENEP | SURABAYA-1 | JAWA TIMUR | SUMENEP | MAIN UNIT | CUSTOMER | 3 September 2015 | GANDHI YANRANGGA | 3 September 2015 |  | 3 September 2015 | GANDHI YANRANGGA | - |  | ACTIVE
0715-1034 | AS14U | SUCTION UNIT SAM-14 | IMAGING | M.G. ELECTRIC - UK | GN00002986 | RDC PUSAT - RAWAGELAM | PUSAT | DKI JAKARTA | JAKARTA TIMUR | MAIN UNIT | EMP | 18 August 2015 | BUDI SUROSO - TSE | 1 January 1900 |  | 18 August 2015 | BUDI SUROSO - TSE | - |  | ACTIVE
0715-1035 | AS14U | SUCTION UNIT SAM-14 | IMAGING | M.G. ELECTRIC - UK | GN00002986 | RDC PUSAT - RAWAGELAM | PUSAT | DKI JAKARTA | JAKARTA TIMUR | MAIN UNIT | EMP | 18 August 2015 | BUDI SUROSO - TSE | 1 January 1900 |  | 18 August 2015 | BUDI SUROSO - TSE | - |  | ACTIVE
0715-1036 | AS14U | SUCTION UNIT SAM-14 | IMAGING | M.G. ELECTRIC - UK | GN00002966 | RSUD CALANG | BANDA ACEH | ACEH | BANDA ACEH | MAIN UNIT | CUSTOMER | 18 September 2015 | ARBIANSYAH - TSE | 18 September 2015 |  | 18 September 2015 | ARBIANSYAH - TSE | - |  | ACTIVE
0715-1037 | AS14U | SUCTION UNIT SAM-14 | IMAGING | M.G. ELECTRIC - UK | GN00000666 | RSUD TAMIANG LAYANG | BANJARMASIN | KALIMANTAN TENGAH | PALANGKA RAYA | MAIN UNIT | CUSTOMER | - |  | 30 October 2015 |  | - |  | - |  | ACTIVE
0715-1038 | AS14U | SUCTION UNIT SAM-14 | IMAGING | M.G. ELECTRIC - UK | GN00000666 | RSUD TAMIANG LAYANG | BANJARMASIN | KALIMANTAN TENGAH | PALANGKA RAYA | MAIN UNIT | CUSTOMER | - |  | 30 October 2015 |  | - |  | - |  | ACTIVE
0715-1039 | AS14U | SUCTION UNIT SAM-14 | IMAGING | M.G. ELECTRIC - UK | GN00000666 | RSUD TAMIANG LAYANG | BANJARMASIN | KALIMANTAN TENGAH | PALANGKA RAYA | MAIN UNIT | CUSTOMER | - |  | 30 October 2015 |  | - |  | - |  | ACTIVE
0715-1040 | AS14U | SUCTION UNIT SAM-14 | IMAGING | M.G. ELECTRIC - UK | GN00001872 | DINAS KESEHATAN KAB/ KOTA. KULONPROGO | YOGYAKARTA | YOGYAKARTA | YOGYAKARTA | MAIN UNIT | CUSTOMER | 28 October 2015 | ANDRIAS NUGROHO - TSE | 28 October 2015 |  | 28 October 2015 | ANDRIAS NUGROHO - TSE | - |  | ACTIVE
0715-1041 | AS14U | SUCTION UNIT SAM-14 | IMAGING | M.G. ELECTRIC - UK | GN00001872 | DINAS KESEHATAN KAB/ KOTA. KULONPROGO | YOGYAKARTA | YOGYAKARTA | YOGYAKARTA | MAIN UNIT | CUSTOMER | 28 October 2015 | ANDRIAS NUGROHO - TSE | 28 October 2015 |  | 28 October 2015 | ANDRIAS NUGROHO - TSE | - |  | ACTIVE
0715-1042 | AS14U | SUCTION UNIT SAM-14 | IMAGING | M.G. ELECTRIC - UK | GN00001872 | DINAS KESEHATAN KAB/ KOTA. KULONPROGO | YOGYAKARTA | YOGYAKARTA | YOGYAKARTA | MAIN UNIT | CUSTOMER | 28 October 2015 | ANDRIAS NUGROHO - TSE | 28 October 2015 |  | 28 October 2015 | ANDRIAS NUGROHO - TSE | - |  | ACTIVE
0715.0.02141115.TUI2 | TE011 | SIMPLE INCUBATOR W/ STAND TROLLEY | IMAGING | TESENA INOVINDO, PT | GN00009525 | RS KATOLIK PALANGKARAYA | BANJARMASIN | KALIMANTAN SELATAN | BANJARMASIN | MAIN UNIT | CUSTOMER | - |  | 14 December 2015 |  | - |  | - |  | ACTIVE
0716 | NI14U | INFANT INCUBATOR LCS-ICU | IMAGING | NAKAMURA MEDICAL | GN00000596 | RSU DR SOEDARSO PONTIANAK | PONTIANAK | KALIMANTAN BARAT | PONTIANAK | MAIN UNIT | CUSTOMER | 7 December 2016 | IBNUL AZIZ - TSE | 14 November 2016 |  | 7 December 2016 | IBNUL AZIZ - TSE | - |  | ACTIVE
0717 | NI14U | INFANT INCUBATOR LCS-ICU | IMAGING | NAKAMURA MEDICAL | GN00000596 | RSU DR SOEDARSO PONTIANAK | PONTIANAK | KALIMANTAN BARAT | PONTIANAK | MAIN UNIT | CUSTOMER | 7 December 2016 | IBNUL AZIZ - TSE | 14 November 2016 |  | 7 December 2016 | IBNUL AZIZ - TSE | - |  | ACTIVE
0717-1606 | AS30U | SUCTION PUMP SAM-35 | IMAGING | M.G. ELECTRIC - UK | GN00001169 | RSUD MAJALENGKA | CIREBON | JAWA BARAT | MAJALENGKA | MAIN UNIT | CUSTOMER | 30 November 2018 | SUKMA WIJAYA - TSE | 30 November 2018 |  | 30 November 2018 | SUKMA WIJAYA - TSE | - |  | ACTIVE
0717-1607 | AS30U | SUCTION PUMP SAM-35 | IMAGING | M.G. ELECTRIC - UK | GN00001169 | RSUD MAJALENGKA | CIREBON | JAWA BARAT | MAJALENGKA | MAIN UNIT | CUSTOMER | 30 November 2018 | SUKMA WIJAYA - TSE | 30 November 2018 |  | 30 November 2018 | SUKMA WIJAYA - TSE | - |  | ACTIVE
0717-1608 | AS30U | SUCTION PUMP SAM-35 | IMAGING | M.G. ELECTRIC - UK | GN00001169 | RSUD MAJALENGKA | CIREBON | JAWA BARAT | MAJALENGKA | MAIN UNIT | CUSTOMER | 30 November 2018 | SUKMA WIJAYA - TSE | 30 November 2018 |  | 30 November 2018 | SUKMA WIJAYA - TSE | - |  | ACTIVE
0717-1609 | AS30U | SUCTION PUMP SAM-35 | IMAGING | M.G. ELECTRIC - UK | GN00001169 | RSUD MAJALENGKA | CIREBON | JAWA BARAT | MAJALENGKA | MAIN UNIT | CUSTOMER | 30 November 2018 | SUKMA WIJAYA - TSE | 30 November 2018 |  | 30 November 2018 | SUKMA WIJAYA - TSE | - |  | ACTIVE
0717-1610 | AS30U | SUCTION PUMP SAM-35 | IMAGING | M.G. ELECTRIC - UK | GN00001169 | RSUD MAJALENGKA | CIREBON | JAWA BARAT | MAJALENGKA | MAIN UNIT | CUSTOMER | 30 November 2018 | SUKMA WIJAYA - TSE | 30 November 2018 |  | 30 November 2018 | SUKMA WIJAYA - TSE | - |  | ACTIVE
0717-1648 | AS14U | SUCTION UNIT SAM-14 | IMAGING | M.G. ELECTRIC - UK | GN00002986 | RDC PUSAT - RAWAGELAM | PUSAT | DKI JAKARTA | JAKARTA TIMUR | MAIN UNIT | EMP | 21 August 2018 | ANTONIUS SAGITA - KALIBRASI | 21 August 2018 |  | 21 August 2018 | ANTONIUS SAGITA - KALIBRASI | - |  | ACTIVE
0717-1649 | AS14U | SUCTION UNIT SAM-14 | IMAGING | M.G. ELECTRIC - UK | GN00009441 | PUSKESMAS SINDANGKASIH | TASIKMALAYA | JAWA BARAT | TASIKMALAYA | MAIN UNIT | CUSTOMER | 30 October 2018 | SUKMA WIJAYA - TSE | 30 October 2018 |  | 30 October 2018 | SUKMA WIJAYA - TSE | - |  | ACTIVE
0717-1650 | AS14U | SUCTION UNIT SAM-14 | IMAGING | M.G. ELECTRIC - UK | GN00011204 | PUSKESMAS PAYUNGSARI | TASIKMALAYA | JAWA BARAT | TASIKMALAYA | MAIN UNIT | CUSTOMER | 30 October 2018 | SUKMA WIJAYA - TSE | 30 October 2018 |  | 30 October 2018 | SUKMA WIJAYA - TSE | - |  | ACTIVE
0717-1651 | AS14U | SUCTION UNIT SAM-14 | IMAGING | M.G. ELECTRIC - UK | GN00002986 | RDC PUSAT - RAWAGELAM | PUSAT | DKI JAKARTA | JAKARTA TIMUR | MAIN UNIT | EMP | 21 August 2018 | ANTONIUS SAGITA - KALIBRASI | 21 August 2018 |  | 21 August 2018 | ANTONIUS SAGITA - KALIBRASI | - |  | ACTIVE
0717-1652 | AS14U | SUCTION UNIT SAM-14 | IMAGING | M.G. ELECTRIC - UK | GN00002986 | RDC PUSAT - RAWAGELAM | PUSAT | DKI JAKARTA | JAKARTA TIMUR | MAIN UNIT | EMP | 21 August 2018 | ANTONIUS SAGITA - KALIBRASI | 21 August 2018 |  | 21 August 2018 | ANTONIUS SAGITA - KALIBRASI | - |  | ACTIVE
0717-1653 | AS14U | SUCTION UNIT SAM-14 | IMAGING | M.G. ELECTRIC - UK | GN19030001 | RSUD SULTAN M JAMALUDDIN | PONTIANAK | KALIMANTAN BARAT | PONTIANAK | MAIN UNIT | CUSTOMER | - |  | 24 May 2019 |  | - |  | - |  | ACTIVE
0717-1654 | AS14U | SUCTION UNIT SAM-14 | IMAGING | M.G. ELECTRIC - UK | GN19030001 | RSUD SULTAN M JAMALUDDIN | PONTIANAK | KALIMANTAN BARAT | PONTIANAK | MAIN UNIT | CUSTOMER | - |  | 24 May 2019 |  | - |  | - |  | ACTIVE
0717-1655 | AS14U | SUCTION UNIT SAM-14 | IMAGING | M.G. ELECTRIC - UK | GN00002986 | RDC PUSAT - RAWAGELAM | PUSAT | DKI JAKARTA | JAKARTA TIMUR | MAIN UNIT | EMP | 21 August 2018 | ANTONIUS SAGITA - KALIBRASI | 21 August 2018 |  | 21 August 2018 | ANTONIUS SAGITA - KALIBRASI | - |  | ACTIVE
0717-1656 | AS14U | SUCTION UNIT SAM-14 | IMAGING | M.G. ELECTRIC - UK | GN00002986 | RDC PUSAT - RAWAGELAM | PUSAT | DKI JAKARTA | JAKARTA TIMUR | MAIN UNIT | EMP | 21 August 2018 | ANTONIUS SAGITA - KALIBRASI | 21 August 2018 |  | 21 August 2018 | ANTONIUS SAGITA - KALIBRASI | - |  | ACTIVE
0718 | NI14U | INFANT INCUBATOR LCS-ICU | IMAGING | NAKAMURA MEDICAL | GN00000596 | RSU DR SOEDARSO PONTIANAK | PONTIANAK | KALIMANTAN BARAT | PONTIANAK | MAIN UNIT | CUSTOMER | 7 December 2016 | IBNUL AZIZ - TSE | 14 November 2016 |  | 7 December 2016 | IBNUL AZIZ - TSE | - |  | ACTIVE
0718-1080 | AS30U | SUCTION PUMP SAM-35 | IMAGING | M.G. ELECTRIC - UK | GN00001169 | RSUD MAJALENGKA | CIREBON | JAWA BARAT | MAJALENGKA | MAIN UNIT | CUSTOMER | 30 November 2018 | SUKMA WIJAYA - TSE | 30 November 2018 |  | 30 November 2018 | SUKMA WIJAYA - TSE | - |  | ACTIVE
0718-1081 | AS30U | SUCTION PUMP SAM-35 | IMAGING | M.G. ELECTRIC - UK | GN00001169 | RSUD MAJALENGKA | CIREBON | JAWA BARAT | MAJALENGKA | MAIN UNIT | CUSTOMER | 30 November 2018 | SUKMA WIJAYA - TSE | 30 November 2018 |  | 30 November 2018 | SUKMA WIJAYA - TSE | - |  | ACTIVE
0718-1082 | AS30U | SUCTION PUMP SAM-35 | IMAGING | M.G. ELECTRIC - UK | GN00002986 | RDC PUSAT - RAWAGELAM | PUSAT | DKI JAKARTA | JAKARTA TIMUR | MAIN UNIT | EMP | 21 August 2018 | ANTONIUS SAGITA - KALIBRASI | 21 August 2018 |  | 21 August 2018 | ANTONIUS SAGITA - KALIBRASI | - |  | ACTIVE
0718-1083 | AS30U | SUCTION PUMP SAM-35 | IMAGING | M.G. ELECTRIC - UK | GN00002986 | RDC PUSAT - RAWAGELAM | PUSAT | DKI JAKARTA | JAKARTA TIMUR | MAIN UNIT | EMP | 21 August 2018 | ANTONIUS SAGITA - KALIBRASI | 21 August 2018 |  | 21 August 2018 | ANTONIUS SAGITA - KALIBRASI | - |  | ACTIVE
0718-1084 | AS30U | SUCTION PUMP SAM-35 | IMAGING | M.G. ELECTRIC - UK | GN00001473 | RUMAH SAKIT JIWA DAERAH SURAKARTA ( RSJ - SOERAKARTA ) | SOLO | JAWA TENGAH | SURAKARTA | MAIN UNIT | CUSTOMER | 13 April 2019 | TEGAR PANDU - TSE | 13 April 2019 |  | 13 April 2019 | TEGAR PANDU - TSE | - |  | ACTIVE
0718-1085 | AS30U | SUCTION PUMP SAM-35 | IMAGING | M.G. ELECTRIC - UK | GN00001473 | RUMAH SAKIT JIWA DAERAH SURAKARTA ( RSJ - SOERAKARTA ) | SOLO | JAWA TENGAH | SURAKARTA | MAIN UNIT | CUSTOMER | 13 April 2019 | TEGAR PANDU - TSE | 13 April 2019 |  | 13 April 2019 | TEGAR PANDU - TSE | - |  | ACTIVE
0718-1086 | AS30U | SUCTION PUMP SAM-35 | IMAGING | M.G. ELECTRIC - UK | GN00000596 | RSU DR SOEDARSO PONTIANAK | PONTIANAK | KALIMANTAN BARAT | PONTIANAK | MAIN UNIT | CUSTOMER | - |  | 23 April 2019 |  | - |  | - |  | ACTIVE
0718-1087 | AS30U | SUCTION PUMP SAM-35 | IMAGING | M.G. ELECTRIC - UK | GN00000596 | RSU DR SOEDARSO PONTIANAK | PONTIANAK | KALIMANTAN BARAT | PONTIANAK | MAIN UNIT | CUSTOMER | - |  | 23 April 2019 |  | - |  | - |  | ACTIVE
0718-1088 | AS30U | SUCTION PUMP SAM-35 | IMAGING | M.G. ELECTRIC - UK | GN00000596 | RSU DR SOEDARSO PONTIANAK | PONTIANAK | KALIMANTAN BARAT | PONTIANAK | MAIN UNIT | CUSTOMER | - |  | 23 April 2019 |  | - |  | - |  | ACTIVE
0718-1089 | AS30U | SUCTION PUMP SAM-35 | IMAGING | M.G. ELECTRIC - UK | GN00000596 | RSU DR SOEDARSO PONTIANAK | PONTIANAK | KALIMANTAN BARAT | PONTIANAK | MAIN UNIT | CUSTOMER | - |  | 23 April 2019 |  | - |  | - |  | ACTIVE
0718-1090 | AS30U | SUCTION PUMP SAM-35 | IMAGING | M.G. ELECTRIC - UK | GN00000596 | RSU DR SOEDARSO PONTIANAK | PONTIANAK | KALIMANTAN BARAT | PONTIANAK | MAIN UNIT | CUSTOMER | - |  | 23 April 2019 |  | - |  | - |  | ACTIVE
0718-1091 | AS30U | SUCTION PUMP SAM-35 | IMAGING | M.G. ELECTRIC - UK | GN00000596 | RSU DR SOEDARSO PONTIANAK | PONTIANAK | KALIMANTAN BARAT | PONTIANAK | MAIN UNIT | CUSTOMER | - |  | 23 April 2019 |  | - |  | - |  | ACTIVE
0718-1092 | AS30U | SUCTION PUMP SAM-35 | IMAGING | M.G. ELECTRIC - UK | GN00002986 | RDC PUSAT - RAWAGELAM | PUSAT | DKI JAKARTA | JAKARTA TIMUR | MAIN UNIT | EMP | 21 August 2018 | ANTONIUS SAGITA - KALIBRASI | 21 August 2018 |  | 21 August 2018 | ANTONIUS SAGITA - KALIBRASI | - |  | ACTIVE
0718-1093 | AS30U | SUCTION PUMP SAM-35 | IMAGING | M.G. ELECTRIC - UK | GN19030001 | RSUD SULTAN M JAMALUDDIN | PONTIANAK | KALIMANTAN BARAT | PONTIANAK | MAIN UNIT | CUSTOMER | - |  | 24 May 2019 |  | - |  | - |  | ACTIVE
0718-1094 | AS30U | SUCTION PUMP SAM-35 | IMAGING | M.G. ELECTRIC - UK | GN00001169 | RSUD MAJALENGKA | CIREBON | JAWA BARAT | MAJALENGKA | MAIN UNIT | CUSTOMER | - |  | 24 April 2019 |  | - |  | - |  | ACTIVE
0718-1095 | AS30U | SUCTION PUMP SAM-35 | IMAGING | M.G. ELECTRIC - UK | GN00001169 | RSUD MAJALENGKA | CIREBON | JAWA BARAT | MAJALENGKA | MAIN UNIT | CUSTOMER | - |  | 24 April 2019 |  | - |  | - |  | ACTIVE
0718-1096 | AS30U | SUCTION PUMP SAM-35 | IMAGING | M.G. ELECTRIC - UK | GN00001169 | RSUD MAJALENGKA | CIREBON | JAWA BARAT | MAJALENGKA | MAIN UNIT | CUSTOMER | - |  | 24 April 2019 |  | - |  | - |  | ACTIVE
0718-1097 | AS30U | SUCTION PUMP SAM-35 | IMAGING | M.G. ELECTRIC - UK | GN00001169 | RSUD MAJALENGKA | CIREBON | JAWA BARAT | MAJALENGKA | MAIN UNIT | CUSTOMER | - |  | 24 April 2019 |  | - |  | - |  | ACTIVE
0718-1098 | AS30U | SUCTION PUMP SAM-35 | IMAGING | M.G. ELECTRIC - UK | GN00001169 | RSUD MAJALENGKA | CIREBON | JAWA BARAT | MAJALENGKA | MAIN UNIT | CUSTOMER | - |  | 24 April 2019 |  | - |  | - |  | ACTIVE
0718-1099 | AS30U | SUCTION PUMP SAM-35 | IMAGING | M.G. ELECTRIC - UK | GN00001169 | RSUD MAJALENGKA | CIREBON | JAWA BARAT | MAJALENGKA | MAIN UNIT | CUSTOMER | - |  | 24 April 2019 |  | - |  | - |  | ACTIVE
0718-1100 | AS30U | SUCTION PUMP SAM-35 | IMAGING | M.G. ELECTRIC - UK | GN00001169 | RSUD MAJALENGKA | CIREBON | JAWA BARAT | MAJALENGKA | MAIN UNIT | CUSTOMER | - |  | 24 April 2019 |  | - |  | - |  | ACTIVE
0718-1101 | AS30U | SUCTION PUMP SAM-35 | IMAGING | M.G. ELECTRIC - UK | GN00002986 | RDC PUSAT - RAWAGELAM | PUSAT | DKI JAKARTA | JAKARTA TIMUR | MAIN UNIT | EMP | 21 August 2018 | ANTONIUS SAGITA - KALIBRASI | 21 August 2018 |  | 21 August 2018 | ANTONIUS SAGITA - KALIBRASI | - |  | ACTIVE
0718-1102 | AS30U | SUCTION PUMP SAM-35 | IMAGING | M.G. ELECTRIC - UK | GN00002986 | RDC PUSAT - RAWAGELAM | PUSAT | DKI JAKARTA | JAKARTA TIMUR | MAIN UNIT | EMP | 21 August 2018 | ANTONIUS SAGITA - KALIBRASI | 21 August 2018 |  | 21 August 2018 | ANTONIUS SAGITA - KALIBRASI | - |  | ACTIVE
0718-1103 | AS30U | SUCTION PUMP SAM-35 | IMAGING | M.G. ELECTRIC - UK | GN00000595 | RSUD DR ABDUL AZIZ | PONTIANAK | KALIMANTAN BARAT | PONTIANAK | MAIN UNIT | CUSTOMER | - |  | 23 August 2019 |  | - |  | - |  | ACTIVE
0718-1104 | AS30U | SUCTION PUMP SAM-35 | IMAGING | M.G. ELECTRIC - UK | GN00000595 | RSUD DR ABDUL AZIZ | PONTIANAK | KALIMANTAN BARAT | PONTIANAK | MAIN UNIT | CUSTOMER | - |  | 23 August 2019 |  | - |  | - |  | ACTIVE
0718-1105 | AS30U | SUCTION PUMP SAM-35 | IMAGING | M.G. ELECTRIC - UK | GN00000595 | RSUD DR ABDUL AZIZ | PONTIANAK | KALIMANTAN BARAT | PONTIANAK | MAIN UNIT | CUSTOMER | - |  | 23 August 2019 |  | - |  | - |  | ACTIVE
0718-1106 | AS30U | SUCTION PUMP SAM-35 | IMAGING | M.G. ELECTRIC - UK | GN00000595 | RSUD DR ABDUL AZIZ | PONTIANAK | KALIMANTAN BARAT | PONTIANAK | MAIN UNIT | CUSTOMER | - |  | 23 August 2019 |  | - |  | - |  | ACTIVE
0718-1107 | AS30U | SUCTION PUMP SAM-35 | IMAGING | M.G. ELECTRIC - UK | GN00000595 | RSUD DR ABDUL AZIZ | PONTIANAK | KALIMANTAN BARAT | PONTIANAK | MAIN UNIT | CUSTOMER | - |  | 23 August 2019 |  | - |  | - |  | ACTIVE
0718-1108 | AS30U | SUCTION PUMP SAM-35 | IMAGING | M.G. ELECTRIC - UK | GN00000595 | RSUD DR ABDUL AZIZ | PONTIANAK | KALIMANTAN BARAT | PONTIANAK | MAIN UNIT | CUSTOMER | - |  | 23 August 2019 |  | - |  | - |  | ACTIVE
0718-1109 | AS30U | SUCTION PUMP SAM-35 | IMAGING | M.G. ELECTRIC - UK | GN00000595 | RSUD DR ABDUL AZIZ | PONTIANAK | KALIMANTAN BARAT | PONTIANAK | MAIN UNIT | CUSTOMER | - |  | 23 August 2019 |  | - |  | - |  | ACTIVE
0718-1110 | AS30U | SUCTION PUMP SAM-35 | IMAGING | M.G. ELECTRIC - UK | GN00000595 | RSUD DR ABDUL AZIZ | PONTIANAK | KALIMANTAN BARAT | PONTIANAK | MAIN UNIT | CUSTOMER | - |  | 23 August 2019 |  | - |  | - |  | ACTIVE
0718-1111 | AS30U | SUCTION PUMP SAM-35 | IMAGING | M.G. ELECTRIC - UK | GN00000595 | RSUD DR ABDUL AZIZ | PONTIANAK | KALIMANTAN BARAT | PONTIANAK | MAIN UNIT | CUSTOMER | - |  | 23 August 2019 |  | - |  | - |  | ACTIVE
0718-1112 | AS30U | SUCTION PUMP SAM-35 | IMAGING | M.G. ELECTRIC - UK | GN00000595 | RSUD DR ABDUL AZIZ | PONTIANAK | KALIMANTAN BARAT | PONTIANAK | MAIN UNIT | CUSTOMER | - |  | 23 August 2019 |  | - |  | - |  | ACTIVE
0718-1113 | AS30U | SUCTION PUMP SAM-35 | IMAGING | M.G. ELECTRIC - UK | GN00000595 | RSUD DR ABDUL AZIZ | PONTIANAK | KALIMANTAN BARAT | PONTIANAK | MAIN UNIT | CUSTOMER | - |  | 23 August 2019 |  | - |  | - |  | ACTIVE
0718-1114 | AS30U | SUCTION PUMP SAM-35 | IMAGING | M.G. ELECTRIC - UK | GN00002986 | RDC PUSAT - RAWAGELAM | PUSAT | DKI JAKARTA | JAKARTA TIMUR | MAIN UNIT | EMP | 7 September 2018 | ARIEF SETIAWAN - TSE CP | 3 September 2018 |  | 7 September 2018 | ARIEF SETIAWAN - TSE CP | - |  | ACTIVE
0718-1115 | AS30U | SUCTION PUMP SAM-35 | IMAGING | M.G. ELECTRIC - UK | GN00002986 | RDC PUSAT - RAWAGELAM | PUSAT | DKI JAKARTA | JAKARTA TIMUR | MAIN UNIT | EMP | 7 September 2018 | ARIEF SETIAWAN - TSE CP | 3 September 2018 |  | 7 September 2018 | ARIEF SETIAWAN - TSE CP | - |  | ACTIVE
0718-1116 | AS30U | SUCTION PUMP SAM-35 | IMAGING | M.G. ELECTRIC - UK | GN00001413 | RSU DR TC HILLERS MAUMERE | KUPANG | NUSA TENGGARA TIMUR | MAUMERE | MAIN UNIT | CUSTOMER | 7 September 2018 | ANDI ISMAIL - SPV TSE TIMUR | 3 September 2018 |  | 7 September 2018 | ANDI ISMAIL - SPV TSE TIMUR | - |  | ACTIVE
0718-1303 | AS14U | SUCTION UNIT SAM-14 | IMAGING | M.G. ELECTRIC - UK | GN00002986 | RDC PUSAT - RAWAGELAM | PUSAT | DKI JAKARTA | JAKARTA TIMUR | MAIN UNIT | EMP | 25 September 2018 | ARIEF SETIAWAN - TSE CP | 3 September 2018 |  | 25 September 2018 | ARIEF SETIAWAN - TSE CP | - |  | ACTIVE
0718-1304 | AS14U | SUCTION UNIT SAM-14 | IMAGING | M.G. ELECTRIC - UK | GN00002986 | RDC PUSAT - RAWAGELAM | PUSAT | DKI JAKARTA | JAKARTA TIMUR | MAIN UNIT | EMP | 25 September 2018 | ARIEF SETIAWAN - TSE CP | 3 September 2018 |  | 25 September 2018 | ARIEF SETIAWAN - TSE CP | - |  | ACTIVE
0718-1305 | AS14U | SUCTION UNIT SAM-14 | IMAGING | M.G. ELECTRIC - UK | GN00002020 | RSJ SOEROJO MAGELANG | YOGYAKARTA | YOGYAKARTA | YOGYAKARTA | MAIN UNIT | CUSTOMER | 12 July 2019 | RIDWAN - TSE | 12 July 2019 |  | 12 July 2019 | RIDWAN - TSE | - |  | ACTIVE
0718-1306 | AS14U | SUCTION UNIT SAM-14 | IMAGING | M.G. ELECTRIC - UK | GN00002986 | RDC PUSAT - RAWAGELAM | PUSAT | DKI JAKARTA | JAKARTA TIMUR | MAIN UNIT | EMP | 25 September 2018 | ARIEF SETIAWAN - TSE CP | 3 September 2018 |  | 25 September 2018 | ARIEF SETIAWAN - TSE CP | - |  | ACTIVE
0718-1307 | AS14U | SUCTION UNIT SAM-14 | IMAGING | M.G. ELECTRIC - UK | GN20010002 | RS BALIMED KARANGASEM | DENPASAR | BALI | DENPASAR | MAIN UNIT | CUSTOMER | 25 September 2018 | ARIEF SETIAWAN - TSE CP | 13 October 2020 | I KADEK - TSE | 25 September 2018 | ARIEF SETIAWAN - TSE CP | 13 October 2020 | I KADEK - TSE | ACTIVE
0719 | NI14U | INFANT INCUBATOR LCS-ICU | IMAGING | NAKAMURA MEDICAL | GN00000596 | RSU DR SOEDARSO PONTIANAK | PONTIANAK | KALIMANTAN BARAT | PONTIANAK | MAIN UNIT | CUSTOMER | 7 December 2016 | IBNUL AZIZ - TSE | 14 November 2016 |  | 7 December 2016 | IBNUL AZIZ - TSE | - |  | ACTIVE
0719-1367 | AS20U | Suction Pump Sam-18 |  |  | GN00011934 | DINAS KESEHATAN KABUPATEN TANA TORAJA | MAKASSAR | SULAWESI SELATAN | MAKASSAR | MAIN UNIT | CUSTOMER | 14 October 2019 | AUGESTA NANDA PRADANA - TSE | 14 October 2019 |  | 14 October 2019 | AUGESTA NANDA PRADANA - TSE | - |  | INACTIVE
0719-1368 | AS20U | Suction Pump Sam-18 |  |  | GN00000595 | RSUD DR ABDUL AZIZ | PONTIANAK | KALIMANTAN BARAT | PONTIANAK | MAIN UNIT | CUSTOMER | - |  | 23 August 2019 |  | - |  | - |  | INACTIVE
0719-1369 | AS20U | Suction Pump Sam-18 |  |  | GN00011934 | DINAS KESEHATAN KABUPATEN TANA TORAJA | MAKASSAR | SULAWESI SELATAN | MAKASSAR | MAIN UNIT | CUSTOMER | 14 October 2019 | AUGESTA NANDA PRADANA - TSE | 14 October 2019 |  | 14 October 2019 | AUGESTA NANDA PRADANA - TSE | - |  | INACTIVE
0719-1433 | AS20U | Suction Pump Sam-18 |  |  | GN00011268 | RSUD SK LERIK | KUPANG | NUSA TENGGARA TIMUR | KUPANG | MAIN UNIT | CUSTOMER | 2 December 2019 | ANDI ISMAIL - SPV TSE TIMUR | 2 December 2019 |  | 2 December 2019 | ANDI ISMAIL - SPV TSE TIMUR | 24 January 2025 | ANDI ISMAIL - SPV TSE TIMUR | INACTIVE
071G3511 | FCRT2 | CR IR 392 RU2 PNTM = : E (PRIMA T2) | IMAGING | FUJIFILM INDONESIA, PT. | GN00003167 | RS BEDAH DIPONEGORO KLATEN | YOGYAKARTA | YOGYAKARTA | KLATEN | MAIN UNIT | CUSTOMER | 14 April 2021 | ANTONIUS SAGITA - KALIBRASI | 11 January 2021 | TEGAR PANDU - TSE | 23 December 2020 | ANTONIUS SAGITA - KALIBRASI | 14 April 2021 | ANTONIUS SAGITA - KALIBRASI | ACTIVE
071G3516 | FCRT2 | CR IR 392 RU2 PNTM = : E (PRIMA T2) | IMAGING | FUJIFILM INDONESIA, PT. | GN00002986 | RDC PUSAT - RAWAGELAM | PUSAT | DKI JAKARTA | JAKARTA TIMUR | MAIN UNIT | EMP | 15 April 2021 | ANTONIUS SAGITA - KALIBRASI | - |  | 23 December 2020 | ANTONIUS SAGITA - KALIBRASI | - |  | ACTIVE
071G3517 | FCRT2 | CR IR 392 RU2 PNTM = : E (PRIMA T2) | IMAGING | FUJIFILM INDONESIA, PT. | GN20110016 | RS HERMINA WONOGIRI | SOLO | JAWA TENGAH | SURAKARTA | MAIN UNIT | CUSTOMER | 15 April 2021 | ANTONIUS SAGITA - KALIBRASI | 24 June 2022 | TEGAR PANDU - TSE | 23 December 2020 | ANTONIUS SAGITA - KALIBRASI | 24 June 2022 | TEGAR PANDU - TSE | ACTIVE
071G3524 | FCRT2 | CR IR 392 RU2 PNTM = : E (PRIMA T2) | IMAGING | FUJIFILM INDONESIA, PT. | GN00002986 | RDC PUSAT - RAWAGELAM | PUSAT | DKI JAKARTA | JAKARTA TIMUR | MAIN UNIT | EMP | 14 April 2021 | ANTONIUS SAGITA - KALIBRASI | - |  | 23 December 2020 | ANTONIUS SAGITA - KALIBRASI | - |  | ACTIVE
071G3528 | FCRT2 | CR IR 392 RU2 PNTM = : E (PRIMA T2) | IMAGING | FUJIFILM INDONESIA, PT. | GN21010015 | RS. ENGGAL DANGAN | MALANG | JAWA TIMUR | MALANG | MAIN UNIT | CUSTOMER | 15 April 2021 | ANTONIUS SAGITA - KALIBRASI | 29 January 2021 | PHILIP LAKRISNA - TSE | 23 December 2020 | ANTONIUS SAGITA - KALIBRASI | 15 April 2021 | ANTONIUS SAGITA - KALIBRASI | ACTIVE
072/I/11 | TE023 | PHOTOTHERAPY TLC 2 H 4 | IMAGING | TESENA INOVINDO, PT | GN00000985 | DINAS KESEHATAN KAB/ KOTA. CIAMIS | TASIKMALAYA | JAWA BARAT | CIAMIS | MAIN UNIT | CUSTOMER | 1 February 1990 | SUKMA WIJAYA - TSE | 10 December 2013 |  | 1 February 1990 | SUKMA WIJAYA - TSE | - |  | ACTIVE
072/X/13 | TM19U |  |  |  | GN00002419 | RS USU ( UNIVERSITAS SUMATERA UTARA ) | MEDAN | SUMATERA UTARA | MEDAN | MAIN UNIT | CUSTOMER | 9 May 2014 | FIRMAN GEA | 1 December 2013 |  | 9 May 2014 | FIRMAN GEA | - |  | INACTIVE
0720 | NI14U | INFANT INCUBATOR LCS-ICU | IMAGING | NAKAMURA MEDICAL | GN00000596 | RSU DR SOEDARSO PONTIANAK | PONTIANAK | KALIMANTAN BARAT | PONTIANAK | MAIN UNIT | CUSTOMER | 7 December 2016 | IBNUL AZIZ - TSE | 14 November 2016 |  | 7 December 2016 | IBNUL AZIZ - TSE | - |  | ACTIVE
0721 | NI14U | INFANT INCUBATOR LCS-ICU | IMAGING | NAKAMURA MEDICAL | GN00001413 | RSU DR TC HILLERS MAUMERE | KUPANG | NUSA TENGGARA TIMUR | MAUMERE | MAIN UNIT | CUSTOMER | 23 December 2016 | I KADEK - TSE | 23 December 2016 |  | 23 December 2016 | I KADEK - TSE | - |  | ACTIVE
072333504 | FCP12 | PRIMA CONSOLE CL A12 | IMAGING | FUJIFILM INDONESIA, PT. | GN00002986 | RDC PUSAT - RAWAGELAM | PUSAT | DKI JAKARTA | JAKARTA TIMUR | MAIN UNIT | EMP | 21 April 2022 | ANTONIUS SAGITA - KALIBRASI | - |  | 16 June 2021 | ANTONIUS SAGITA - KALIBRASI | - |  | ACTIVE
07233504 | FCP12 | PRIMA CONSOLE CL A12 | IMAGING | FUJIFILM INDONESIA, PT. | GN00000058 | RS GRAHA HUSADA | BANDAR LAMPUNG | LAMPUNG | BANDAR LAMPUNG | MAIN UNIT | CUSTOMER | - |  | 8 July 2021 | RUDI SETIAWAN - TSE | 1 July 2021 | ARIEF SETIAWAN - TSE CP | 8 July 2021 | RUDI SETIAWAN - TSE | ACTIVE
07233505 | FCP12 | PRIMA CONSOLE CL A12 | IMAGING | FUJIFILM INDONESIA, PT. | GN20040017 | RS BELLEZA KEDATON BANDAR LAMPUNG | BANDAR LAMPUNG | LAMPUNG | BANDAR LAMPUNG | MAIN UNIT | CUSTOMER | 21 April 2022 | ANTONIUS SAGITA - KALIBRASI | 5 July 2021 | RUDI SETIAWAN - TSE | 16 June 2021 | ANTONIUS SAGITA - KALIBRASI | 21 April 2022 | ANTONIUS SAGITA - KALIBRASI | ACTIVE
07233506 | FCP12 | PRIMA CONSOLE CL A12 | IMAGING | FUJIFILM INDONESIA, PT. | GN00011224 | RS PERMATA CIREBON | CIREBON | JAWA BARAT | CIREBON | MAIN UNIT | EMP | 21 April 2022 | ANTONIUS SAGITA - KALIBRASI | 22 September 2021 | ARBIANSYAH - TSE | 9 June 2021 | ANTONIUS SAGITA - KALIBRASI | 21 April 2022 | ANTONIUS SAGITA - KALIBRASI | ACTIVE
07233507 | FCP12 | PRIMA CONSOLE CL A12 | IMAGING | FUJIFILM INDONESIA, PT. | GN19030033 | RS MITRA KELUARGA PRATAMA JATI ASIH | BEKASI | JAWA BARAT | BEKASI | MAIN UNIT | CUSTOMER | - |  | 30 July 2021 | GATOT SURYA ADIPUTRA - TSE | 22 July 2021 | ARIEF SETIAWAN - TSE CP | 30 July 2021 | GATOT SURYA ADIPUTRA - TSE | ACTIVE
07233509 | FCP12 | PRIMA CONSOLE CL A12 | IMAGING | FUJIFILM INDONESIA, PT. | GN00012196 | KLINIK UTAMA RIZKY AMALIA SRAGEN | SOLO | JAWA TENGAH | BOYOLALI | MAIN UNIT | CUSTOMER | 25 January 2022 | TEGAR PANDU - TSE | 19 August 2021 | DIAN FEBRIYANA - TSE | 16 August 2021 | ANTONIUS SAGITA - KALIBRASI | 25 January 2022 | TEGAR PANDU - TSE | ACTIVE
07233510 | FCP12 | PRIMA CONSOLE CL A12 | IMAGING | FUJIFILM INDONESIA, PT. | GN00004204 | RS LOTIM MEDICAL CENTER | MATARAM | NUSA TENGGARA BARAT | MATARAM | MAIN UNIT | EMP | 21 April 2022 | ANTONIUS SAGITA - KALIBRASI | 13 October 2021 | I KADEK - TSE | 21 September 2021 | ANTONIUS SAGITA - KALIBRASI | 21 April 2022 | ANTONIUS SAGITA - KALIBRASI | ACTIVE
07233513 | FCP12 | PRIMA CONSOLE CL A12 | IMAGING | FUJIFILM INDONESIA, PT. | GN00002986 | RDC PUSAT - RAWAGELAM | PUSAT | DKI JAKARTA | JAKARTA TIMUR | MAIN UNIT | EMP | - |  | - |  | 6 December 2021 | ARIEF SETIAWAN - TSE CP | - |  | ACTIVE
07233533 | FCP12 | PRIMA CONSOLE CL A12 | IMAGING | FUJIFILM INDONESIA, PT. | GN21120007 | RS HERMINA CILEGON | TANGERANG | BANTEN | TANGERANG | MAIN UNIT | CUSTOMER | - |  | 13 February 2022 | ADITIYA NOVANDRA - TSE | 14 December 2021 | ARIEF SETIAWAN - TSE CP | 13 February 2022 | ADITIYA NOVANDRA - TSE | ACTIVE
0724G4076 | FCRT2 | CR IR 392 RU2 PNTM = : E (PRIMA T2) | IMAGING | FUJIFILM INDONESIA, PT. | GN00002986 | RDC PUSAT - RAWAGELAM | PUSAT | DKI JAKARTA | JAKARTA TIMUR | MAIN UNIT | EMP | 21 April 2022 | ANTONIUS SAGITA - KALIBRASI | - |  | 21 September 2021 | ANTONIUS SAGITA - KALIBRASI | - |  | ACTIVE
07250725 | FDRSM | DRYPIX SMART | IMAGING | FUJIFILM INDONESIA, PT. | GN00002344 | RSI SITI AISYAH MADIUN | KEDIRI | JAWA TIMUR | MADIUN | MAIN UNIT | CUSTOMER | 15 April 2021 | ANTONIUS SAGITA - KALIBRASI | 31 July 2021 | FAJAR FAHMI - TSE | 8 March 2021 | ANTONIUS SAGITA - KALIBRASI | 31 July 2021 | FAJAR FAHMI - TSE | ACTIVE
07250726 | FDRSM | DRYPIX SMART | IMAGING | FUJIFILM INDONESIA, PT. | GN00002986 | RDC PUSAT - RAWAGELAM | PUSAT | DKI JAKARTA | JAKARTA TIMUR | MAIN UNIT | EMP | 15 April 2021 | ANTONIUS SAGITA - KALIBRASI | - |  | 8 March 2021 | ANTONIUS SAGITA - KALIBRASI | - |  | ACTIVE
07250730 | FDRSM | DRYPIX SMART | IMAGING | FUJIFILM INDONESIA, PT. | GN00000649 | RSUD BALANGAN | BANJARMASIN | KALIMANTAN SELATAN | BALANGAN | MAIN UNIT | CUSTOMER | 15 April 2021 | ANTONIUS SAGITA - KALIBRASI | 30 September 2021 | SARWANDI - TSE | 10 February 2021 | ANTONIUS SAGITA - KALIBRASI | 30 September 2021 | SARWANDI - TSE | ACTIVE
07250744 | FDRSM | DRYPIX SMART | IMAGING | FUJIFILM INDONESIA, PT. | GN00002986 | RDC PUSAT - RAWAGELAM | PUSAT | DKI JAKARTA | JAKARTA TIMUR | MAIN UNIT | EMP | 15 April 2021 | ANTONIUS SAGITA - KALIBRASI | - |  | 8 March 2021 | ANTONIUS SAGITA - KALIBRASI | - |  | ACTIVE
07250755 | FDRSM | DRYPIX SMART | IMAGING | FUJIFILM INDONESIA, PT. | GN00001416 | RS TK.IV WIRASAKTI KUPANG | KUPANG | NUSA TENGGARA TIMUR | KUPANG | MAIN UNIT | CUSTOMER | 15 April 2021 | ANTONIUS SAGITA - KALIBRASI | 29 September 2021 | I KADEK - TSE | 8 March 2021 | ANTONIUS SAGITA - KALIBRASI | 29 September 2021 | I KADEK - TSE | ACTIVE
07250764 | FDRSM | DRYPIX SMART | IMAGING | FUJIFILM INDONESIA, PT. | GN00012196 | KLINIK UTAMA RIZKY AMALIA SRAGEN | SOLO | JAWA TENGAH | BOYOLALI | MAIN UNIT | CUSTOMER | 15 April 2021 | ANTONIUS SAGITA - KALIBRASI | 19 August 2021 | DIAN FEBRIYANA - TSE | 8 March 2021 | ANTONIUS SAGITA - KALIBRASI | 19 August 2021 | DIAN FEBRIYANA - TSE | ACTIVE
07250765 | FDRSM | DRYPIX SMART | IMAGING | FUJIFILM INDONESIA, PT. | GN00000477 | RSUD TGK ABDULLAH SYAFII BEUREUNEUN | BANDA ACEH | ACEH | BANDA ACEH | MAIN UNIT | CUSTOMER | 31 May 2021 | ANTONIUS SAGITA - KALIBRASI | 3 November 2021 | AZLI YUDHA - TSE | 28 April 2021 | ANTONIUS SAGITA - KALIBRASI | 3 November 2021 | AZLI YUDHA - TSE | ACTIVE
07250902 | FDRSM | DRYPIX SMART | IMAGING | FUJIFILM INDONESIA, PT. | GN21080007 | Balai Kesehatan Paru Masyarakat | PURWOKERTO | JAWA TENGAH | PURWOKERTO | MAIN UNIT | CUSTOMER | 31 May 2021 | ANTONIUS SAGITA - KALIBRASI | 20 August 2021 | DIAN FEBRIYANA - TSE | 28 April 2021 | ANTONIUS SAGITA - KALIBRASI | 20 August 2021 | DIAN FEBRIYANA - TSE | ACTIVE
07250967 | FDRSM | DRYPIX SMART | IMAGING | FUJIFILM INDONESIA, PT. | GN00001397 | RSUD LEWOLEBA | KUPANG | NUSA TENGGARA TIMUR | LEMBATA | MAIN UNIT | CUSTOMER | 31 May 2021 | ANTONIUS SAGITA - KALIBRASI | 19 November 2021 | I KADEK - TSE | 28 April 2021 | ANTONIUS SAGITA - KALIBRASI | 19 November 2021 | I KADEK - TSE | ACTIVE
07250975 | FDRSM | DRYPIX SMART | IMAGING | FUJIFILM INDONESIA, PT. | GN00000631 | RSUD H BADARUDDIN | BANJARMASIN | KALIMANTAN SELATAN | BANJARMASIN | MAIN UNIT | CUSTOMER | 31 May 2021 | ANTONIUS SAGITA - KALIBRASI | 3 November 2021 | DIAN FEBRIYANA - TSE | 28 April 2021 | ANTONIUS SAGITA - KALIBRASI | 3 November 2021 | DIAN FEBRIYANA - TSE | ACTIVE
0729 | NI14U | INFANT INCUBATOR LCS-ICU | IMAGING | NAKAMURA MEDICAL | GN00007400 | DINAS KESEHATAN KAB/KOTA. PROP BALI | DENPASAR | BALI | DENPASAR | MAIN UNIT | CUSTOMER | 27 December 2016 | I KADEK - TSE | 27 December 2016 |  | 27 December 2016 | I KADEK - TSE | - |  | ACTIVE
072G4076 | FCRT2 | CR IR 392 RU2 PNTM = : E (PRIMA T2) | IMAGING | FUJIFILM INDONESIA, PT. | GN21020005 | Klinik Utama Citra Mulia - Blora | KUDUS | JAWA TENGAH | KUDUS | MAIN UNIT | EMP | 15 April 2021 | ANTONIUS SAGITA - KALIBRASI | 3 November 2021 | ANDRIAS NUGROHO - TSE | 8 March 2021 | ANTONIUS SAGITA - KALIBRASI | 3 November 2021 | ANDRIAS NUGROHO - TSE | ACTIVE
072G4077 | FCRT2 | CR IR 392 RU2 PNTM = : E (PRIMA T2) | IMAGING | FUJIFILM INDONESIA, PT. | GN00002986 | RDC PUSAT - RAWAGELAM | PUSAT | DKI JAKARTA | JAKARTA TIMUR | MAIN UNIT | EMP | 15 April 2021 | ANTONIUS SAGITA - KALIBRASI | - |  | 8 March 2021 | ANTONIUS SAGITA - KALIBRASI | - |  | ACTIVE
072G4081 | FCRT2 | CR IR 392 RU2 PNTM = : E (PRIMA T2) | IMAGING | FUJIFILM INDONESIA, PT. | GN00002986 | RDC PUSAT - RAWAGELAM | PUSAT | DKI JAKARTA | JAKARTA TIMUR | MAIN UNIT | EMP | 15 April 2021 | ANTONIUS SAGITA - KALIBRASI | - |  | 15 February 2021 | ANTONIUS SAGITA - KALIBRASI | - |  | ACTIVE
072G4095 | FCRT2 | CR IR 392 RU2 PNTM = : E (PRIMA T2) | IMAGING | FUJIFILM INDONESIA, PT. | GN00006749 | RS PERMATA BUNDA | MALANG | JAWA TIMUR | MALANG | MAIN UNIT | CUSTOMER | 15 April 2021 | ANTONIUS SAGITA - KALIBRASI | 10 March 2021 | AHMAD FATKHUDIN - TSE | 17 February 2021 | ANTONIUS SAGITA - KALIBRASI | 15 April 2021 | ANTONIUS SAGITA - KALIBRASI | ACTIVE
072G4096 | FCRT2 | CR IR 392 RU2 PNTM = : E (PRIMA T2) | IMAGING | FUJIFILM INDONESIA, PT. | GN00002986 | RDC PUSAT - RAWAGELAM | PUSAT | DKI JAKARTA | JAKARTA TIMUR | MAIN UNIT | EMP | 15 April 2021 | ANTONIUS SAGITA - KALIBRASI | - |  | 17 February 2021 | ANTONIUS SAGITA - KALIBRASI | - |  | ACTIVE
072G4099 | FCRT2 | CR IR 392 RU2 PNTM = : E (PRIMA T2) | IMAGING | FUJIFILM INDONESIA, PT. | GN00001075 | RS AL Dr Mintoharjo | JAKARTA-2 | DKI JAKARTA | JAKARTA PUSAT | MAIN UNIT | CUSTOMER | 15 April 2021 | ANTONIUS SAGITA - KALIBRASI | 31 August 2021 | NICO HERMAWAN - TSE CP | 15 February 2021 | ANTONIUS SAGITA - KALIBRASI | 31 August 2021 | NICO HERMAWAN - TSE CP | ACTIVE
072G4100 | FCRT2 | CR IR 392 RU2 PNTM = : E (PRIMA T2) | IMAGING | FUJIFILM INDONESIA, PT. | GN00001548 | RS WAVA HUSADA | MALANG | JAWA TIMUR | MALANG | MAIN UNIT | EMP | 15 April 2021 | ANTONIUS SAGITA - KALIBRASI | 10 March 2021 | AHMAD FATKHUDIN - TSE | 15 February 2021 | ANTONIUS SAGITA - KALIBRASI | 15 April 2021 | ANTONIUS SAGITA - KALIBRASI | ACTIVE
072G4109 | FCRT2 | CR IR 392 RU2 PNTM = : E (PRIMA T2) | IMAGING | FUJIFILM INDONESIA, PT. | GN00000082 | RS YUKUM MEDICAL CENTRE / PT MITRA MEDICAL CENTER | BANDAR LAMPUNG | LAMPUNG | BANDAR LAMPUNG | MAIN UNIT | CUSTOMER | 15 April 2021 | ANTONIUS SAGITA - KALIBRASI | 17 May 2021 | AZLI YUDHA - TSE | 8 March 2021 | ANTONIUS SAGITA - KALIBRASI | 17 May 2021 | AZLI YUDHA - TSE | ACTIVE
072G4110 | FCRT2 | CR IR 392 RU2 PNTM = : E (PRIMA T2) | IMAGING | FUJIFILM INDONESIA, PT. | GN00001508 | RSI LUMAJANG | JEMBER | JAWA TIMUR | LUMAJANG | MAIN UNIT | CUSTOMER | 15 April 2021 | ANTONIUS SAGITA - KALIBRASI | 27 May 2021 | AHMAD FATKHUDIN - TSE | 8 March 2021 | ANTONIUS SAGITA - KALIBRASI | 27 May 2021 | AHMAD FATKHUDIN - TSE | ACTIVE
072G4117 | FCRT2 | CR IR 392 RU2 PNTM = : E (PRIMA T2) | IMAGING | FUJIFILM INDONESIA, PT. | GN20010044 | RS Siloam GMIM Sonder | MANADO | SULAWESI UTARA | MANADO | MAIN UNIT | CUSTOMER | 15 April 2021 | ANTONIUS SAGITA - KALIBRASI | 14 April 2022 | RAFLY A CHALID - TSE | 15 February 2021 | ANTONIUS SAGITA - KALIBRASI | 14 April 2022 | RAFLY A CHALID - TSE | ACTIVE
072G4125 | FCRT2 | CR IR 392 RU2 PNTM = : E (PRIMA T2) | IMAGING | FUJIFILM INDONESIA, PT. | GN00002986 | RDC PUSAT - RAWAGELAM | PUSAT | DKI JAKARTA | JAKARTA TIMUR | MAIN UNIT | EMP | 15 April 2021 | ANTONIUS SAGITA - KALIBRASI | - |  | 10 February 2021 | ANTONIUS SAGITA - KALIBRASI | - |  | ACTIVE
072G4130 | FCRT2 | CR IR 392 RU2 PNTM = : E (PRIMA T2) | IMAGING | FUJIFILM INDONESIA, PT. | GN00002986 | RDC PUSAT - RAWAGELAM | PUSAT | DKI JAKARTA | JAKARTA TIMUR | MAIN UNIT | EMP | 15 April 2021 | ANTONIUS SAGITA - KALIBRASI | - |  | 8 March 2021 | ANTONIUS SAGITA - KALIBRASI | - |  | ACTIVE
073/VI/00 | TE018 | WARMER TSN 89 IW | IMAGING | TESENA INOVINDO, PT | GN00001799 | RS Dr Oen Solo Baru | SOLO | JAWA TENGAH | SUKOHARJO | MAIN UNIT | CUSTOMER | 2 March 2015 | RAKHMAT | 1 January 1900 |  | 2 March 2015 | RAKHMAT | - |  | ACTIVE
073/XII/07 | BD910 |  |  |  | GN00001782 | RSU KASIH IBU SURAKARTA | SOLO | JAWA TENGAH | SURAKARTA | MAIN UNIT | CUSTOMER | 3 July 2014 | RAKHMAT | 1 January 1900 |  | 3 July 2014 | RAKHMAT | - |  | INACTIVE
0730 | NI14U | INFANT INCUBATOR LCS-ICU | IMAGING | NAKAMURA MEDICAL | GN00007400 | DINAS KESEHATAN KAB/KOTA. PROP BALI | DENPASAR | BALI | DENPASAR | MAIN UNIT | CUSTOMER | 27 December 2016 | I KADEK - TSE | 27 December 2016 |  | 27 December 2016 | I KADEK - TSE | - |  | ACTIVE
0731 | NI14U | INFANT INCUBATOR LCS-ICU | IMAGING | NAKAMURA MEDICAL | GN00007400 | DINAS KESEHATAN KAB/KOTA. PROP BALI | DENPASAR | BALI | DENPASAR | MAIN UNIT | CUSTOMER | 27 December 2016 | I KADEK - TSE | 27 December 2016 |  | 27 December 2016 | I KADEK - TSE | - |  | ACTIVE
074/I/11 | TE023 | PHOTOTHERAPY TLC 2 H 4 | IMAGING | TESENA INOVINDO, PT | GN00000985 | DINAS KESEHATAN KAB/ KOTA. CIAMIS | TASIKMALAYA | JAWA BARAT | CIAMIS | MAIN UNIT | CUSTOMER | 1 February 1990 | SUKMA WIJAYA - TSE | 10 December 2013 |  | 1 February 1990 | SUKMA WIJAYA - TSE | - |  | ACTIVE
074/VII/14 | TE043 | SUCTION TSN 50 S | IMAGING | TESENA INOVINDO, PT | GN00007917 | RSUD AJJAPANGE SOPPENG | MAKASSAR | SULAWESI SELATAN | MAKASSAR | MAIN UNIT | CUSTOMER | 25 November 2014 | ANASTASIA OCTAVIN | 25 November 2014 |  | 25 November 2014 | ANASTASIA OCTAVIN | - |  | ACTIVE
075/VII/14 | TE043 | SUCTION TSN 50 S | IMAGING | TESENA INOVINDO, PT | GN00007917 | RSUD AJJAPANGE SOPPENG | MAKASSAR | SULAWESI SELATAN | MAKASSAR | MAIN UNIT | CUSTOMER | 25 November 2014 | ANASTASIA OCTAVIN | 25 November 2014 |  | 25 November 2014 | ANASTASIA OCTAVIN | - |  | ACTIVE
075/XI/13 | TM19U |  |  |  | GN00002419 | RS USU ( UNIVERSITAS SUMATERA UTARA ) | MEDAN | SUMATERA UTARA | MEDAN | MAIN UNIT | CUSTOMER | 9 May 2014 | FIRMAN GEA | 1 December 2013 |  | 9 May 2014 | FIRMAN GEA | - |  | INACTIVE
0757 | NI14U | INFANT INCUBATOR LCS-ICU | IMAGING | NAKAMURA MEDICAL | GN00007400 | DINAS KESEHATAN KAB/KOTA. PROP BALI | DENPASAR | BALI | DENPASAR | MAIN UNIT | CUSTOMER | 27 December 2016 | I KADEK - TSE | 27 December 2016 |  | 27 December 2016 | I KADEK - TSE | - |  | ACTIVE
0758 | NI14U | INFANT INCUBATOR LCS-ICU | IMAGING | NAKAMURA MEDICAL | GN00001072 | RSUD DR MARJUKI MAHDI ( RSUD KOTA BOGOR ) | BOGOR | JAWA BARAT | BOGOR | MAIN UNIT | CUSTOMER | 14 December 2016 | IBNUL AZIZ - TSE | 14 December 2016 |  | 14 December 2016 | IBNUL AZIZ - TSE | - |  | ACTIVE
0759 | NI14U | INFANT INCUBATOR LCS-ICU | IMAGING | NAKAMURA MEDICAL | GN00001072 | RSUD DR MARJUKI MAHDI ( RSUD KOTA BOGOR ) | BOGOR | JAWA BARAT | BOGOR | MAIN UNIT | CUSTOMER | 14 December 2016 | IBNUL AZIZ - TSE | 14 December 2016 |  | 14 December 2016 | IBNUL AZIZ - TSE | - |  | ACTIVE
076/IX14 | T75TR |  |  |  | GN00008202 | PUSKESMAS KECAMATAN PADEMANGAN | JAKARTA-1 | DKI JAKARTA | JAKARTA UTARA | MAIN UNIT | CUSTOMER | 8 January 2016 | ARDI HERMAWAN - TSE CP | 15 January 2014 |  | 8 January 2016 | ARDI HERMAWAN - TSE CP | - |  | INACTIVE
076/VII/10 | TE023 | PHOTOTHERAPY TLC 2 H 4 | IMAGING | TESENA INOVINDO, PT | GN00002970 | RSUD MARGONO (PUSAT GERIATRI & PAVILIUN ABIYASA) | PURWOKERTO | JAWA TENGAH | PURWOKERTO | MAIN UNIT | CUSTOMER | 10 April 2015 | DIAN FEBRIYANA - TSE | 1 January 1900 |  | 10 April 2015 | DIAN FEBRIYANA - TSE | - |  | ACTIVE
076/VII/14 | TE043 | SUCTION TSN 50 S | IMAGING | TESENA INOVINDO, PT | GN00007917 | RSUD AJJAPANGE SOPPENG | MAKASSAR | SULAWESI SELATAN | MAKASSAR | MAIN UNIT | CUSTOMER | 25 November 2014 | ANASTASIA OCTAVIN | 25 November 2014 |  | 25 November 2014 | ANASTASIA OCTAVIN | - |  | ACTIVE
076/XI/13 | TM19U |  |  |  | GN00002419 | RS USU ( UNIVERSITAS SUMATERA UTARA ) | MEDAN | SUMATERA UTARA | MEDAN | MAIN UNIT | CUSTOMER | 9 May 2014 | FIRMAN GEA | 1 December 2013 |  | 9 May 2014 | FIRMAN GEA | - |  | INACTIVE
0760 | NI14U | INFANT INCUBATOR LCS-ICU | IMAGING | NAKAMURA MEDICAL | GN00012162 | RSUD Jatirogo | SURABAYA-2 | JAWA TIMUR | SURABAYA | MAIN UNIT | CUSTOMER | - |  | 28 December 2016 |  | - |  | - |  | ACTIVE
0761 | NI14U | INFANT INCUBATOR LCS-ICU | IMAGING | NAKAMURA MEDICAL | GN00012162 | RSUD Jatirogo | SURABAYA-2 | JAWA TIMUR | SURABAYA | MAIN UNIT | CUSTOMER | - |  | 28 December 2016 |  | - |  | - |  | ACTIVE
0761.0.00000915.T014D | FV14D | VIEWER TSN 014.D | IMAGING | TESENA INOVINDO, PT | GN00006534 | DINAS KESEHATAN KAB/KOTA. BANGKA SELATAN | PANGKAL PINANG | KEPULAUAN BANGKA BELITUNG | BANGKA SELATAN | MAIN UNIT | CUSTOMER | - |  | 2 December 2015 |  | - |  | - |  | ACTIVE
0762 | NI14U | INFANT INCUBATOR LCS-ICU | IMAGING | NAKAMURA MEDICAL | GN00002986 | RDC PUSAT - RAWAGELAM | PUSAT | DKI JAKARTA | JAKARTA TIMUR | MAIN UNIT | EMP | 29 November 2016 | ANTONIUS SAGITA - KALIBRASI | 1 January 1900 |  | 29 November 2016 | ANTONIUS SAGITA - KALIBRASI | - |  | ACTIVE
0763 | NI14U | INFANT INCUBATOR LCS-ICU | IMAGING | NAKAMURA MEDICAL | GN00002986 | RDC PUSAT - RAWAGELAM | PUSAT | DKI JAKARTA | JAKARTA TIMUR | MAIN UNIT | EMP | 29 November 2016 | ANTONIUS SAGITA - KALIBRASI | 1 January 1900 |  | 29 November 2016 | ANTONIUS SAGITA - KALIBRASI | - |  | ACTIVE
0764 | NI14U | INFANT INCUBATOR LCS-ICU | IMAGING | NAKAMURA MEDICAL | GN00001066 | RSUD CIBINONG | BOGOR | JAWA BARAT | BOGOR | MAIN UNIT | CUSTOMER | 18 July 2017 | IBNUL AZIZ - TSE | 18 July 2017 |  | 18 July 2017 | IBNUL AZIZ - TSE | - |  | ACTIVE
0765 | NI14U | INFANT INCUBATOR LCS-ICU | IMAGING | NAKAMURA MEDICAL | GN00001066 | RSUD CIBINONG | BOGOR | JAWA BARAT | BOGOR | MAIN UNIT | CUSTOMER | 18 July 2017 | IBNUL AZIZ - TSE | 18 July 2017 |  | 18 July 2017 | IBNUL AZIZ - TSE | - |  | ACTIVE
077/VIII/10 | EH910 |  |  |  | GN00001206 | RSUD PROF DR MARGONO SOEKARJO | PURWOKERTO | JAWA TENGAH | BANYUMAS | MAIN UNIT | CUSTOMER | 28 April 2015 | DIAN FEBRIYANA - TSE | 1 January 1900 |  | 28 April 2015 | DIAN FEBRIYANA - TSE | - |  | INACTIVE
077/X/14 | TE012 | TRANSPORT TSN 705 TRSC | IMAGING | TESENA INOVINDO, PT | GN00000967 | RSUD CILILIN | BANDUNG | JAWA BARAT | BANDUNG BARAT | MAIN UNIT | CUSTOMER | 18 December 2014 | SUKMA WIJAYA - TSE | 18 December 2014 |  | 18 December 2014 | SUKMA WIJAYA - TSE | - |  | ACTIVE
077/XII/13 | TM19U |  |  |  | GN00002419 | RS USU ( UNIVERSITAS SUMATERA UTARA ) | MEDAN | SUMATERA UTARA | MEDAN | MAIN UNIT | CUSTOMER | 9 May 2014 | FIRMAN GEA | 1 December 2013 |  | 9 May 2014 | FIRMAN GEA | - |  | INACTIVE
0774 | NI14U | INFANT INCUBATOR LCS-ICU | IMAGING | NAKAMURA MEDICAL | GN00001066 | RSUD CIBINONG | BOGOR | JAWA BARAT | BOGOR | MAIN UNIT | CUSTOMER | 18 July 2017 | IBNUL AZIZ - TSE | 18 July 2017 |  | 18 July 2017 | IBNUL AZIZ - TSE | - |  | ACTIVE
0775 | NI14U | INFANT INCUBATOR LCS-ICU | IMAGING | NAKAMURA MEDICAL | GN00001066 | RSUD CIBINONG | BOGOR | JAWA BARAT | BOGOR | MAIN UNIT | CUSTOMER | 18 July 2017 | IBNUL AZIZ - TSE | 18 July 2017 |  | 18 July 2017 | IBNUL AZIZ - TSE | - |  | ACTIVE
0776 | NI14U | INFANT INCUBATOR LCS-ICU | IMAGING | NAKAMURA MEDICAL | GN00001066 | RSUD CIBINONG | BOGOR | JAWA BARAT | BOGOR | MAIN UNIT | CUSTOMER | 18 July 2017 | IBNUL AZIZ - TSE | 18 July 2017 |  | 18 July 2017 | IBNUL AZIZ - TSE | - |  | ACTIVE
0776.0.00000816.t-UI-2 | TE011 | SIMPLE INCUBATOR W/ STAND TROLLEY | IMAGING | TESENA INOVINDO, PT | GN00006659 | DINAS KESEHATAN KAB. LOMBOK TENGAH | MATARAM | NUSA TENGGARA BARAT | PRAYA | MAIN UNIT | CUSTOMER | 17 November 2016 | I KADEK - TSE | 17 November 2016 |  | 17 November 2016 | I KADEK - TSE | - |  | ACTIVE
0777 | NI14U | INFANT INCUBATOR LCS-ICU | IMAGING | NAKAMURA MEDICAL | GN00001066 | RSUD CIBINONG | BOGOR | JAWA BARAT | BOGOR | MAIN UNIT | CUSTOMER | 18 July 2017 | IBNUL AZIZ - TSE | 18 July 2017 |  | 18 July 2017 | IBNUL AZIZ - TSE | - |  | ACTIVE
0778 | NI14U | INFANT INCUBATOR LCS-ICU | IMAGING | NAKAMURA MEDICAL | GN00001066 | RSUD CIBINONG | BOGOR | JAWA BARAT | BOGOR | MAIN UNIT | CUSTOMER | 18 July 2017 | IBNUL AZIZ - TSE | 18 July 2017 |  | 18 July 2017 | IBNUL AZIZ - TSE | - |  | ACTIVE
0779 | NI14U | INFANT INCUBATOR LCS-ICU | IMAGING | NAKAMURA MEDICAL | GN00001066 | RSUD CIBINONG | BOGOR | JAWA BARAT | BOGOR | MAIN UNIT | CUSTOMER | 18 July 2017 | IBNUL AZIZ - TSE | 18 July 2017 |  | 18 July 2017 | IBNUL AZIZ - TSE | - |  | ACTIVE
078/X/14 | TE012 | TRANSPORT TSN 705 TRSC | IMAGING | TESENA INOVINDO, PT | GN00008621 | PUSKESMAS PONED | BANDUNG | JAWA BARAT | BANDUNG | MAIN UNIT | CUSTOMER | 5 May 2015 | SUKMA WIJAYA - TSE | 5 May 2015 |  | 5 May 2015 | SUKMA WIJAYA - TSE | - |  | ACTIVE
078/XII/13 | TM19U |  |  |  | GN00002419 | RS USU ( UNIVERSITAS SUMATERA UTARA ) | MEDAN | SUMATERA UTARA | MEDAN | MAIN UNIT | CUSTOMER | 9 May 2014 | FIRMAN GEA | 1 December 2013 |  | 9 May 2014 | FIRMAN GEA | - |  | INACTIVE
0780 | NI14U | INFANT INCUBATOR LCS-ICU | IMAGING | NAKAMURA MEDICAL | GN00002986 | RDC PUSAT - RAWAGELAM | PUSAT | DKI JAKARTA | JAKARTA TIMUR | MAIN UNIT | EMP | 13 October 2017 | ANTONIUS SAGITA - KALIBRASI | 12 October 2017 |  | 13 October 2017 | ANTONIUS SAGITA - KALIBRASI | - |  | ACTIVE
0781 | NI14U | INFANT INCUBATOR LCS-ICU | IMAGING | NAKAMURA MEDICAL | GN00002986 | RDC PUSAT - RAWAGELAM | PUSAT | DKI JAKARTA | JAKARTA TIMUR | MAIN UNIT | EMP | 13 October 2017 | ARIEF SETIAWAN - TSE CP | 12 October 2017 |  | 13 October 2017 | ARIEF SETIAWAN - TSE CP | - |  | ACTIVE
0785.0.00000916.T980WHSD | WHS98 | WEIGHING SCALE MANUAL | IMAGING | TESENA INOVINDO, PT | GN00006659 | DINAS KESEHATAN KAB. LOMBOK TENGAH | MATARAM | NUSA TENGGARA BARAT | PRAYA | MAIN UNIT | CUSTOMER | 17 November 2016 | I KADEK - TSE | 17 November 2016 |  | 17 November 2016 | I KADEK - TSE | - |  | INACTIVE
0794 | NI14U | INFANT INCUBATOR LCS-ICU | IMAGING | NAKAMURA MEDICAL | GN00002986 | RDC PUSAT - RAWAGELAM | PUSAT | DKI JAKARTA | JAKARTA TIMUR | MAIN UNIT | EMP | 14 November 2017 | ARIEF SETIAWAN - TSE CP | 14 November 2017 |  | 14 November 2017 | ARIEF SETIAWAN - TSE CP | - |  | ACTIVE
0795 | NI14U | INFANT INCUBATOR LCS-ICU | IMAGING | NAKAMURA MEDICAL | GN00002986 | RDC PUSAT - RAWAGELAM | PUSAT | DKI JAKARTA | JAKARTA TIMUR | MAIN UNIT | EMP | 14 November 2017 | ARIEF SETIAWAN - TSE CP | 14 November 2017 |  | 14 November 2017 | ARIEF SETIAWAN - TSE CP | - |  | ACTIVE
0795.0.00001015.T014D | FV14D | VIEWER TSN 014.D | IMAGING | TESENA INOVINDO, PT | GN00003411 | RSUD DR. H. RM. SOESELO | TEGAL | JAWA TENGAH | TEGAL | MAIN UNIT | CUSTOMER | 18 November 2015 | MUNADI - TSE | 18 November 2015 |  | 18 November 2015 | MUNADI - TSE | - |  | ACTIVE
0796 | NI14U | INFANT INCUBATOR LCS-ICU | IMAGING | NAKAMURA MEDICAL | GN00002986 | RDC PUSAT - RAWAGELAM | PUSAT | DKI JAKARTA | JAKARTA TIMUR | MAIN UNIT | EMP | 14 November 2017 | ARIEF SETIAWAN - TSE CP | 14 November 2017 |  | 14 November 2017 | ARIEF SETIAWAN - TSE CP | - |  | ACTIVE
0797 | NI14U | INFANT INCUBATOR LCS-ICU | IMAGING | NAKAMURA MEDICAL | GN00002986 | RDC PUSAT - RAWAGELAM | PUSAT | DKI JAKARTA | JAKARTA TIMUR | MAIN UNIT | EMP | 14 November 2017 | ARIEF SETIAWAN - TSE CP | 14 November 2017 |  | 14 November 2017 | ARIEF SETIAWAN - TSE CP | - |  | ACTIVE
0798 | NI14U | INFANT INCUBATOR LCS-ICU | IMAGING | NAKAMURA MEDICAL | GN00000865 | RSU ARIFIN NUMANG | MAKASSAR | SULAWESI SELATAN | MAKASSAR | MAIN UNIT | CUSTOMER | 31 May 2018 | MIKKI FAHRIZI - TSE | 31 May 2018 |  | 31 May 2018 | MIKKI FAHRIZI - TSE | - |  | ACTIVE
0798.0.00001015.T014D | FV14D | VIEWER TSN 014.D | IMAGING | TESENA INOVINDO, PT | GN00003411 | RSUD DR. H. RM. SOESELO | TEGAL | JAWA TENGAH | TEGAL | MAIN UNIT | CUSTOMER | 18 November 2015 | MUNADI - TSE | 18 November 2015 |  | 18 November 2015 | MUNADI - TSE | - |  | ACTIVE
0799 | NI14U | INFANT INCUBATOR LCS-ICU | IMAGING | NAKAMURA MEDICAL | GN00001908 | RSUD PANEMBAHAN SENOPATI | YOGYAKARTA | YOGYAKARTA | YOGYAKARTA | MAIN UNIT | CUSTOMER | 14 November 2017 | ARIEF SETIAWAN - TSE CP | 28 June 2022 | DIAN FEBRIYANA - TSE | 14 November 2017 | ARIEF SETIAWAN - TSE CP | 28 June 2022 | DIAN FEBRIYANA - TSE | ACTIVE
080/IX/10 | EH910 |  |  |  | GN00001206 | RSUD PROF DR MARGONO SOEKARJO | PURWOKERTO | JAWA TENGAH | BANYUMAS | MAIN UNIT | CUSTOMER | 28 April 2015 | DIAN FEBRIYANA - TSE | 1 January 1900 |  | 28 April 2015 | DIAN FEBRIYANA - TSE | - |  | INACTIVE
080/VI/08 | BD910 |  |  |  | GN00001782 | RSU KASIH IBU SURAKARTA | SOLO | JAWA TENGAH | SURAKARTA | MAIN UNIT | CUSTOMER | 3 July 2014 | RAKHMAT | 1 January 2008 |  | 3 July 2014 | RAKHMAT | - |  | INACTIVE
0800 | NI14U | INFANT INCUBATOR LCS-ICU | IMAGING | NAKAMURA MEDICAL | GN00002986 | RDC PUSAT - RAWAGELAM | PUSAT | DKI JAKARTA | JAKARTA TIMUR | MAIN UNIT | EMP | 14 November 2017 | ARIEF SETIAWAN - TSE CP | 14 November 2017 |  | 14 November 2017 | ARIEF SETIAWAN - TSE CP | - |  | ACTIVE
0801 | NI14U | INFANT INCUBATOR LCS-ICU | IMAGING | NAKAMURA MEDICAL | GN00002986 | RDC PUSAT - RAWAGELAM | PUSAT | DKI JAKARTA | JAKARTA TIMUR | MAIN UNIT | EMP | 4 December 2017 | ARIEF SETIAWAN - TSE CP | 4 December 2017 |  | 4 December 2017 | ARIEF SETIAWAN - TSE CP | - |  | ACTIVE
0802 | NI14U | INFANT INCUBATOR LCS-ICU | IMAGING | NAKAMURA MEDICAL | GN00002986 | RDC PUSAT - RAWAGELAM | PUSAT | DKI JAKARTA | JAKARTA TIMUR | MAIN UNIT | EMP | 4 December 2017 | ARIEF SETIAWAN - TSE CP | 4 December 2017 |  | 4 December 2017 | ARIEF SETIAWAN - TSE CP | - |  | ACTIVE
0803 | NI14U | INFANT INCUBATOR LCS-ICU | IMAGING | NAKAMURA MEDICAL | GN00001168 | RSUD Cideres | CIREBON | JAWA BARAT | MAJALENGKA | MAIN UNIT | CUSTOMER | 3 October 2018 | SUKMA WIJAYA - TSE | 3 October 2018 |  | 3 October 2018 | SUKMA WIJAYA - TSE | - |  | ACTIVE
0804 | NI14U | INFANT INCUBATOR LCS-ICU | IMAGING | NAKAMURA MEDICAL | GN00001720 | RSU SUMBAWA BESAR | MATARAM | NUSA TENGGARA BARAT | MATARAM | MAIN UNIT | CUSTOMER | 6 May 2019 | I KADEK - TSE | 6 May 2019 |  | 6 May 2019 | I KADEK - TSE | - |  | ACTIVE
0804.0.00000916.59806WHSD | WHS98 | WEIGHING SCALE MANUAL | IMAGING | TESENA INOVINDO, PT | GN00006659 | DINAS KESEHATAN KAB. LOMBOK TENGAH | MATARAM | NUSA TENGGARA BARAT | PRAYA | MAIN UNIT | CUSTOMER | 17 November 2016 | I KADEK - TSE | 17 November 2016 |  | 17 November 2016 | I KADEK - TSE | - |  | INACTIVE
0805 | NI14U | INFANT INCUBATOR LCS-ICU | IMAGING | NAKAMURA MEDICAL | GN00001168 | RSUD Cideres | CIREBON | JAWA BARAT | MAJALENGKA | MAIN UNIT | CUSTOMER | 3 October 2018 | SUKMA WIJAYA - TSE | 3 October 2018 |  | 3 October 2018 | SUKMA WIJAYA - TSE | - |  | ACTIVE
0805-1753 | AS10U | SUCTION PUMP SAM-12 | IMAGING | M.G. ELECTRIC - UK | GN00002921 | RS MITRA KELUARGA DEPOK ( RSMK ) | PEJATEN | JAWA BARAT | DEPOK | MAIN UNIT | CUSTOMER | 26 August 2014 | IBNUL AZIZ - TSE | 1 March 2012 |  | 26 August 2014 | IBNUL AZIZ - TSE | - |  | ACTIVE
0805-1755 | MG12U | Suction SAM12 Mobile | IMAGING | M.G. ELECTRIC - UK | GN00001971 | RS MITRA KELUARGA BEKASI BARAT | BEKASI | JAWA BARAT | BEKASI | MAIN UNIT | CUSTOMER | 29 December 2014 | BUDI SUROSO - TSE | 9 February 2008 |  | 29 December 2014 | BUDI SUROSO - TSE | - |  | INACTIVE
0805-1757 | AS10U | SUCTION PUMP SAM-12 | IMAGING | M.G. ELECTRIC - UK | GN00001971 | RS MITRA KELUARGA BEKASI BARAT | BEKASI | JAWA BARAT | BEKASI | MAIN UNIT | CUSTOMER | 29 December 2014 | BUDI SUROSO - TSE | 3 May 2008 |  | 29 December 2014 | BUDI SUROSO - TSE | - |  | ACTIVE
0805-1758 | AS10U | SUCTION PUMP SAM-12 | IMAGING | M.G. ELECTRIC - UK | GN00002921 | RS MITRA KELUARGA DEPOK ( RSMK ) | PEJATEN | JAWA BARAT | DEPOK | MAIN UNIT | CUSTOMER | 26 August 2014 | IBNUL AZIZ - TSE | 1 March 2012 |  | 26 August 2014 | IBNUL AZIZ - TSE | - |  | ACTIVE
0805-1759 | AS10U | SUCTION PUMP SAM-12 | IMAGING | M.G. ELECTRIC - UK | GN00001971 | RS MITRA KELUARGA BEKASI BARAT | BEKASI | JAWA BARAT | BEKASI | MAIN UNIT | CUSTOMER | 15 October 2014 | GATOT SURYA ADIPUTRA - TSE | 3 May 2008 |  | 15 October 2014 | GATOT SURYA ADIPUTRA - TSE | - |  | ACTIVE
0805-1762 | AS10U | SUCTION PUMP SAM-12 | IMAGING | M.G. ELECTRIC - UK | GN00002921 | RS MITRA KELUARGA DEPOK ( RSMK ) | PEJATEN | JAWA BARAT | DEPOK | MAIN UNIT | CUSTOMER | 3 February 2015 | IBNUL AZIZ - TSE | 1 March 2012 |  | 3 February 2015 | IBNUL AZIZ - TSE | - |  | ACTIVE
0806 | NI14U | INFANT INCUBATOR LCS-ICU | IMAGING | NAKAMURA MEDICAL | GN00001720 | RSU SUMBAWA BESAR | MATARAM | NUSA TENGGARA BARAT | MATARAM | MAIN UNIT | CUSTOMER | 6 May 2019 | I KADEK - TSE | 6 May 2019 |  | 6 May 2019 | I KADEK - TSE | - |  | ACTIVE
0807 | NI14U | INFANT INCUBATOR LCS-ICU | IMAGING | NAKAMURA MEDICAL | GN00001720 | RSU SUMBAWA BESAR | MATARAM | NUSA TENGGARA BARAT | MATARAM | MAIN UNIT | CUSTOMER | 6 May 2019 | I KADEK - TSE | 6 May 2019 |  | 6 May 2019 | I KADEK - TSE | - |  | ACTIVE
0808 | NI14U | INFANT INCUBATOR LCS-ICU | IMAGING | NAKAMURA MEDICAL | GN00001720 | RSU SUMBAWA BESAR | MATARAM | NUSA TENGGARA BARAT | MATARAM | MAIN UNIT | CUSTOMER | 6 May 2019 | I KADEK - TSE | 6 May 2019 |  | 6 May 2019 | I KADEK - TSE | - |  | ACTIVE
0808-2158 | AS10U | SUCTION PUMP SAM-12 | IMAGING | M.G. ELECTRIC - UK | GN00001971 | RS MITRA KELUARGA BEKASI BARAT | BEKASI | JAWA BARAT | BEKASI | MAIN UNIT | CUSTOMER | 29 December 2014 | BUDI SUROSO - TSE | 3 May 2008 |  | 29 December 2014 | BUDI SUROSO - TSE | - |  | ACTIVE
0809 | NI14U | INFANT INCUBATOR LCS-ICU | IMAGING | NAKAMURA MEDICAL | GN00001720 | RSU SUMBAWA BESAR | MATARAM | NUSA TENGGARA BARAT | MATARAM | MAIN UNIT | CUSTOMER | 6 May 2019 | I KADEK - TSE | 6 May 2019 |  | 6 May 2019 | I KADEK - TSE | - |  | ACTIVE
081/IX/10 | EH910 |  |  |  | GN00001206 | RSUD PROF DR MARGONO SOEKARJO | PURWOKERTO | JAWA TENGAH | BANYUMAS | MAIN UNIT | CUSTOMER | 28 April 2015 | DIAN FEBRIYANA - TSE | 1 January 1900 |  | 28 April 2015 | DIAN FEBRIYANA - TSE | - |  | INACTIVE
081/VI/11 TLC | TE021 |  |  |  | GN00002307 | RSUD DR TENGKU MANSYUR | MEDAN | SUMATERA UTARA | MEDAN | MAIN UNIT | CUSTOMER | 23 June 2016 |  | 1 January 2013 |  | 23 June 2016 |  | - |  | INACTIVE
081/XI/14 | TE012 | TRANSPORT TSN 705 TRSC | IMAGING | TESENA INOVINDO, PT | GN00000201 | RSUD ARIFIN ACHMAD - PEKANBARU | PEKAN BARU | RIAU | PEKANBARU | MAIN UNIT | CUSTOMER | - |  | 1 January 1900 |  | - |  | - |  | ACTIVE
0810 | NI14U | INFANT INCUBATOR LCS-ICU | IMAGING | NAKAMURA MEDICAL | GN00010753 | R S U D DUMAI (APBD) | PEKAN BARU | RIAU | PEKANBARU | MAIN UNIT | CUSTOMER | - |  | 17 July 2019 |  | - |  | - |  | ACTIVE
0811 | NI14U | INFANT INCUBATOR LCS-ICU | IMAGING | NAKAMURA MEDICAL | GN00000011 | RSUD BUDHI ASIH | JAKARTA-1 | DKI JAKARTA | JAKARTA TIMUR | MAIN UNIT | CUSTOMER | - |  | 8 May 2019 |  | - |  | - |  | ACTIVE
0811-2129 | AS20U | Suction Pump Sam-18 |  |  | GN00008010 | UPTD BP4 LUBUK ALUNG ( RS PARU SUMATERA BARAT ) | PADANG | SUMATERA BARAT | PADANG | MAIN UNIT | CUSTOMER | 26 December 2014 | TRIYONO - TSE AREA BARAT | 1 January 2013 |  | 26 December 2014 | TRIYONO - TSE AREA BARAT | - |  | INACTIVE
0811-2144 | AS10U | SUCTION PUMP SAM-12 | IMAGING | M.G. ELECTRIC - UK | GN00001203 | RSU TASIKMALAYA MEDICAL CENTRE (TMC) | TASIKMALAYA | JAWA BARAT | TASIKMALAYA | MAIN UNIT | CUSTOMER | 3 November 2014 | SUKMA WIJAYA - TSE | 1 January 1900 |  | 3 November 2014 | SUKMA WIJAYA - TSE | - |  | ACTIVE
081112 | NAI1U |  |  |  | GN00002986 | RDC PUSAT - RAWAGELAM | PUSAT | DKI JAKARTA | JAKARTA TIMUR | MAIN UNIT | EMP | 22 April 2015 | LEO LANANG SIGIT - TSE CP | 1 January 1900 |  | 22 April 2015 | LEO LANANG SIGIT - TSE CP | - |  | INACTIVE
0812 | NI14U | INFANT INCUBATOR LCS-ICU | IMAGING | NAKAMURA MEDICAL | GN00001720 | RSU SUMBAWA BESAR | MATARAM | NUSA TENGGARA BARAT | MATARAM | MAIN UNIT | CUSTOMER | 6 May 2019 | I KADEK - TSE | 6 May 2019 |  | 6 May 2019 | I KADEK - TSE | - |  | ACTIVE
0812-1395 | AS31U |  |  |  | GN00006544 | RSUD DR HYULIDIN AWAY | BANDA ACEH | ACEH | BANDA ACEH | MAIN UNIT | CUSTOMER | 1 December 2015 | SATRIA KUSUMA - TSE | 1 December 2015 |  | 1 December 2015 | SATRIA KUSUMA - TSE | - |  | INACTIVE
0812-1838 | AS20U | Suction Pump Sam-18 |  |  | GN00000971 | RSUD SOREANG | BANDUNG | JAWA BARAT | BANDUNG | MAIN UNIT | CUSTOMER | 1 February 1990 | SUKMA WIJAYA - TSE | 25 October 2013 |  | 1 February 1990 | SUKMA WIJAYA - TSE | - |  | INACTIVE
0812-2010 | AS10U | SUCTION PUMP SAM-12 | IMAGING | M.G. ELECTRIC - UK | GN00004673 | RSUD AL-IHSAN BANDUNG | BANDUNG | JAWA BARAT | BANDUNG | MAIN UNIT | CUSTOMER | 17 February 2015 | SUKMA WIJAYA - TSE | 15 May 2010 |  | 17 February 2015 | SUKMA WIJAYA - TSE | - |  | ACTIVE
0813 | NI14U | INFANT INCUBATOR LCS-ICU | IMAGING | NAKAMURA MEDICAL | GN00002986 | RDC PUSAT - RAWAGELAM | PUSAT | DKI JAKARTA | JAKARTA TIMUR | MAIN UNIT | EMP | 10 January 2018 | ANTONIUS SAGITA - KALIBRASI | 8 December 2017 |  | 10 January 2018 | ANTONIUS SAGITA - KALIBRASI | - |  | ACTIVE
0813-1194 | AS30U | SUCTION PUMP SAM-35 | IMAGING | M.G. ELECTRIC - UK | GN00002848 | RS PEKERJA KBN (KAWASAN BERIKAT NUSANTARA) | JAKARTA-1 | DKI JAKARTA | JAKARTA UTARA | MAIN UNIT | CUSTOMER | - |  | 19 November 2013 |  | - |  | - |  | ACTIVE
0813-1629 | AS14U | SUCTION UNIT SAM-14 | IMAGING | M.G. ELECTRIC - UK | GN00008197 | RSUD NYI AGENG SERANG KULON PROGO | YOGYAKARTA | YOGYAKARTA | YOGYAKARTA | MAIN UNIT | CUSTOMER | 14 April 2016 | DIAN FEBRIYANA - TSE | 3 December 2013 |  | 14 April 2016 | DIAN FEBRIYANA - TSE | - |  | ACTIVE
0813-1695 | AS20U | Suction Pump Sam-18 |  |  | GN00008395 | PUSKESMAS SENTOLO 1 | YOGYAKARTA | YOGYAKARTA | YOGYAKARTA | MAIN UNIT | CUSTOMER | 5 February 2015 | DIAN FEBRIYANA - TSE | 1 January 1900 |  | 5 February 2015 | DIAN FEBRIYANA - TSE | - |  | INACTIVE
0813-1795 | AS30U | SUCTION PUMP SAM-35 | IMAGING | M.G. ELECTRIC - UK | GN00003171 | RSUD KOTA MADIUN | KEDIRI | JAWA TIMUR | MADIUN | MAIN UNIT | CUSTOMER | - |  | 8 January 2014 |  | - |  | - |  | ACTIVE
0813-1796 | AS30U | SUCTION PUMP SAM-35 | IMAGING | M.G. ELECTRIC - UK | GN00003171 | RSUD KOTA MADIUN | KEDIRI | JAWA TIMUR | MADIUN | MAIN UNIT | CUSTOMER | - |  | 8 January 2014 |  | - |  | - |  | ACTIVE
0813-1797 | AS30U | SUCTION PUMP SAM-35 | IMAGING | M.G. ELECTRIC - UK | GN00003171 | RSUD KOTA MADIUN | KEDIRI | JAWA TIMUR | MADIUN | MAIN UNIT | CUSTOMER | - |  | 8 January 2014 |  | - |  | - |  | ACTIVE
0813-1798 | AS30U | SUCTION PUMP SAM-35 | IMAGING | M.G. ELECTRIC - UK | GN00003171 | RSUD KOTA MADIUN | KEDIRI | JAWA TIMUR | MADIUN | MAIN UNIT | CUSTOMER | - |  | 8 January 2014 |  | - |  | - |  | ACTIVE
0813-1808 | AS20U | Suction Pump Sam-18 |  |  | GN00003171 | RSUD KOTA MADIUN | KEDIRI | JAWA TIMUR | MADIUN | MAIN UNIT | CUSTOMER | - |  | 8 January 2014 |  | - |  | - |  | INACTIVE
0814 | NI14U | INFANT INCUBATOR LCS-ICU | IMAGING | NAKAMURA MEDICAL | GN00000011 | RSUD BUDHI ASIH | JAKARTA-1 | DKI JAKARTA | JAKARTA TIMUR | MAIN UNIT | CUSTOMER | - |  | 8 May 2019 |  | - |  | - |  | ACTIVE
0814-1748 | AS20U | Suction Pump Sam-18 |  |  | GN00001922 | RS PANTI RINI | YOGYAKARTA | YOGYAKARTA | YOGYAKARTA | MAIN UNIT | CUSTOMER | 31 October 2014 | ANDRIAS NUGROHO - TSE | 28 October 2014 |  | 31 October 2014 | ANDRIAS NUGROHO - TSE | - |  | INACTIVE
0814-1749 | AS20U | Suction Pump Sam-18 |  |  | GN00001203 | RSU TASIKMALAYA MEDICAL CENTRE (TMC) | TASIKMALAYA | JAWA BARAT | TASIKMALAYA | MAIN UNIT | CUSTOMER | - |  | 29 March 2019 |  | - |  | - |  | INACTIVE
0814.0.00001015.T014D | FV14D | VIEWER TSN 014.D | IMAGING | TESENA INOVINDO, PT | GN00003411 | RSUD DR. H. RM. SOESELO | TEGAL | JAWA TENGAH | TEGAL | MAIN UNIT | CUSTOMER | 18 November 2015 | MUNADI - TSE | 18 November 2015 |  | 18 November 2015 | MUNADI - TSE | - |  | ACTIVE
0815 | NI14U | INFANT INCUBATOR LCS-ICU | IMAGING | NAKAMURA MEDICAL | GN00001720 | RSU SUMBAWA BESAR | MATARAM | NUSA TENGGARA BARAT | MATARAM | MAIN UNIT | CUSTOMER | 6 May 2019 | I KADEK - TSE | 6 May 2019 |  | 6 May 2019 | I KADEK - TSE | - |  | ACTIVE
0815-1203 | AS14U | SUCTION UNIT SAM-14 | IMAGING | M.G. ELECTRIC - UK | GN00000101 | RSUD MUKO MUKO | BENGKULU | BENGKULU | BENGKULU | MAIN UNIT | CUSTOMER | - |  | 7 October 2015 |  | - |  | - |  | ACTIVE
0815-1269 | AS20U | Suction Pump Sam-18 |  |  | GN00000042 | RSUD KOBA BANGKA TENGAH | PANGKAL PINANG | KEPULAUAN BANGKA BELITUNG | BANGKA TENGAH | MAIN UNIT | CUSTOMER | - |  | 3 December 2015 |  | - |  | - |  | INACTIVE
0815-1275 | SP50S |  |  |  | GN00007774 | DINAS KESEHATAN KAB/ KOTA. KUANTAN SINGINGI | PEKAN BARU | RIAU | KUANTAN SINGINGI | MAIN UNIT | CUSTOMER | 26 November 2015 | MULKAN | 26 November 2015 |  | 26 November 2015 | MULKAN | - |  | INACTIVE
0815-1276 | SP50S |  |  |  | GN00002986 | RDC PUSAT - RAWAGELAM | PUSAT | DKI JAKARTA | JAKARTA TIMUR | MAIN UNIT | EMP | 7 September 2015 | TRIYONO - TSE AREA BARAT | 1 January 1900 |  | 7 September 2015 | TRIYONO - TSE AREA BARAT | - |  | INACTIVE
0815-1277 | SP50S |  |  |  | GN00002986 | RDC PUSAT - RAWAGELAM | PUSAT | DKI JAKARTA | JAKARTA TIMUR | MAIN UNIT | EMP | 7 September 2015 | TRIYONO - TSE AREA BARAT | 1 January 1900 |  | 7 September 2015 | TRIYONO - TSE AREA BARAT | - |  | INACTIVE
0815-1278 | SP50S |  |  |  | GN00007774 | DINAS KESEHATAN KAB/ KOTA. KUANTAN SINGINGI | PEKAN BARU | RIAU | KUANTAN SINGINGI | MAIN UNIT | CUSTOMER | 26 November 2015 | MULKAN | 26 November 2015 |  | 26 November 2015 | MULKAN | - |  | INACTIVE
0815-1279 | AS14U | SUCTION UNIT SAM-14 | IMAGING | M.G. ELECTRIC - UK | GN00006044 | RUMAH SAKIT BHAYANGKARA INDRAMAYU | CIREBON | JAWA BARAT | CIREBON | MAIN UNIT | CUSTOMER | 31 October 2015 | SUKMA WIJAYA - TSE | 28 October 2015 |  | 31 October 2015 | SUKMA WIJAYA - TSE | - |  | ACTIVE
0815-1280 | AS14U | SUCTION UNIT SAM-14 | IMAGING | M.G. ELECTRIC - UK | GN00000101 | RSUD MUKO MUKO | BENGKULU | BENGKULU | BENGKULU | MAIN UNIT | CUSTOMER | - |  | 7 October 1900 |  | - |  | - |  | ACTIVE
0815-1281 | AS14U | SUCTION UNIT SAM-14 | IMAGING | M.G. ELECTRIC - UK | GN00000101 | RSUD MUKO MUKO | BENGKULU | BENGKULU | BENGKULU | MAIN UNIT | CUSTOMER | 8 October 2015 | INDRA BUDI GUNAWAN | 7 October 2015 |  | 8 October 2015 | INDRA BUDI GUNAWAN | - |  | ACTIVE
0815-1282 | AS14U | SUCTION UNIT SAM-14 | IMAGING | M.G. ELECTRIC - UK | GN00006044 | RUMAH SAKIT BHAYANGKARA INDRAMAYU | CIREBON | JAWA BARAT | CIREBON | MAIN UNIT | CUSTOMER | 31 October 2015 | SUKMA WIJAYA - TSE | 28 October 2015 |  | 31 October 2015 | SUKMA WIJAYA - TSE | - |  | ACTIVE
0815-1283 | SP50S |  |  |  | GN00002986 | RDC PUSAT - RAWAGELAM | PUSAT | DKI JAKARTA | JAKARTA TIMUR | MAIN UNIT | EMP | 7 September 2015 | TRIYONO - TSE AREA BARAT | 1 January 1900 |  | 7 September 2015 | TRIYONO - TSE AREA BARAT | - |  | INACTIVE
0815-1284 | AS14U | SUCTION UNIT SAM-14 | IMAGING | M.G. ELECTRIC - UK | GN00000101 | RSUD MUKO MUKO | BENGKULU | BENGKULU | BENGKULU | MAIN UNIT | CUSTOMER | 8 October 2015 | INDRA BUDI GUNAWAN | 4 October 2015 |  | 8 October 2015 | INDRA BUDI GUNAWAN | - |  | ACTIVE
0815-1287 | AS20U | Suction Pump Sam-18 |  |  | GN00000042 | RSUD KOBA BANGKA TENGAH | PANGKAL PINANG | KEPULAUAN BANGKA BELITUNG | BANGKA TENGAH | MAIN UNIT | CUSTOMER | - |  | 3 December 2015 |  | - |  | - |  | INACTIVE
0815-1288 | AS20U | Suction Pump Sam-18 |  |  | GN00000042 | RSUD KOBA BANGKA TENGAH | PANGKAL PINANG | KEPULAUAN BANGKA BELITUNG | BANGKA TENGAH | MAIN UNIT | CUSTOMER | - |  | 3 December 2015 |  | - |  | - |  | INACTIVE
0815-1305 | AS14U | SUCTION UNIT SAM-14 | IMAGING | M.G. ELECTRIC - UK | GN00000101 | RSUD MUKO MUKO | BENGKULU | BENGKULU | BENGKULU | MAIN UNIT | CUSTOMER | - |  | 7 October 2015 |  | - |  | - |  | ACTIVE
0815-1306 | AS14U | SUCTION UNIT SAM-14 | IMAGING | M.G. ELECTRIC - UK | GN00000101 | RSUD MUKO MUKO | BENGKULU | BENGKULU | BENGKULU | MAIN UNIT | CUSTOMER | - |  | 7 October 2015 |  | - |  | - |  | ACTIVE
0815-1307 | AS14U | SUCTION UNIT SAM-14 | IMAGING | M.G. ELECTRIC - UK | GN00000101 | RSUD MUKO MUKO | BENGKULU | BENGKULU | BENGKULU | MAIN UNIT | CUSTOMER | - |  | 7 October 2015 |  | - |  | - |  | ACTIVE
0815-1308 | AS14U | SUCTION UNIT SAM-14 | IMAGING | M.G. ELECTRIC - UK | GN00006044 | RUMAH SAKIT BHAYANGKARA INDRAMAYU | CIREBON | JAWA BARAT | CIREBON | MAIN UNIT | CUSTOMER | 31 October 2015 | SUKMA WIJAYA - TSE | 28 October 2015 |  | 31 October 2015 | SUKMA WIJAYA - TSE | - |  | ACTIVE
0815-1309 | AS14U | SUCTION UNIT SAM-14 | IMAGING | M.G. ELECTRIC - UK | GN00006044 | RUMAH SAKIT BHAYANGKARA INDRAMAYU | CIREBON | JAWA BARAT | CIREBON | MAIN UNIT | CUSTOMER | 31 October 2015 | SUKMA WIJAYA - TSE | 28 October 2015 |  | 31 October 2015 | SUKMA WIJAYA - TSE | - |  | ACTIVE
0815-1310 | AS14U | SUCTION UNIT SAM-14 | IMAGING | M.G. ELECTRIC - UK | GN00006044 | RUMAH SAKIT BHAYANGKARA INDRAMAYU | CIREBON | JAWA BARAT | CIREBON | MAIN UNIT | CUSTOMER | 31 October 2015 | SUKMA WIJAYA - TSE | 28 October 2015 |  | 31 October 2015 | SUKMA WIJAYA - TSE | - |  | ACTIVE
0815-1311 | SP50S |  |  |  | GN00006443 | DINAS KESEHATAN KAB/ KOTA. SAWAH LUNTO | PADANG | SUMATERA BARAT | SAWAHLUNTO | MAIN UNIT | CUSTOMER | 27 October 2015 | MULKAN | 27 October 2015 |  | 27 October 2015 | MULKAN | - |  | INACTIVE
0815-1312 | SP50S |  |  |  | GN00006443 | DINAS KESEHATAN KAB/ KOTA. SAWAH LUNTO | PADANG | SUMATERA BARAT | SAWAHLUNTO | MAIN UNIT | CUSTOMER | 27 October 2015 | MULKAN | 27 October 2015 |  | 27 October 2015 | MULKAN | - |  | INACTIVE
0815-1313 | SP50S |  |  |  | GN00006443 | DINAS KESEHATAN KAB/ KOTA. SAWAH LUNTO | PADANG | SUMATERA BARAT | SAWAHLUNTO | MAIN UNIT | CUSTOMER | 27 October 2015 | MULKAN | 27 October 2015 |  | 27 October 2015 | MULKAN | - |  | INACTIVE
0815-1314 | SP50S |  |  |  | GN00002986 | RDC PUSAT - RAWAGELAM | PUSAT | DKI JAKARTA | JAKARTA TIMUR | MAIN UNIT | EMP | 7 September 2015 | TRIYONO - TSE AREA BARAT | 1 January 1900 |  | 7 September 2015 | TRIYONO - TSE AREA BARAT | - |  | INACTIVE
0815-1315 | SP50S |  |  |  | GN00006443 | DINAS KESEHATAN KAB/ KOTA. SAWAH LUNTO | PADANG | SUMATERA BARAT | SAWAHLUNTO | MAIN UNIT | CUSTOMER | 27 October 2015 | MULKAN | 27 October 2015 |  | 27 October 2015 | MULKAN | - |  | INACTIVE
0815-1316 | SP50S |  |  |  | GN00006443 | DINAS KESEHATAN KAB/ KOTA. SAWAH LUNTO | PADANG | SUMATERA BARAT | SAWAHLUNTO | MAIN UNIT | CUSTOMER | 27 October 2015 | MULKAN | 27 October 2015 |  | 27 October 2015 | MULKAN | - |  | INACTIVE
0815-1317 | SP50S |  |  |  | GN00002248 | RSUD DR SOEGIRI | SURABAYA-1 | JAWA TIMUR | LAMONGAN | MAIN UNIT | CUSTOMER | 3 December 2015 | NGATARI | 3 December 2015 |  | 3 December 2015 | NGATARI | - |  | INACTIVE
0815-1318 | SP50S |  |  |  | GN00001232 | DINAS KESEHATAN KAB/KOTA. GIANYAR | DENPASAR | BALI | GIANYAR | MAIN UNIT | CUSTOMER | 23 November 2016 | I KADEK - TSE | 23 November 2016 |  | 23 November 2016 | I KADEK - TSE | - |  | INACTIVE
0815-1319 | SP50S |  |  |  | GN00002986 | RDC PUSAT - RAWAGELAM | PUSAT | DKI JAKARTA | JAKARTA TIMUR | MAIN UNIT | EMP | 7 September 2015 | TRIYONO - TSE AREA BARAT | 1 January 1900 |  | 7 September 2015 | TRIYONO - TSE AREA BARAT | - |  | INACTIVE
0815-1347 | AS30U | SUCTION PUMP SAM-35 | IMAGING | M.G. ELECTRIC - UK | GN00007060 | RSUD MEURAXA | BANDA ACEH | ACEH | BANDA ACEH | MAIN UNIT | CUSTOMER | 7 September 2015 | ARBIANSYAH - TSE | 17 September 2015 |  | 7 September 2015 | ARBIANSYAH - TSE | - |  | ACTIVE
0815-1348 | AS30U | SUCTION PUMP SAM-35 | IMAGING | M.G. ELECTRIC - UK | GN00007060 | RSUD MEURAXA | BANDA ACEH | ACEH | BANDA ACEH | MAIN UNIT | CUSTOMER | 7 September 2015 | ARBIANSYAH - TSE | 17 September 2015 |  | 7 September 2015 | ARBIANSYAH - TSE | - |  | ACTIVE
0815-1349 | AS30U | SUCTION PUMP SAM-35 | IMAGING | M.G. ELECTRIC - UK | GN00007060 | RSUD MEURAXA | BANDA ACEH | ACEH | BANDA ACEH | MAIN UNIT | CUSTOMER | 7 September 2015 | ARBIANSYAH - TSE | 17 September 2015 |  | 7 September 2015 | ARBIANSYAH - TSE | - |  | ACTIVE
0815-1350 | AS30U | SUCTION PUMP SAM-35 | IMAGING | M.G. ELECTRIC - UK | GN00002986 | RDC PUSAT - RAWAGELAM | PUSAT | DKI JAKARTA | JAKARTA TIMUR | MAIN UNIT | EMP | 7 September 2015 | TRIYONO - TSE AREA BARAT | 1 January 1900 |  | 7 September 2015 | TRIYONO - TSE AREA BARAT | - |  | ACTIVE
0815-1351 | AS30U | SUCTION PUMP SAM-35 | IMAGING | M.G. ELECTRIC - UK | GN00002986 | RDC PUSAT - RAWAGELAM | PUSAT | DKI JAKARTA | JAKARTA TIMUR | MAIN UNIT | EMP | 7 September 2015 | TRIYONO - TSE AREA BARAT | 1 January 1900 |  | 7 September 2015 | TRIYONO - TSE AREA BARAT | - |  | ACTIVE
0815-1393 | AS31U |  |  |  | GN00000210 | RSUD DR RM PRATOMO BAGANSI API API | PEKAN BARU | RIAU | ROKAN HILIR | MAIN UNIT | CUSTOMER | 10 November 2015 | MULKAN | 10 November 2015 |  | 10 November 2015 | MULKAN | - |  | INACTIVE
0815-1394 | AS31U |  |  |  | GN00000210 | RSUD DR RM PRATOMO BAGANSI API API | PEKAN BARU | RIAU | ROKAN HILIR | MAIN UNIT | CUSTOMER | 21 November 2015 | MULKAN | 21 November 2015 |  | 21 November 2015 | MULKAN | - |  | INACTIVE
0815-1396 | AS31U |  |  |  | GN00006544 | RSUD DR HYULIDIN AWAY | BANDA ACEH | ACEH | BANDA ACEH | MAIN UNIT | CUSTOMER | 1 December 2015 | SATRIA KUSUMA - TSE | 1 December 2015 |  | 1 December 2015 | SATRIA KUSUMA - TSE | - |  | INACTIVE
0815-1397 | AS31U |  |  |  | GN00006544 | RSUD DR HYULIDIN AWAY | BANDA ACEH | ACEH | BANDA ACEH | MAIN UNIT | CUSTOMER | 1 December 2015 | SATRIA KUSUMA - TSE | 1 December 2015 |  | 1 December 2015 | SATRIA KUSUMA - TSE | - |  | INACTIVE
0815-1400 | AS30U | SUCTION PUMP SAM-35 | IMAGING | M.G. ELECTRIC - UK | GN00006044 | RUMAH SAKIT BHAYANGKARA INDRAMAYU | CIREBON | JAWA BARAT | CIREBON | MAIN UNIT | CUSTOMER | 28 October 2015 | SUKMA WIJAYA - TSE | 28 October 2015 |  | 28 October 2015 | SUKMA WIJAYA - TSE | - |  | ACTIVE
0816 - 1626 | AS30U | SUCTION PUMP SAM-35 | IMAGING | M.G. ELECTRIC - UK | GN00002986 | RDC PUSAT - RAWAGELAM | PUSAT | DKI JAKARTA | JAKARTA TIMUR | MAIN UNIT | EMP | 7 September 2016 | GATOT SURYA ADIPUTRA - TSE | 1 September 2016 |  | 7 September 2016 | GATOT SURYA ADIPUTRA - TSE | - |  | ACTIVE
0816 - 1627 | AS30U | SUCTION PUMP SAM-35 | IMAGING | M.G. ELECTRIC - UK | GN00002986 | RDC PUSAT - RAWAGELAM | PUSAT | DKI JAKARTA | JAKARTA TIMUR | MAIN UNIT | EMP | 7 September 2016 | GATOT SURYA ADIPUTRA - TSE | 5 September 2016 |  | 7 September 2016 | GATOT SURYA ADIPUTRA - TSE | - |  | ACTIVE
0816 - 1628 | AS30U | SUCTION PUMP SAM-35 | IMAGING | M.G. ELECTRIC - UK | GN00011864 | RSUD USKER AFATAN SARMI | JAYAPURA | PAPUA | JAYAPURA | MAIN UNIT | CUSTOMER | 16 July 2018 | MIKKI FAHRIZI - TSE | 16 July 2018 |  | 16 July 2018 | MIKKI FAHRIZI - TSE | - |  | ACTIVE
0816 - 1629 | AS30U | SUCTION PUMP SAM-35 | IMAGING | M.G. ELECTRIC - UK | GN00011864 | RSUD USKER AFATAN SARMI | JAYAPURA | PAPUA | JAYAPURA | MAIN UNIT | CUSTOMER | 16 July 2018 | MIKKI FAHRIZI - TSE | 16 July 2018 |  | 16 July 2018 | MIKKI FAHRIZI - TSE | - |  | ACTIVE
0816 - 1630 | AS30U | SUCTION PUMP SAM-35 | IMAGING | M.G. ELECTRIC - UK | GN00011864 | RSUD USKER AFATAN SARMI | JAYAPURA | PAPUA | JAYAPURA | MAIN UNIT | CUSTOMER | 16 July 2018 | MIKKI FAHRIZI - TSE | 16 July 2018 |  | 16 July 2018 | MIKKI FAHRIZI - TSE | - |  | ACTIVE
0816 - 1631 | AS30U | SUCTION PUMP SAM-35 | IMAGING | M.G. ELECTRIC - UK | GN00002986 | RDC PUSAT - RAWAGELAM | PUSAT | DKI JAKARTA | JAKARTA TIMUR | MAIN UNIT | EMP | 7 September 2016 | GATOT SURYA ADIPUTRA - TSE | 1 September 2016 |  | 7 September 2016 | GATOT SURYA ADIPUTRA - TSE | - |  | ACTIVE
0816 - 1632 | AS30U | SUCTION PUMP SAM-35 | IMAGING | M.G. ELECTRIC - UK | GN00002986 | RDC PUSAT - RAWAGELAM | PUSAT | DKI JAKARTA | JAKARTA TIMUR | MAIN UNIT | EMP | 7 September 2016 | GATOT SURYA ADIPUTRA - TSE | 6 September 2016 |  | 7 September 2016 | GATOT SURYA ADIPUTRA - TSE | - |  | ACTIVE
0816 - 1633 | AS30U | SUCTION PUMP SAM-35 | IMAGING | M.G. ELECTRIC - UK | GN00002279 | DINAS KESEHATAN TUBAN | SURABAYA-1 | JAWA TIMUR | TUBAN | MAIN UNIT | CUSTOMER | - |  | 23 December 2016 |  | - |  | - |  | ACTIVE
0816 - 1634 | AS30U | SUCTION PUMP SAM-35 | IMAGING | M.G. ELECTRIC - UK | GN00002986 | RDC PUSAT - RAWAGELAM | PUSAT | DKI JAKARTA | JAKARTA TIMUR | MAIN UNIT | EMP | 7 September 2016 | GATOT SURYA ADIPUTRA - TSE | 6 September 2016 |  | 7 September 2016 | GATOT SURYA ADIPUTRA - TSE | - |  | ACTIVE
0816 - 1635 | AS30U | SUCTION PUMP SAM-35 | IMAGING | M.G. ELECTRIC - UK | GN00002986 | RDC PUSAT - RAWAGELAM | PUSAT | DKI JAKARTA | JAKARTA TIMUR | MAIN UNIT | EMP | 6 September 2016 | GATOT SURYA ADIPUTRA - TSE | 6 September 2016 |  | 6 September 2016 | GATOT SURYA ADIPUTRA - TSE | - |  | ACTIVE
0816 - 1637 | AS30U | SUCTION PUMP SAM-35 | IMAGING | M.G. ELECTRIC - UK | GN00002986 | RDC PUSAT - RAWAGELAM | PUSAT | DKI JAKARTA | JAKARTA TIMUR | MAIN UNIT | EMP | 6 September 2016 | GATOT SURYA ADIPUTRA - TSE | 6 September 2016 |  | 6 September 2016 | GATOT SURYA ADIPUTRA - TSE | - |  | ACTIVE
0816 - 1638 | AS30U | SUCTION PUMP SAM-35 | IMAGING | M.G. ELECTRIC - UK | GN00002986 | RDC PUSAT - RAWAGELAM | PUSAT | DKI JAKARTA | JAKARTA TIMUR | MAIN UNIT | EMP | 7 September 2016 | GATOT SURYA ADIPUTRA - TSE | 6 September 2016 |  | 7 September 2016 | GATOT SURYA ADIPUTRA - TSE | - |  | ACTIVE
0816 - 1639 | AS30U | SUCTION PUMP SAM-35 | IMAGING | M.G. ELECTRIC - UK | GN00002986 | RDC PUSAT - RAWAGELAM | PUSAT | DKI JAKARTA | JAKARTA TIMUR | MAIN UNIT | EMP | 7 September 2016 | GATOT SURYA ADIPUTRA - TSE | 6 September 2016 |  | 7 September 2016 | GATOT SURYA ADIPUTRA - TSE | - |  | ACTIVE
0816 - 1642 | AS30U | SUCTION PUMP SAM-35 | IMAGING | M.G. ELECTRIC - UK | GN00002986 | RDC PUSAT - RAWAGELAM | PUSAT | DKI JAKARTA | JAKARTA TIMUR | MAIN UNIT | EMP | 7 September 2016 | GATOT SURYA ADIPUTRA - TSE | 6 September 2016 |  | 7 September 2016 | GATOT SURYA ADIPUTRA - TSE | - |  | ACTIVE
0816 - 1643 | AS30U | SUCTION PUMP SAM-35 | IMAGING | M.G. ELECTRIC - UK | GN00002986 | RDC PUSAT - RAWAGELAM | PUSAT | DKI JAKARTA | JAKARTA TIMUR | MAIN UNIT | EMP | 7 September 2016 | GATOT SURYA ADIPUTRA - TSE | 6 September 2016 |  | 7 September 2016 | GATOT SURYA ADIPUTRA - TSE | - |  | ACTIVE
0816 -1636 | AS30U | SUCTION PUMP SAM-35 | IMAGING | M.G. ELECTRIC - UK | GN00002986 | RDC PUSAT - RAWAGELAM | PUSAT | DKI JAKARTA | JAKARTA TIMUR | MAIN UNIT | EMP | 7 September 2016 | GATOT SURYA ADIPUTRA - TSE | 6 September 2016 |  | 7 September 2016 | GATOT SURYA ADIPUTRA - TSE | - |  | ACTIVE
0816 -1640 | AS30U | SUCTION PUMP SAM-35 | IMAGING | M.G. ELECTRIC - UK | GN00002986 | RDC PUSAT - RAWAGELAM | PUSAT | DKI JAKARTA | JAKARTA TIMUR | MAIN UNIT | EMP | 7 September 2016 | GATOT SURYA ADIPUTRA - TSE | 6 September 2016 |  | 7 September 2016 | GATOT SURYA ADIPUTRA - TSE | - |  | ACTIVE
0816 -1641 | AS30U | SUCTION PUMP SAM-35 | IMAGING | M.G. ELECTRIC - UK | GN00002986 | RDC PUSAT - RAWAGELAM | PUSAT | DKI JAKARTA | JAKARTA TIMUR | MAIN UNIT | EMP | 7 September 2016 | GATOT SURYA ADIPUTRA - TSE | 6 September 2016 |  | 7 September 2016 | GATOT SURYA ADIPUTRA - TSE | - |  | ACTIVE
0816-1626 | AS30U | SUCTION PUMP SAM-35 | IMAGING | M.G. ELECTRIC - UK | GN00000521 | RSUD DR. R. SOEPRAPTO CEPU | SEMARANG | JAWA TENGAH | BLORA | MAIN UNIT | CUSTOMER | - |  | 10 November 2016 |  | - |  | - |  | ACTIVE
0816-1634 | AS31U |  |  |  | GN00000521 | RSUD DR. R. SOEPRAPTO CEPU | SEMARANG | JAWA TENGAH | BLORA | MAIN UNIT | CUSTOMER | 5 April 2017 | ANTONIUS SAGITA - KALIBRASI | 1 January 1900 |  | 5 April 2017 | ANTONIUS SAGITA - KALIBRASI | - |  | INACTIVE
0816-1635 | AS31U |  |  |  | GN00000521 | RSUD DR. R. SOEPRAPTO CEPU | SEMARANG | JAWA TENGAH | BLORA | MAIN UNIT | CUSTOMER | 5 April 2017 | ANTONIUS SAGITA - KALIBRASI | 1 January 1900 |  | 5 April 2017 | ANTONIUS SAGITA - KALIBRASI | - |  | INACTIVE
0816-1636 | AS31U |  |  |  | GN00000521 | RSUD DR. R. SOEPRAPTO CEPU | SEMARANG | JAWA TENGAH | BLORA | MAIN UNIT | CUSTOMER | 5 April 2017 | ANTONIUS SAGITA - KALIBRASI | 1 January 1900 |  | 5 April 2017 | ANTONIUS SAGITA - KALIBRASI | - |  | INACTIVE
0816-1637 | AS31U |  |  |  | GN00000521 | RSUD DR. R. SOEPRAPTO CEPU | SEMARANG | JAWA TENGAH | BLORA | MAIN UNIT | CUSTOMER | 5 April 2017 | ANTONIUS SAGITA - KALIBRASI | 1 January 1900 |  | 5 April 2017 | ANTONIUS SAGITA - KALIBRASI | - |  | INACTIVE
0816-1638 | AS31U |  |  |  | GN00000521 | RSUD DR. R. SOEPRAPTO CEPU | SEMARANG | JAWA TENGAH | BLORA | MAIN UNIT | CUSTOMER | 21 April 2017 | ANTONIUS SAGITA - KALIBRASI | 1 January 1900 |  | 21 April 2017 | ANTONIUS SAGITA - KALIBRASI | - |  | INACTIVE
0816-1639 | AS30U | SUCTION PUMP SAM-35 | IMAGING | M.G. ELECTRIC - UK | GN00000521 | RSUD DR. R. SOEPRAPTO CEPU | SEMARANG | JAWA TENGAH | BLORA | MAIN UNIT | CUSTOMER | 5 April 2017 | ANTONIUS SAGITA - KALIBRASI | 5 April 2017 |  | 5 April 2017 | ANTONIUS SAGITA - KALIBRASI | - |  | ACTIVE
0816-1640 | AS30U | SUCTION PUMP SAM-35 | IMAGING | M.G. ELECTRIC - UK | GN00000521 | RSUD DR. R. SOEPRAPTO CEPU | SEMARANG | JAWA TENGAH | BLORA | MAIN UNIT | CUSTOMER | 5 April 2017 | ANTONIUS SAGITA - KALIBRASI | 5 April 2017 |  | 5 April 2017 | ANTONIUS SAGITA - KALIBRASI | - |  | ACTIVE
0816-1641 | AS30U | SUCTION PUMP SAM-35 | IMAGING | M.G. ELECTRIC - UK | GN00000521 | RSUD DR. R. SOEPRAPTO CEPU | SEMARANG | JAWA TENGAH | BLORA | MAIN UNIT | CUSTOMER | 5 April 2017 | ANTONIUS SAGITA - KALIBRASI | 5 April 2017 |  | 5 April 2017 | ANTONIUS SAGITA - KALIBRASI | - |  | ACTIVE
0816-1642 | AS30U | SUCTION PUMP SAM-35 | IMAGING | M.G. ELECTRIC - UK | GN00000521 | RSUD DR. R. SOEPRAPTO CEPU | SEMARANG | JAWA TENGAH | BLORA | MAIN UNIT | CUSTOMER | 5 April 2017 | ANTONIUS SAGITA - KALIBRASI | 5 April 2017 |  | 5 April 2017 | ANTONIUS SAGITA - KALIBRASI | - |  | ACTIVE
0816-1643 | AS30U | SUCTION PUMP SAM-35 | IMAGING | M.G. ELECTRIC - UK | GN00000521 | RSUD DR. R. SOEPRAPTO CEPU | SEMARANG | JAWA TENGAH | BLORA | MAIN UNIT | CUSTOMER | 25 July 2017 | MUNADI - TSE | 25 July 2017 |  | 25 July 2017 | MUNADI - TSE | - |  | ACTIVE
0816-1644 | AS31U |  |  |  | GN00002986 | RDC PUSAT - RAWAGELAM | PUSAT | DKI JAKARTA | JAKARTA TIMUR | MAIN UNIT | EMP | 22 September 2016 | ANTONIUS SAGITA - KALIBRASI | 1 January 1900 |  | 22 September 2016 | ANTONIUS SAGITA - KALIBRASI | - |  | INACTIVE
0816-1645 | AS31U |  |  |  | GN17070040 | BEND. UMUM RSUD TRIKORA SALAKAN KAB. BANGGAI KEPULAUAN | PALU | SULAWESI TENGAH | BANGGAI KEPULAUAN | MAIN UNIT | CUSTOMER | 20 July 2017 | SAHID DERMAWAN - SPV TSE BARAT | 14 July 2017 |  | 20 July 2017 | SAHID DERMAWAN - SPV TSE BARAT | - |  | INACTIVE
0816-1646 | AS31U |  |  |  | GN17070040 | BEND. UMUM RSUD TRIKORA SALAKAN KAB. BANGGAI KEPULAUAN | PALU | SULAWESI TENGAH | BANGGAI KEPULAUAN | MAIN UNIT | CUSTOMER | 20 July 2017 | SAHID DERMAWAN - SPV TSE BARAT | 14 July 2017 |  | 20 July 2017 | SAHID DERMAWAN - SPV TSE BARAT | - |  | INACTIVE
0816-1647 | AS31U |  |  |  | GN17070040 | BEND. UMUM RSUD TRIKORA SALAKAN KAB. BANGGAI KEPULAUAN | PALU | SULAWESI TENGAH | BANGGAI KEPULAUAN | MAIN UNIT | CUSTOMER | 20 July 2017 | SAHID DERMAWAN - SPV TSE BARAT | 14 July 2017 |  | 20 July 2017 | SAHID DERMAWAN - SPV TSE BARAT | - |  | INACTIVE
0816-1648 | AS31U |  |  |  | GN00011168 | RSUD JAILOLO | MANADO | SULAWESI UTARA | MANADO | MAIN UNIT | CUSTOMER | 22 September 2016 | FARIDA ADELINA | 1 January 1900 |  | 22 September 2016 | FARIDA ADELINA | - |  | INACTIVE
0816-1649 | AS31U |  |  |  | GN00011168 | RSUD JAILOLO | MANADO | SULAWESI UTARA | MANADO | MAIN UNIT | CUSTOMER | 22 September 2016 | FARIDA ADELINA | 1 January 1900 |  | 22 September 2016 | FARIDA ADELINA | - |  | INACTIVE
0816-1650 | AS31U |  |  |  | GN00011168 | RSUD JAILOLO | MANADO | SULAWESI UTARA | MANADO | MAIN UNIT | CUSTOMER | 22 September 2016 | FARIDA ADELINA | 1 January 1900 |  | 22 September 2016 | FARIDA ADELINA | - |  | INACTIVE
0817.0.00001015.T014D | FV14D | VIEWER TSN 014.D | IMAGING | TESENA INOVINDO, PT | GN00003411 | RSUD DR. H. RM. SOESELO | TEGAL | JAWA TENGAH | TEGAL | MAIN UNIT | CUSTOMER | 18 November 2015 | MUNADI - TSE | 18 November 2015 |  | 18 November 2015 | MUNADI - TSE | - |  | ACTIVE
0818 | NI14U | INFANT INCUBATOR LCS-ICU | IMAGING | NAKAMURA MEDICAL | GN00002986 | RDC PUSAT - RAWAGELAM | PUSAT | DKI JAKARTA | JAKARTA TIMUR | MAIN UNIT | EMP | 7 September 2018 | ANTONIUS SAGITA - KALIBRASI | 7 September 2018 |  | 7 September 2018 | ANTONIUS SAGITA - KALIBRASI | - |  | ACTIVE
0818.0.00001015.T014D | FV14D | VIEWER TSN 014.D | IMAGING | TESENA INOVINDO, PT | GN00003411 | RSUD DR. H. RM. SOESELO | TEGAL | JAWA TENGAH | TEGAL | MAIN UNIT | CUSTOMER | 18 November 2015 | MUNADI - TSE | 18 November 2015 |  | 18 November 2015 | MUNADI - TSE | - |  | ACTIVE
0819 | NI14U | INFANT INCUBATOR LCS-ICU | IMAGING | NAKAMURA MEDICAL | GN00000798 | DINAS KESEHATAN KAB/ KOTA. ENREKANG | MAKASSAR | SULAWESI SELATAN | MAKASSAR | MAIN UNIT | CUSTOMER | - |  | 13 November 2018 |  | - |  | - |  | ACTIVE
0819.0.00001015.T014D | FV14D | VIEWER TSN 014.D | IMAGING | TESENA INOVINDO, PT | GN00003411 | RSUD DR. H. RM. SOESELO | TEGAL | JAWA TENGAH | TEGAL | MAIN UNIT | CUSTOMER | 18 November 2015 | MUNADI - TSE | 18 November 2015 |  | 18 November 2015 | MUNADI - TSE | - |  | ACTIVE
082 / X / 10 | EH910 |  |  |  | GN00001206 | RSUD PROF DR MARGONO SOEKARJO | PURWOKERTO | JAWA TENGAH | BANYUMAS | MAIN UNIT | CUSTOMER | 28 April 2015 | DIAN FEBRIYANA - TSE | 1 January 1900 |  | 28 April 2015 | DIAN FEBRIYANA - TSE | - |  | INACTIVE
082/X/14 T705TR-sc | TE012 | TRANSPORT TSN 705 TRSC | IMAGING | TESENA INOVINDO, PT | GN00002777 | RSU HAJI SURABAYA | SURABAYA-2 | JAWA TIMUR | SURABAYA | MAIN UNIT | CUSTOMER | - |  | 6 August 2015 |  | - |  | - |  | ACTIVE
0820 | NI14U | INFANT INCUBATOR LCS-ICU | IMAGING | NAKAMURA MEDICAL | GN00002986 | RDC PUSAT - RAWAGELAM | PUSAT | DKI JAKARTA | JAKARTA TIMUR | MAIN UNIT | EMP | 7 September 2018 | ANTONIUS SAGITA - KALIBRASI | 7 September 2018 |  | 7 September 2018 | ANTONIUS SAGITA - KALIBRASI | - |  | ACTIVE
0825 | NI11U | INFANT INCUBATOR PS | IMAGING | NAKAMURA MEDICAL | GN00009257 | RSUD ASEMBAGUS | JEMBER | JAWA TIMUR | JEMBER | MAIN UNIT | CUSTOMER | - |  | 5 November 2018 |  | - |  | - |  | ACTIVE
083 / X / 10 | EH910 |  |  |  | GN00001206 | RSUD PROF DR MARGONO SOEKARJO | PURWOKERTO | JAWA TENGAH | BANYUMAS | MAIN UNIT | CUSTOMER | 28 April 2015 | DIAN FEBRIYANA - TSE | 1 January 1900 |  | 28 April 2015 | DIAN FEBRIYANA - TSE | - |  | INACTIVE
083/X/10 | TE042 | SUCTION TSN 50 SF |  |  | GN00001615 | RSB TIOMA | BATAM | KEPULAUAN RIAU | BATAM | MAIN UNIT | CUSTOMER | 25 February 2015 | MULKAN | 1 January 1900 |  | 25 February 2015 | MULKAN | - |  | ACTIVE
083/X/12 | TE020 | PHOTOTHERAPY TLC 2 HT | IMAGING | TESENA INOVINDO, PT | GN00000043 | RSUD KABUPATEN BELITUNG | PANGKAL PINANG | KEPULAUAN BANGKA BELITUNG | BELITUNG | MAIN UNIT | CUSTOMER | - |  | 1 January 1900 |  | - |  | - |  | ACTIVE
083/X/14 | TI705 |  |  |  | GN00008031 | RSUD PAMEKASAN | SURABAYA-2 | JAWA TIMUR | PAMEKASAN | MAIN UNIT | CUSTOMER | 4 September 2015 | GANDHI YANRANGGA | 1 August 2015 |  | 4 September 2015 | GANDHI YANRANGGA | - |  | INACTIVE
0830 | NI14U | INFANT INCUBATOR LCS-ICU | IMAGING | NAKAMURA MEDICAL | GN00001908 | RSUD PANEMBAHAN SENOPATI | YOGYAKARTA | YOGYAKARTA | YOGYAKARTA | MAIN UNIT | CUSTOMER | - |  | 1 July 2019 |  | - |  | - |  | ACTIVE
0831 | NI14U | INFANT INCUBATOR LCS-ICU | IMAGING | NAKAMURA MEDICAL | GN00001409 | RSU PROF DR W Z JOHANES | KUPANG | NUSA TENGGARA TIMUR | KUPANG | MAIN UNIT | CUSTOMER | - |  | 22 July 2019 |  | - |  | - |  | ACTIVE
0832 | NI14U | INFANT INCUBATOR LCS-ICU | IMAGING | NAKAMURA MEDICAL | GN00010753 | R S U D DUMAI (APBD) | PEKAN BARU | RIAU | PEKANBARU | MAIN UNIT | CUSTOMER | - |  | 17 July 2019 |  | - |  | - |  | ACTIVE
0833 | NI14U | INFANT INCUBATOR LCS-ICU | IMAGING | NAKAMURA MEDICAL | GN00001409 | RSU PROF DR W Z JOHANES | KUPANG | NUSA TENGGARA TIMUR | KUPANG | MAIN UNIT | CUSTOMER | - |  | 18 July 2019 |  | - |  | - |  | ACTIVE
0834 | NI14U | INFANT INCUBATOR LCS-ICU | IMAGING | NAKAMURA MEDICAL | GN00001409 | RSU PROF DR W Z JOHANES | KUPANG | NUSA TENGGARA TIMUR | KUPANG | MAIN UNIT | CUSTOMER | - |  | 18 July 2019 |  | - |  | - |  | ACTIVE
0835 | NI14U | INFANT INCUBATOR LCS-ICU | IMAGING | NAKAMURA MEDICAL | GN00001409 | RSU PROF DR W Z JOHANES | KUPANG | NUSA TENGGARA TIMUR | KUPANG | MAIN UNIT | CUSTOMER | - |  | 18 July 2019 |  | - |  | - |  | ACTIVE
0836 | NI14U | INFANT INCUBATOR LCS-ICU | IMAGING | NAKAMURA MEDICAL | GN00001409 | RSU PROF DR W Z JOHANES | KUPANG | NUSA TENGGARA TIMUR | KUPANG | MAIN UNIT | CUSTOMER | - |  | 18 July 2019 |  | - |  | - |  | ACTIVE
0837 | NI14U | INFANT INCUBATOR LCS-ICU | IMAGING | NAKAMURA MEDICAL | GN00001409 | RSU PROF DR W Z JOHANES | KUPANG | NUSA TENGGARA TIMUR | KUPANG | MAIN UNIT | CUSTOMER | - |  | 22 July 2019 |  | - |  | - |  | ACTIVE
0838 | NI14U | INFANT INCUBATOR LCS-ICU | IMAGING | NAKAMURA MEDICAL | GN00001908 | RSUD PANEMBAHAN SENOPATI | YOGYAKARTA | YOGYAKARTA | YOGYAKARTA | MAIN UNIT | CUSTOMER | - |  | 24 June 2019 |  | - |  | - |  | ACTIVE
0839 | NI14U | INFANT INCUBATOR LCS-ICU | IMAGING | NAKAMURA MEDICAL | GN00010753 | R S U D DUMAI (APBD) | PEKAN BARU | RIAU | PEKANBARU | MAIN UNIT | CUSTOMER | - |  | 25 July 2019 |  | - |  | - |  | ACTIVE
084/X/14 | TI705 |  |  |  | GN00000164 | RS DR. BRATANATA UNANG (DKT) JAMBI | JAMBI | JAMBI | JAMBI | MAIN UNIT | CUSTOMER | 6 January 2015 | INDRA BUDI GUNAWAN | 6 January 2014 |  | 6 January 2015 | INDRA BUDI GUNAWAN | - |  | INACTIVE
0840 | NI14U | INFANT INCUBATOR LCS-ICU | IMAGING | NAKAMURA MEDICAL | GN00010753 | R S U D DUMAI (APBD) | PEKAN BARU | RIAU | PEKANBARU | MAIN UNIT | CUSTOMER | - |  | 25 July 2019 |  | - |  | - |  | ACTIVE
0841 | NI14U | INFANT INCUBATOR LCS-ICU | IMAGING | NAKAMURA MEDICAL | GN00010753 | R S U D DUMAI (APBD) | PEKAN BARU | RIAU | PEKANBARU | MAIN UNIT | CUSTOMER | - |  | 25 July 2019 |  | - |  | - |  | ACTIVE
085/X/14/T075TRSC | TE012 | TRANSPORT TSN 705 TRSC | IMAGING | TESENA INOVINDO, PT | GN00002663 | RSUD DR SOEDIRMAN KEBUMEN | PURWOKERTO | JAWA TENGAH | PURWOKERTO | MAIN UNIT | CUSTOMER | - |  | 24 November 2014 |  | - |  | - |  | ACTIVE
0850 | NI14U | INFANT INCUBATOR LCS-ICU | IMAGING | NAKAMURA MEDICAL | GN00002986 | RDC PUSAT - RAWAGELAM | PUSAT | DKI JAKARTA | JAKARTA TIMUR | MAIN UNIT | EMP | 21 October 2019 | SUKMA WIJAYA - TSE | 21 October 2019 |  | 21 October 2019 | SUKMA WIJAYA - TSE | - |  | ACTIVE
0852.0.00000715 | TM03U |  |  |  | GN00006536 | DINAS KESEHATAN KAB/KOTA. BANGKA BARAT | PANGKAL PINANG | KEPULAUAN BANGKA BELITUNG | BANGKA BARAT | MAIN UNIT | CUSTOMER | - |  | 25 October 2015 |  | - |  | - |  | INACTIVE
086/X/14 | TI705 |  |  |  | GN00008031 | RSUD PAMEKASAN | SURABAYA-2 | JAWA TIMUR | PAMEKASAN | MAIN UNIT | CUSTOMER | 4 September 2015 | GANDHI YANRANGGA | 1 August 2015 |  | 4 September 2015 | GANDHI YANRANGGA | - |  | INACTIVE
086/XI/10 | TM01U | Infant Incubator Tsn910Sc |  |  | GN00000868 | RSU PROV SULBAR | MAKASSAR | SULAWESI BARAT | MAMUJU | MAIN UNIT | CUSTOMER | 10 April 2015 |  | 1 January 1900 |  | 10 April 2015 |  | - |  | ACTIVE
086/XI/10 T910SC-EHL | IW807 |  |  |  | GN00000868 | RSU PROV SULBAR | MAKASSAR | SULAWESI BARAT | MAMUJU | MAIN UNIT | CUSTOMER | 10 April 2015 |  | 1 January 1900 |  | 10 April 2015 |  | - |  | INACTIVE
087/XII/12TCL2HT | HT2LC |  |  |  | GN00001717 | RSUD KOTA MATARAM | MATARAM | NUSA TENGGARA BARAT | MATARAM | MAIN UNIT | CUSTOMER | 31 March 2015 | I KADEK - TSE | 1 January 1900 |  | 31 March 2015 | I KADEK - TSE | - |  | INACTIVE
088/XI/10 | TM01U | Infant Incubator Tsn910Sc |  |  | GN00000868 | RSU PROV SULBAR | MAKASSAR | SULAWESI BARAT | MAMUJU | MAIN UNIT | CUSTOMER | 13 April 2015 |  | 1 January 1900 |  | 13 April 2015 |  | - |  | ACTIVE
089/XI/14 | TI705 |  |  |  | GN00000201 | RSUD ARIFIN ACHMAD - PEKANBARU | PEKAN BARU | RIAU | PEKANBARU | MAIN UNIT | CUSTOMER | - |  | 5 December 2014 |  | - |  | - |  | INACTIVE
0901-0895 | AS20U | Suction Pump Sam-18 |  |  | GN00001971 | RS MITRA KELUARGA BEKASI BARAT | BEKASI | JAWA BARAT | BEKASI | MAIN UNIT | CUSTOMER | 29 December 2014 | BUDI SUROSO - TSE | 23 April 2010 |  | 29 December 2014 | BUDI SUROSO - TSE | - |  | INACTIVE
0901-1073 | AS10U | SUCTION PUMP SAM-12 | IMAGING | M.G. ELECTRIC - UK | GN00001971 | RS MITRA KELUARGA BEKASI BARAT | BEKASI | JAWA BARAT | BEKASI | MAIN UNIT | CUSTOMER | 22 July 2014 | ANASTASIA OCTAVIN | 3 May 2008 |  | 22 July 2014 | ANASTASIA OCTAVIN | - |  | ACTIVE
0907-2412 | AS10U | SUCTION PUMP SAM-12 | IMAGING | M.G. ELECTRIC - UK | GN00002921 | RS MITRA KELUARGA DEPOK ( RSMK ) | PEJATEN | JAWA BARAT | DEPOK | MAIN UNIT | CUSTOMER | 26 August 2014 | IBNUL AZIZ - TSE | 1 March 2012 |  | 26 August 2014 | IBNUL AZIZ - TSE | - |  | ACTIVE
0907-2413 | AS10U | SUCTION PUMP SAM-12 | IMAGING | M.G. ELECTRIC - UK | GN00002921 | RS MITRA KELUARGA DEPOK ( RSMK ) | PEJATEN | JAWA BARAT | DEPOK | MAIN UNIT | CUSTOMER | 26 August 2014 | IBNUL AZIZ - TSE | 1 March 2012 |  | 26 August 2014 | IBNUL AZIZ - TSE | - |  | ACTIVE
0907-2415 | AS10U | SUCTION PUMP SAM-12 | IMAGING | M.G. ELECTRIC - UK | GN00002921 | RS MITRA KELUARGA DEPOK ( RSMK ) | PEJATEN | JAWA BARAT | DEPOK | MAIN UNIT | CUSTOMER | 26 August 2014 | IBNUL AZIZ - TSE | 1 March 2012 |  | 26 August 2014 | IBNUL AZIZ - TSE | - |  | ACTIVE
0908-2426 | AS30U | SUCTION PUMP SAM-35 | IMAGING | M.G. ELECTRIC - UK | GN00001971 | RS MITRA KELUARGA BEKASI BARAT | BEKASI | JAWA BARAT | BEKASI | MAIN UNIT | CUSTOMER | 29 December 2014 | BUDI SUROSO - TSE | 24 June 2002 |  | 29 December 2014 | BUDI SUROSO - TSE | - |  | ACTIVE
091/VIII/10 | TE007 | INCUBATOR TSN876MCD CBNT | IMAGING | TESENA INOVINDO, PT | GN00000965 | RSUD CICALENGKA | BANDUNG | JAWA BARAT | BANDUNG | MAIN UNIT | CUSTOMER | 24 December 2014 | SUKMA WIJAYA - TSE | 12 February 2012 |  | 24 December 2014 | SUKMA WIJAYA - TSE | - |  | ACTIVE
0910-2053 | AS10U | SUCTION PUMP SAM-12 | IMAGING | M.G. ELECTRIC - UK | GN00000351 | RS SANTA ELISABETH MEDAN | MEDAN | SUMATERA UTARA | MEDAN | MAIN UNIT | CUSTOMER | 23 June 2016 |  | 1 January 2014 |  | 23 June 2016 |  | - |  | ACTIVE
0910011 | NI20P | DOPPLER FETUS DETECTOR KD 250 | IMAGING | NAKAMURA MEDICAL | GN00001102 | RSUD Cengkareng | JAKARTA-2 | DKI JAKARTA | JAKARTA BARAT | MAIN UNIT | CUSTOMER | 24 September 2014 | IBNUL AZIZ - TSE | 1 January 1900 |  | 24 September 2014 | IBNUL AZIZ - TSE | - |  | ACTIVE
0910013 | NI20P | DOPPLER FETUS DETECTOR KD 250 | IMAGING | NAKAMURA MEDICAL | GN00001971 | RS MITRA KELUARGA BEKASI BARAT | BEKASI | JAWA BARAT | BEKASI | MAIN UNIT | CUSTOMER | 17 June 2014 | ANASTASIA OCTAVIN | 9 September 2010 |  | 17 June 2014 | ANASTASIA OCTAVIN | - |  | ACTIVE
0910015 | NI20P | DOPPLER FETUS DETECTOR KD 250 | IMAGING | NAKAMURA MEDICAL | GN00001971 | RS MITRA KELUARGA BEKASI BARAT | BEKASI | JAWA BARAT | BEKASI | MAIN UNIT | CUSTOMER | 15 December 2014 | ARIEF SETIAWAN - TSE CP | 9 September 2010 |  | 15 December 2014 | ARIEF SETIAWAN - TSE CP | - |  | ACTIVE
0910016 | NI20P | DOPPLER FETUS DETECTOR KD 250 | IMAGING | NAKAMURA MEDICAL | GN00001971 | RS MITRA KELUARGA BEKASI BARAT | BEKASI | JAWA BARAT | BEKASI | MAIN UNIT | CUSTOMER | 15 December 2014 | ARIEF SETIAWAN - TSE CP | 9 September 2010 |  | 15 December 2014 | ARIEF SETIAWAN - TSE CP | - |  | ACTIVE
0910023 | NI20P | DOPPLER FETUS DETECTOR KD 250 | IMAGING | NAKAMURA MEDICAL | GN00001782 | RSU KASIH IBU SURAKARTA | SOLO | JAWA TENGAH | SURAKARTA | MAIN UNIT | CUSTOMER | 10 April 2015 |  | 1 January 1900 |  | 10 April 2015 |  | - |  | ACTIVE
0910024 | NI20P | DOPPLER FETUS DETECTOR KD 250 | IMAGING | NAKAMURA MEDICAL | GN00003036 | RS PONDOK INDAH | JAKARTA-2 | DKI JAKARTA | JAKARTA SELATAN | MAIN UNIT | CUSTOMER | 13 April 2015 | AGUS FAUZI | 1 January 1900 |  | 13 April 2015 | AGUS FAUZI | - |  | ACTIVE
0910027 | NI20P | DOPPLER FETUS DETECTOR KD 250 | IMAGING | NAKAMURA MEDICAL | GN00003036 | RS PONDOK INDAH | JAKARTA-2 | DKI JAKARTA | JAKARTA SELATAN | MAIN UNIT | CUSTOMER | 13 April 2015 | AGUS FAUZI | 1 January 1900 |  | 13 April 2015 | AGUS FAUZI | - |  | ACTIVE
0910029 | NI20P | DOPPLER FETUS DETECTOR KD 250 | IMAGING | NAKAMURA MEDICAL | GN00003036 | RS PONDOK INDAH | JAKARTA-2 | DKI JAKARTA | JAKARTA SELATAN | MAIN UNIT | CUSTOMER | 13 April 2015 | AGUS FAUZI | 1 January 1900 |  | 13 April 2015 | AGUS FAUZI | - |  | ACTIVE
0910078 | NI20P | DOPPLER FETUS DETECTOR KD 250 | IMAGING | NAKAMURA MEDICAL | GN00001214 | RSUD AJIBARANG | PURWOKERTO | JAWA TENGAH | BANYUMAS | MAIN UNIT | CUSTOMER | - |  | 1 January 1900 |  | - |  | - |  | ACTIVE
0910085 | NI20P | DOPPLER FETUS DETECTOR KD 250 | IMAGING | NAKAMURA MEDICAL | GN00002629 | RSUP DR M DJAMIL | PADANG | SUMATERA BARAT | PADANG | MAIN UNIT | CUSTOMER | 27 February 2015 | TRIYONO - TSE AREA BARAT | 1 January 2013 |  | 27 February 2015 | TRIYONO - TSE AREA BARAT | - |  | ACTIVE
0910091 | NI20P | DOPPLER FETUS DETECTOR KD 250 | IMAGING | NAKAMURA MEDICAL | GN00000011 | RSUD BUDHI ASIH | JAKARTA-1 | DKI JAKARTA | JAKARTA TIMUR | MAIN UNIT | CUSTOMER | 27 August 2014 | IBNUL AZIZ - TSE | 1 January 2012 |  | 27 August 2014 | IBNUL AZIZ - TSE | - |  | ACTIVE
0910092 | NI20P | DOPPLER FETUS DETECTOR KD 250 | IMAGING | NAKAMURA MEDICAL | GN00000011 | RSUD BUDHI ASIH | JAKARTA-1 | DKI JAKARTA | JAKARTA TIMUR | MAIN UNIT | CUSTOMER | 1 December 2014 | ARIEF SETIAWAN - TSE CP | 1 January 2011 |  | 1 December 2014 | ARIEF SETIAWAN - TSE CP | - |  | ACTIVE
0910094 | NI20P | DOPPLER FETUS DETECTOR KD 250 | IMAGING | NAKAMURA MEDICAL | GN00000201 | RSUD ARIFIN ACHMAD - PEKANBARU | PEKAN BARU | RIAU | PEKANBARU | MAIN UNIT | CUSTOMER | 28 March 2015 | MULKAN | 1 January 1900 |  | 28 March 2015 | MULKAN | - |  | ACTIVE
0910101 | NI20P | DOPPLER FETUS DETECTOR KD 250 | IMAGING | NAKAMURA MEDICAL | GN00003036 | RS PONDOK INDAH | JAKARTA-2 | DKI JAKARTA | JAKARTA SELATAN | MAIN UNIT | CUSTOMER | 13 April 2015 | AGUS FAUZI | 1 January 1900 |  | 13 April 2015 | AGUS FAUZI | - |  | ACTIVE
0910104 | NI20P | DOPPLER FETUS DETECTOR KD 250 | IMAGING | NAKAMURA MEDICAL | GN00007930 | RS PERTA MEDIKA SENTUL | BOGOR | JAWA BARAT | BOGOR | MAIN UNIT | CUSTOMER | - |  | 1 October 2014 |  | - |  | - |  | ACTIVE
0910106 | NI20P | DOPPLER FETUS DETECTOR KD 250 | IMAGING | NAKAMURA MEDICAL | GN00003036 | RS PONDOK INDAH | JAKARTA-2 | DKI JAKARTA | JAKARTA SELATAN | MAIN UNIT | CUSTOMER | 13 April 2015 | AGUS FAUZI | 1 January 1900 |  | 13 April 2015 | AGUS FAUZI | - |  | ACTIVE
0910108 | NI20P | DOPPLER FETUS DETECTOR KD 250 | IMAGING | NAKAMURA MEDICAL | GN00003036 | RS PONDOK INDAH | JAKARTA-2 | DKI JAKARTA | JAKARTA SELATAN | MAIN UNIT | CUSTOMER | 13 April 2015 | AGUS FAUZI | 1 January 1900 |  | 13 April 2015 | AGUS FAUZI | - |  | ACTIVE
0910109 | NI20P | DOPPLER FETUS DETECTOR KD 250 | IMAGING | NAKAMURA MEDICAL | GN00003036 | RS PONDOK INDAH | JAKARTA-2 | DKI JAKARTA | JAKARTA SELATAN | MAIN UNIT | CUSTOMER | 14 April 2015 | AGUS FAUZI | 1 January 1900 |  | 14 April 2015 | AGUS FAUZI | - |  | ACTIVE
0910110 | NI20P | DOPPLER FETUS DETECTOR KD 250 | IMAGING | NAKAMURA MEDICAL | GN00003036 | RS PONDOK INDAH | JAKARTA-2 | DKI JAKARTA | JAKARTA SELATAN | MAIN UNIT | CUSTOMER | 14 April 2015 | AGUS FAUZI | 1 January 1900 |  | 14 April 2015 | AGUS FAUZI | - |  | ACTIVE
0910117 | NI20P | DOPPLER FETUS DETECTOR KD 250 | IMAGING | NAKAMURA MEDICAL | GN00001241 | RSUD Dr. R. Sosodoro Djatikoesoemo | SURABAYA-1 | JAWA TIMUR | BOJONEGORO | MAIN UNIT | CUSTOMER | 10 April 2015 |  | 1 January 1900 |  | 10 April 2015 |  | - |  | ACTIVE
0910121 | NI20P | DOPPLER FETUS DETECTOR KD 250 | IMAGING | NAKAMURA MEDICAL | GN00001216 | RSUD BANJARNEGARA | PURWOKERTO | JAWA TENGAH | BANJARNEGARA | MAIN UNIT | CUSTOMER | 9 April 2015 | DIAN FEBRIYANA - TSE | 1 January 1900 |  | 9 April 2015 | DIAN FEBRIYANA - TSE | - |  | ACTIVE
0910122 | NI20P | DOPPLER FETUS DETECTOR KD 250 | IMAGING | NAKAMURA MEDICAL | GN00001241 | RSUD Dr. R. Sosodoro Djatikoesoemo | SURABAYA-1 | JAWA TIMUR | BOJONEGORO | MAIN UNIT | CUSTOMER | 10 April 2015 |  | 1 January 1900 |  | 10 April 2015 |  | - |  | ACTIVE
0910125 | NI20P | DOPPLER FETUS DETECTOR KD 250 | IMAGING | NAKAMURA MEDICAL | GN00001216 | RSUD BANJARNEGARA | PURWOKERTO | JAWA TENGAH | BANJARNEGARA | MAIN UNIT | CUSTOMER | 9 April 2015 | DIAN FEBRIYANA - TSE | 1 January 1900 |  | 9 April 2015 | DIAN FEBRIYANA - TSE | - |  | ACTIVE
0910132 | NI20P | DOPPLER FETUS DETECTOR KD 250 | IMAGING | NAKAMURA MEDICAL | GN00000927 | RS BEDAH BINA SEHAT | BANDUNG | JAWA BARAT | BANDUNG | MAIN UNIT | CUSTOMER | 18 February 2015 | SUKMA WIJAYA - TSE | 25 October 2013 |  | 18 February 2015 | SUKMA WIJAYA - TSE | - |  | ACTIVE
0910143 | NI20P | DOPPLER FETUS DETECTOR KD 250 | IMAGING | NAKAMURA MEDICAL | GN00000073 | RSUD MENGGALA TULANG BAWANG | BANDAR LAMPUNG | LAMPUNG | BANDAR LAMPUNG | MAIN UNIT | CUSTOMER | - |  | 11 December 2013 |  | - |  | - |  | ACTIVE
0910146 | NI20P | DOPPLER FETUS DETECTOR KD 250 | IMAGING | NAKAMURA MEDICAL | GN00000201 | RSUD ARIFIN ACHMAD - PEKANBARU | PEKAN BARU | RIAU | PEKANBARU | MAIN UNIT | CUSTOMER | - |  | 5 December 2014 |  | - |  | - |  | ACTIVE
0910148 | NI20P | DOPPLER FETUS DETECTOR KD 250 | IMAGING | NAKAMURA MEDICAL | GN00002642 | RS PENDIDIKAN RIAU | PEKAN BARU | RIAU | PEKANBARU | MAIN UNIT | CUSTOMER | - |  | 19 December 2013 |  | - |  | - |  | ACTIVE
0910149 | NI20P | DOPPLER FETUS DETECTOR KD 250 | IMAGING | NAKAMURA MEDICAL | GN00000007 | RSUD KOJA | JAKARTA-1 | DKI JAKARTA | JAKARTA UTARA | MAIN UNIT | CUSTOMER | - |  | 3 December 2013 |  | - |  | - |  | ACTIVE
0910151 | NI20P | DOPPLER FETUS DETECTOR KD 250 | IMAGING | NAKAMURA MEDICAL | GN00000965 | RSUD CICALENGKA | BANDUNG | JAWA BARAT | BANDUNG | MAIN UNIT | CUSTOMER | 13 October 2014 | SUKMA WIJAYA - TSE | 5 November 2014 |  | 13 October 2014 | SUKMA WIJAYA - TSE | - |  | ACTIVE
0910152 | NI20P | DOPPLER FETUS DETECTOR KD 250 | IMAGING | NAKAMURA MEDICAL | GN00002311 | RSU MUH ANWAR SUMENEP | SURABAYA-1 | JAWA TIMUR | SUMENEP | MAIN UNIT | CUSTOMER | 27 May 2015 | ZENZEN | 27 May 2015 |  | 27 May 2015 | ZENZEN | - |  | ACTIVE
0910155 | NI20P | DOPPLER FETUS DETECTOR KD 250 | IMAGING | NAKAMURA MEDICAL | GN00007180 | RSUD KAB BUTON UTARA | MAKASSAR | SULAWESI SELATAN | KENDARI | MAIN UNIT | CUSTOMER | - |  | 27 November 2014 |  | - |  | - |  | ACTIVE
0910156 | NI20P | DOPPLER FETUS DETECTOR KD 250 | IMAGING | NAKAMURA MEDICAL | GN00007180 | RSUD KAB BUTON UTARA | MAKASSAR | SULAWESI SELATAN | KENDARI | MAIN UNIT | CUSTOMER | - |  | 27 November 2014 |  | - |  | - |  | ACTIVE
0910157 | NI20P | DOPPLER FETUS DETECTOR KD 250 | IMAGING | NAKAMURA MEDICAL | GN00002952 | RUMKIT TK III WIJAYAKUSUMA | PURWOKERTO | JAWA TENGAH | PURWOKERTO | MAIN UNIT | CUSTOMER | 12 May 2014 | FIRMAN GEA | 1 January 1900 |  | 12 May 2014 | FIRMAN GEA | - |  | ACTIVE
0910158 | NI20P | DOPPLER FETUS DETECTOR KD 250 | IMAGING | NAKAMURA MEDICAL | GN00002986 | RDC PUSAT - RAWAGELAM | PUSAT | DKI JAKARTA | JAKARTA TIMUR | MAIN UNIT | EMP | 23 September 2014 | ARIEF SETIAWAN - TSE CP | 1 January 1900 |  | 23 September 2014 | ARIEF SETIAWAN - TSE CP | - |  | ACTIVE
0910160 | NI20P | DOPPLER FETUS DETECTOR KD 250 | IMAGING | NAKAMURA MEDICAL | GN00001216 | RSUD BANJARNEGARA | PURWOKERTO | JAWA TENGAH | BANJARNEGARA | MAIN UNIT | CUSTOMER | 2 November 2014 | DIAN FEBRIYANA - TSE | 1 January 1900 |  | 2 November 2014 | DIAN FEBRIYANA - TSE | - |  | ACTIVE
0910161 | NI20P | DOPPLER FETUS DETECTOR KD 250 | IMAGING | NAKAMURA MEDICAL | GN00001216 | RSUD BANJARNEGARA | PURWOKERTO | JAWA TENGAH | BANJARNEGARA | MAIN UNIT | CUSTOMER | 2 November 2014 | RAKHMAT | 1 January 1921 |  | 2 November 2014 | RAKHMAT | - |  | ACTIVE
0910162 | NI20P | DOPPLER FETUS DETECTOR KD 250 | IMAGING | NAKAMURA MEDICAL | GN00001216 | RSUD BANJARNEGARA | PURWOKERTO | JAWA TENGAH | BANJARNEGARA | MAIN UNIT | CUSTOMER | 2 November 2014 | RAKHMAT | 1 January 1900 |  | 2 November 2014 | RAKHMAT | - |  | ACTIVE
0910164 | NI20P | DOPPLER FETUS DETECTOR KD 250 | IMAGING | NAKAMURA MEDICAL | GN00000201 | RSUD ARIFIN ACHMAD - PEKANBARU | PEKAN BARU | RIAU | PEKANBARU | MAIN UNIT | CUSTOMER | - |  | 25 November 2014 |  | - |  | - |  | ACTIVE
0910165 | NI20P | DOPPLER FETUS DETECTOR KD 250 | IMAGING | NAKAMURA MEDICAL | GN00001461 | RS ISLAM FATIMAH | PURWOKERTO | JAWA TENGAH | CILACAP | MAIN UNIT | CUSTOMER | - |  | 30 December 2013 |  | - |  | - |  | ACTIVE
091017 | NI20P | DOPPLER FETUS DETECTOR KD 250 | IMAGING | NAKAMURA MEDICAL | GN00002986 | RDC PUSAT - RAWAGELAM | PUSAT | DKI JAKARTA | JAKARTA TIMUR | MAIN UNIT | EMP | 30 October 2014 | GATOT SURYA ADIPUTRA - TSE | 1 January 1900 |  | 30 October 2014 | GATOT SURYA ADIPUTRA - TSE | - |  | ACTIVE
0910177 | NI20P | DOPPLER FETUS DETECTOR KD 250 | IMAGING | NAKAMURA MEDICAL | GN00000439 | RSUD PANDAN | PEMATANG SIANTAR | SUMATERA UTARA | PADANG SIDEMPUAN | MAIN UNIT | CUSTOMER | - |  | 15 December 2014 |  | - |  | - |  | ACTIVE
0910178 | NI20P | DOPPLER FETUS DETECTOR KD 250 | IMAGING | NAKAMURA MEDICAL | GN00002311 | RSU MUH ANWAR SUMENEP | SURABAYA-1 | JAWA TIMUR | SUMENEP | MAIN UNIT | CUSTOMER | 27 May 2015 | ZENZEN | 27 May 2015 |  | 27 May 2015 | ZENZEN | - |  | ACTIVE
0910179 | NI20P | DOPPLER FETUS DETECTOR KD 250 | IMAGING | NAKAMURA MEDICAL | GN00002248 | RSUD DR SOEGIRI | SURABAYA-1 | JAWA TIMUR | LAMONGAN | MAIN UNIT | CUSTOMER | 27 March 2015 | GANDHI YANRANGGA | 27 March 2015 |  | 27 March 2015 | GANDHI YANRANGGA | - |  | ACTIVE
0910180 | NI20P | DOPPLER FETUS DETECTOR KD 250 | IMAGING | NAKAMURA MEDICAL | GN00002248 | RSUD DR SOEGIRI | SURABAYA-1 | JAWA TIMUR | LAMONGAN | MAIN UNIT | CUSTOMER | 27 March 2015 | GANDHI YANRANGGA | 27 March 2015 |  | 27 March 2015 | GANDHI YANRANGGA | - |  | ACTIVE
0910181 | NI20P | DOPPLER FETUS DETECTOR KD 250 | IMAGING | NAKAMURA MEDICAL | GN00002248 | RSUD DR SOEGIRI | SURABAYA-1 | JAWA TIMUR | LAMONGAN | MAIN UNIT | CUSTOMER | 27 March 2015 | GANDHI YANRANGGA | 27 March 2015 |  | 27 March 2015 | GANDHI YANRANGGA | - |  | ACTIVE
0910182 | NI20P | DOPPLER FETUS DETECTOR KD 250 | IMAGING | NAKAMURA MEDICAL | GN00000959 | RS KHUSUS IBU DAN ANAK KOTA BANDUNG (ASTANA ANYAR) | BANDUNG | JAWA BARAT | BANDUNG | MAIN UNIT | CUSTOMER | 10 December 2014 | SUKMA WIJAYA - TSE | 10 December 2014 |  | 10 December 2014 | SUKMA WIJAYA - TSE | - |  | ACTIVE
0910183 | NI20P | DOPPLER FETUS DETECTOR KD 250 | IMAGING | NAKAMURA MEDICAL | GN00000012 | RS PERSAHABATAN | JAKARTA-1 | DKI JAKARTA | JAKARTA TIMUR | MAIN UNIT | CUSTOMER | 2 July 2015 | IBNUL AZIZ - TSE | 2 July 2015 |  | 2 July 2015 | IBNUL AZIZ - TSE | - |  | ACTIVE
0910184 | NI20P | DOPPLER FETUS DETECTOR KD 250 | IMAGING | NAKAMURA MEDICAL | GN00002777 | RSU HAJI SURABAYA | SURABAYA-2 | JAWA TIMUR | SURABAYA | MAIN UNIT | CUSTOMER | - |  | 6 August 2015 |  | - |  | - |  | ACTIVE
0910186 | NI20P | DOPPLER FETUS DETECTOR KD 250 | IMAGING | NAKAMURA MEDICAL | GN00002311 | RSU MUH ANWAR SUMENEP | SURABAYA-1 | JAWA TIMUR | SUMENEP | MAIN UNIT | CUSTOMER | 3 September 2015 | GANDHI YANRANGGA | 3 September 2015 |  | 3 September 2015 | GANDHI YANRANGGA | - |  | ACTIVE
0910187 | NI20P | DOPPLER FETUS DETECTOR KD 250 | IMAGING | NAKAMURA MEDICAL | GN00000959 | RS KHUSUS IBU DAN ANAK KOTA BANDUNG (ASTANA ANYAR) | BANDUNG | JAWA BARAT | BANDUNG | MAIN UNIT | CUSTOMER | 10 December 2014 | SUKMA WIJAYA - TSE | 10 December 2014 |  | 10 December 2014 | SUKMA WIJAYA - TSE | - |  | ACTIVE
0910188 | NI20P | DOPPLER FETUS DETECTOR KD 250 | IMAGING | NAKAMURA MEDICAL | GN00000439 | RSUD PANDAN | PEMATANG SIANTAR | SUMATERA UTARA | PADANG SIDEMPUAN | MAIN UNIT | CUSTOMER | 15 December 2014 | ARBIANSYAH - TSE | 16 December 2014 |  | 15 December 2014 | ARBIANSYAH - TSE | - |  | ACTIVE
0910190 | NI20P | DOPPLER FETUS DETECTOR KD 250 | IMAGING | NAKAMURA MEDICAL | GN00002472 | RSU DR SAYIDIMAN MAGETAN | KEDIRI | JAWA TIMUR | MAGETAN | MAIN UNIT | CUSTOMER | 22 April 2015 | ARIEF SETIAWAN - TSE CP | 27 May 2015 |  | 22 April 2015 | ARIEF SETIAWAN - TSE CP | - |  | ACTIVE
0910191 | NI20P | DOPPLER FETUS DETECTOR KD 250 | IMAGING | NAKAMURA MEDICAL | GN00001908 | RSUD PANEMBAHAN SENOPATI | YOGYAKARTA | YOGYAKARTA | YOGYAKARTA | MAIN UNIT | CUSTOMER | - |  | 9 June 2015 |  | - |  | - |  | ACTIVE
0910192 | NI20P | DOPPLER FETUS DETECTOR KD 250 | IMAGING | NAKAMURA MEDICAL | GN00001908 | RSUD PANEMBAHAN SENOPATI | YOGYAKARTA | YOGYAKARTA | YOGYAKARTA | MAIN UNIT | CUSTOMER | - |  | 9 June 2015 |  | - |  | - |  | ACTIVE
0910193 | NI20P | DOPPLER FETUS DETECTOR KD 250 | IMAGING | NAKAMURA MEDICAL | GN00000971 | RSUD SOREANG | BANDUNG | JAWA BARAT | BANDUNG | MAIN UNIT | CUSTOMER | 1 July 2015 | SUKMA WIJAYA - TSE | 1 July 2015 |  | 1 July 2015 | SUKMA WIJAYA - TSE | - |  | ACTIVE
0910195 | NI20P | DOPPLER FETUS DETECTOR KD 250 | IMAGING | NAKAMURA MEDICAL | GN00002986 | RDC PUSAT - RAWAGELAM | PUSAT | DKI JAKARTA | JAKARTA TIMUR | MAIN UNIT | EMP | 4 May 2015 | ARIEF SETIAWAN - TSE CP | 4 May 2015 |  | 4 May 2015 | ARIEF SETIAWAN - TSE CP | - |  | ACTIVE
0910196 | NI20P | DOPPLER FETUS DETECTOR KD 250 | IMAGING | NAKAMURA MEDICAL | GN00000756 | RSU ANUTAPURA | PALU | SULAWESI TENGAH | PALU | MAIN UNIT | CUSTOMER | 4 May 2015 | WISPI SIAGARI - TSE | 4 May 2015 |  | 4 May 2015 | WISPI SIAGARI - TSE | - |  | ACTIVE
0910197 | NI20P | DOPPLER FETUS DETECTOR KD 250 | IMAGING | NAKAMURA MEDICAL | GN00000756 | RSU ANUTAPURA | PALU | SULAWESI TENGAH | PALU | MAIN UNIT | CUSTOMER | - |  | 4 May 2015 |  | - |  | - |  | ACTIVE
09101970 | AS20U | Suction Pump Sam-18 |  |  | GN00002683 | RS MITRA KELUARGA CIBUBUR | BOGOR | JAWA BARAT | BOGOR | MAIN UNIT | CUSTOMER | 30 December 2014 |  | 1 January 1900 |  | 30 December 2014 |  | - |  | INACTIVE
09101971 | AS20U | Suction Pump Sam-18 |  |  | GN00002683 | RS MITRA KELUARGA CIBUBUR | BOGOR | JAWA BARAT | BOGOR | MAIN UNIT | CUSTOMER | 1 February 1990 | BUDI SUROSO - TSE | 1 January 1900 |  | 1 February 1990 | BUDI SUROSO - TSE | - |  | INACTIVE
09101972 | AS10U | SUCTION PUMP SAM-12 | IMAGING | M.G. ELECTRIC - UK | GN00000868 | RSU PROV SULBAR | MAKASSAR | SULAWESI BARAT | MAMUJU | MAIN UNIT | CUSTOMER | 10 April 2015 |  | 1 January 1900 |  | 10 April 2015 |  | - |  | ACTIVE
09101973 | AS10U | SUCTION PUMP SAM-12 | IMAGING | M.G. ELECTRIC - UK | GN00000868 | RSU PROV SULBAR | MAKASSAR | SULAWESI BARAT | MAMUJU | MAIN UNIT | CUSTOMER | 10 April 2015 |  | 1 January 1900 |  | 10 April 2015 |  | - |  | ACTIVE
0910198 | NI20P | DOPPLER FETUS DETECTOR KD 250 | IMAGING | NAKAMURA MEDICAL | GN00000756 | RSU ANUTAPURA | PALU | SULAWESI TENGAH | PALU | MAIN UNIT | CUSTOMER | - |  | 4 May 2015 |  | - |  | - |  | ACTIVE
0910199 | NI20P | DOPPLER FETUS DETECTOR KD 250 | IMAGING | NAKAMURA MEDICAL | GN00000756 | RSU ANUTAPURA | PALU | SULAWESI TENGAH | PALU | MAIN UNIT | CUSTOMER | - |  | 4 May 2015 |  | - |  | - |  | ACTIVE
0910200 | NI20P | DOPPLER FETUS DETECTOR KD 250 | IMAGING | NAKAMURA MEDICAL | GN00002986 | RDC PUSAT - RAWAGELAM | PUSAT | DKI JAKARTA | JAKARTA TIMUR | MAIN UNIT | EMP | - |  | 4 May 2015 |  | - |  | - |  | ACTIVE
0910201 | NI20P | DOPPLER FETUS DETECTOR KD 250 | IMAGING | NAKAMURA MEDICAL | GN00000756 | RSU ANUTAPURA | PALU | SULAWESI TENGAH | PALU | MAIN UNIT | CUSTOMER | - |  | 4 May 2015 |  | - |  | - |  | ACTIVE
0910202 | NI20P | DOPPLER FETUS DETECTOR KD 250 | IMAGING | NAKAMURA MEDICAL | GN00000756 | RSU ANUTAPURA | PALU | SULAWESI TENGAH | PALU | MAIN UNIT | CUSTOMER | - |  | 4 May 2015 |  | - |  | - |  | ACTIVE
0910203 | NI20P | DOPPLER FETUS DETECTOR KD 250 | IMAGING | NAKAMURA MEDICAL | GN00001193 | RS KUSTA SITANALA | TANGERANG | BANTEN | TANGERANG | MAIN UNIT | CUSTOMER | - |  | 20 May 2015 |  | - |  | - |  | ACTIVE
0910204 | NI20P | DOPPLER FETUS DETECTOR KD 250 | IMAGING | NAKAMURA MEDICAL | GN00001512 | RSU DR. SOEBANDI | JEMBER | JAWA TIMUR | JEMBER | MAIN UNIT | CUSTOMER | - |  | 22 June 2015 |  | - |  | - |  | ACTIVE
0910205 | NI20P | DOPPLER FETUS DETECTOR KD 250 | IMAGING | NAKAMURA MEDICAL | GN00000523 | RSUD DR SOETRASNO REMBANG | SEMARANG | JAWA TENGAH | REMBANG | MAIN UNIT | CUSTOMER | - |  | 4 May 2015 |  | - |  | - |  | ACTIVE
09102052 | AS10U | SUCTION PUMP SAM-12 | IMAGING | M.G. ELECTRIC - UK | GN00001241 | RSUD Dr. R. Sosodoro Djatikoesoemo | SURABAYA-1 | JAWA TIMUR | BOJONEGORO | MAIN UNIT | CUSTOMER | 1 February 1990 | ANDI ISMAIL - SPV TSE TIMUR | 1 January 1900 |  | 1 February 1990 | ANDI ISMAIL - SPV TSE TIMUR | - |  | ACTIVE
0910206 | NI20P | DOPPLER FETUS DETECTOR KD 250 | IMAGING | NAKAMURA MEDICAL | GN00000523 | RSUD DR SOETRASNO REMBANG | SEMARANG | JAWA TENGAH | REMBANG | MAIN UNIT | CUSTOMER | - |  | 4 May 2015 |  | - |  | - |  | ACTIVE
0910207 | NI20P | DOPPLER FETUS DETECTOR KD 250 | IMAGING | NAKAMURA MEDICAL | GN00001512 | RSU DR. SOEBANDI | JEMBER | JAWA TIMUR | JEMBER | MAIN UNIT | CUSTOMER | 22 June 2015 | ZENZEN | 22 June 2015 |  | 22 June 2015 | ZENZEN | - |  | ACTIVE
0910209 | NI20P | DOPPLER FETUS DETECTOR KD 250 | IMAGING | NAKAMURA MEDICAL | GN00001214 | RSUD AJIBARANG | PURWOKERTO | JAWA TENGAH | BANYUMAS | MAIN UNIT | CUSTOMER | - |  | 1 July 2015 |  | - |  | - |  | ACTIVE
0910210 | NI20P | DOPPLER FETUS DETECTOR KD 250 | IMAGING | NAKAMURA MEDICAL | GN00001214 | RSUD AJIBARANG | PURWOKERTO | JAWA TENGAH | BANYUMAS | MAIN UNIT | CUSTOMER | 7 February 2018 | TRIYONO - TSE AREA BARAT | 1 July 2015 |  | 7 February 2018 | TRIYONO - TSE AREA BARAT | - |  | ACTIVE
0910211 | NI20P | DOPPLER FETUS DETECTOR KD 250 | IMAGING | NAKAMURA MEDICAL | GN00002986 | RDC PUSAT - RAWAGELAM | PUSAT | DKI JAKARTA | JAKARTA TIMUR | MAIN UNIT | EMP | 8 June 2015 | SURYADI | 1 January 1900 |  | 8 June 2015 | SURYADI | - |  | ACTIVE
0910212 | NI20P | DOPPLER FETUS DETECTOR KD 250 | IMAGING | NAKAMURA MEDICAL | GN00002986 | RDC PUSAT - RAWAGELAM | PUSAT | DKI JAKARTA | JAKARTA TIMUR | MAIN UNIT | EMP | 8 June 2015 | SURYADI | 1 January 1900 |  | 8 June 2015 | SURYADI | - |  | ACTIVE
0910213 | NI20P | DOPPLER FETUS DETECTOR KD 250 | IMAGING | NAKAMURA MEDICAL | GN00001214 | RSUD AJIBARANG | PURWOKERTO | JAWA TENGAH | BANYUMAS | MAIN UNIT | CUSTOMER | - |  | 1 July 2015 |  | - |  | - |  | ACTIVE
0910214 | NI20P | DOPPLER FETUS DETECTOR KD 250 | IMAGING | NAKAMURA MEDICAL | GN00008838 | PUSKESMAS KECAMATAN KEMAYORAN | JAKARTA-1 | DKI JAKARTA | JAKARTA PUSAT | MAIN UNIT | CUSTOMER | - |  | 3 August 2015 |  | - |  | - |  | ACTIVE
0910219 | NI20P | DOPPLER FETUS DETECTOR KD 250 | IMAGING | NAKAMURA MEDICAL | GN00002311 | RSU MUH ANWAR SUMENEP | SURABAYA-1 | JAWA TIMUR | SUMENEP | MAIN UNIT | CUSTOMER | 3 September 2015 | GANDHI YANRANGGA | 3 September 2015 |  | 3 September 2015 | GANDHI YANRANGGA | - |  | ACTIVE
0910220 | NI20P | DOPPLER FETUS DETECTOR KD 250 | IMAGING | NAKAMURA MEDICAL | GN00002986 | RDC PUSAT - RAWAGELAM | PUSAT | DKI JAKARTA | JAKARTA TIMUR | MAIN UNIT | EMP | 28 July 2015 | MOHAMAD SUKARJO - TSE CP | 1 January 1900 |  | 28 July 2015 | MOHAMAD SUKARJO - TSE CP | - |  | ACTIVE
0910221 | NI20P | DOPPLER FETUS DETECTOR KD 250 | IMAGING | NAKAMURA MEDICAL | GN00001308 | RSUD NEGARA | DENPASAR | BALI | JEMBRANA | MAIN UNIT | CUSTOMER | 28 July 2015 | I KADEK - TSE | 14 August 2015 |  | 28 July 2015 | I KADEK - TSE | - |  | ACTIVE
0910222 | NI20P | DOPPLER FETUS DETECTOR KD 250 | IMAGING | NAKAMURA MEDICAL | GN00001308 | RSUD NEGARA | DENPASAR | BALI | JEMBRANA | MAIN UNIT | CUSTOMER | 28 July 2015 | I KADEK - TSE | 14 August 2015 |  | 28 July 2015 | I KADEK - TSE | - |  | ACTIVE
0910223 | NI20P | DOPPLER FETUS DETECTOR KD 250 | IMAGING | NAKAMURA MEDICAL | GN00000680 | RSUD INCHE ABDOEL MOEIS | SAMARINDA | KALIMANTAN TIMUR | SAMARINDA | MAIN UNIT | CUSTOMER | - |  | 8 September 2015 |  | - |  | - |  | ACTIVE
0910224 | NI20P | DOPPLER FETUS DETECTOR KD 250 | IMAGING | NAKAMURA MEDICAL | GN00000680 | RSUD INCHE ABDOEL MOEIS | SAMARINDA | KALIMANTAN TIMUR | SAMARINDA | MAIN UNIT | CUSTOMER | - |  | 8 September 2015 |  | - |  | - |  | ACTIVE
0910225 | NI20P | DOPPLER FETUS DETECTOR KD 250 | IMAGING | NAKAMURA MEDICAL | GN00001308 | RSUD NEGARA | DENPASAR | BALI | JEMBRANA | MAIN UNIT | CUSTOMER | 9 June 2016 | I KADEK - TSE | 14 August 2015 |  | 9 June 2016 | I KADEK - TSE | - |  | ACTIVE
0910226 | NI20P | DOPPLER FETUS DETECTOR KD 250 | IMAGING | NAKAMURA MEDICAL | GN00008016 | DINAS KESEHATAN KOTA. MOJOKERTO | SURABAYA-1 | JAWA TIMUR | MOJOKERTO | MAIN UNIT | CUSTOMER | 4 November 2015 | GANDHI YANRANGGA | 4 November 2015 |  | 4 November 2015 | GANDHI YANRANGGA | - |  | ACTIVE
0910227 | NI20P | DOPPLER FETUS DETECTOR KD 250 | IMAGING | NAKAMURA MEDICAL | GN00002986 | RDC PUSAT - RAWAGELAM | PUSAT | DKI JAKARTA | JAKARTA TIMUR | MAIN UNIT | EMP | 28 July 2015 | MOHAMAD SUKARJO - TSE CP | 1 January 1900 |  | 28 July 2015 | MOHAMAD SUKARJO - TSE CP | - |  | ACTIVE
0910228 | NI20P | DOPPLER FETUS DETECTOR KD 250 | IMAGING | NAKAMURA MEDICAL | GN00008016 | DINAS KESEHATAN KOTA. MOJOKERTO | SURABAYA-1 | JAWA TIMUR | MOJOKERTO | MAIN UNIT | CUSTOMER | 4 November 2015 | GANDHI YANRANGGA | 4 November 2015 |  | 4 November 2015 | GANDHI YANRANGGA | - |  | ACTIVE
0910229 | NI20P | DOPPLER FETUS DETECTOR KD 250 | IMAGING | NAKAMURA MEDICAL | GN00008016 | DINAS KESEHATAN KOTA. MOJOKERTO | SURABAYA-1 | JAWA TIMUR | MOJOKERTO | MAIN UNIT | CUSTOMER | 4 November 2015 | GANDHI YANRANGGA | 4 November 2015 |  | 4 November 2015 | GANDHI YANRANGGA | - |  | ACTIVE
0910230 | NI20P | DOPPLER FETUS DETECTOR KD 250 | IMAGING | NAKAMURA MEDICAL | GN00002986 | RDC PUSAT - RAWAGELAM | PUSAT | DKI JAKARTA | JAKARTA TIMUR | MAIN UNIT | EMP | 28 July 2015 | MOHAMAD SUKARJO - TSE CP | 1 January 1900 |  | 28 July 2015 | MOHAMAD SUKARJO - TSE CP | - |  | ACTIVE
0910231 | NI20P | DOPPLER FETUS DETECTOR KD 250 | IMAGING | NAKAMURA MEDICAL | GN00000011 | RSUD BUDHI ASIH | JAKARTA-1 | DKI JAKARTA | JAKARTA TIMUR | MAIN UNIT | CUSTOMER | 25 August 2015 | IBNUL AZIZ - TSE | 25 August 2015 |  | 25 August 2015 | IBNUL AZIZ - TSE | - |  | ACTIVE
0910232 | NI20P | DOPPLER FETUS DETECTOR KD 250 | IMAGING | NAKAMURA MEDICAL | GN00000011 | RSUD BUDHI ASIH | JAKARTA-1 | DKI JAKARTA | JAKARTA TIMUR | MAIN UNIT | CUSTOMER | 25 August 2015 | IBNUL AZIZ - TSE | 25 August 2015 |  | 25 August 2015 | IBNUL AZIZ - TSE | - |  | ACTIVE
0910233 | NI20P | DOPPLER FETUS DETECTOR KD 250 | IMAGING | NAKAMURA MEDICAL | GN00000011 | RSUD BUDHI ASIH | JAKARTA-1 | DKI JAKARTA | JAKARTA TIMUR | MAIN UNIT | CUSTOMER | 25 August 2015 | IBNUL AZIZ - TSE | 25 August 2015 |  | 25 August 2015 | IBNUL AZIZ - TSE | - |  | ACTIVE
0910234 | NI20P | DOPPLER FETUS DETECTOR KD 250 | IMAGING | NAKAMURA MEDICAL | GN00000011 | RSUD BUDHI ASIH | JAKARTA-1 | DKI JAKARTA | JAKARTA TIMUR | MAIN UNIT | CUSTOMER | 25 August 2015 | IBNUL AZIZ - TSE | 25 August 2015 |  | 25 August 2015 | IBNUL AZIZ - TSE | - |  | ACTIVE
0910235 | NI20P | DOPPLER FETUS DETECTOR KD 250 | IMAGING | NAKAMURA MEDICAL | GN00008016 | DINAS KESEHATAN KOTA. MOJOKERTO | SURABAYA-1 | JAWA TIMUR | MOJOKERTO | MAIN UNIT | CUSTOMER | 4 November 2015 | GANDHI YANRANGGA | 4 November 2015 |  | 4 November 2015 | GANDHI YANRANGGA | - |  | ACTIVE
0910236 | NI20P | DOPPLER FETUS DETECTOR KD 250 | IMAGING | NAKAMURA MEDICAL | GN00001071 | RSUD CIMACAN | SUKABUMI | JAWA BARAT | CIANJUR | MAIN UNIT | CUSTOMER | 2 September 2015 | LEONARDUS ADI | 2 September 2015 |  | 2 September 2015 | LEONARDUS ADI | - |  | ACTIVE
0910237 | NI20P | DOPPLER FETUS DETECTOR KD 250 | IMAGING | NAKAMURA MEDICAL | GN00002311 | RSU MUH ANWAR SUMENEP | SURABAYA-1 | JAWA TIMUR | SUMENEP | MAIN UNIT | CUSTOMER | 3 September 2015 | GANDHI YANRANGGA | 3 September 2015 |  | 3 September 2015 | GANDHI YANRANGGA | - |  | ACTIVE
0910238 | NI20P | DOPPLER FETUS DETECTOR KD 250 | IMAGING | NAKAMURA MEDICAL | GN00002954 | RSUD KARDINAH ( RSUD TEGAL ) | TEGAL | JAWA TENGAH | TEGAL | MAIN UNIT | CUSTOMER | 1 October 2015 | MUNADI - TSE | 1 October 2015 |  | 1 October 2015 | MUNADI - TSE | - |  | ACTIVE
0910239 | NI20P | DOPPLER FETUS DETECTOR KD 250 | IMAGING | NAKAMURA MEDICAL | GN00002954 | RSUD KARDINAH ( RSUD TEGAL ) | TEGAL | JAWA TENGAH | TEGAL | MAIN UNIT | CUSTOMER | 1 October 2015 | MUNADI - TSE | 1 October 2015 |  | 1 October 2015 | MUNADI - TSE | - |  | ACTIVE
0910240 | NI20P | DOPPLER FETUS DETECTOR KD 250 | IMAGING | NAKAMURA MEDICAL | GN00000959 | RS KHUSUS IBU DAN ANAK KOTA BANDUNG (ASTANA ANYAR) | BANDUNG | JAWA BARAT | BANDUNG | MAIN UNIT | CUSTOMER | 5 August 2015 | SUKMA WIJAYA - TSE | 27 October 2015 |  | 5 August 2015 | SUKMA WIJAYA - TSE | - |  | ACTIVE
0910241 | NI20P | DOPPLER FETUS DETECTOR KD 250 | IMAGING | NAKAMURA MEDICAL | GN00001065 | RSU CIAWI | BOGOR | JAWA BARAT | BOGOR | MAIN UNIT | CUSTOMER | - |  | 31 August 2015 |  | - |  | - |  | ACTIVE
0910242 | NI20P | DOPPLER FETUS DETECTOR KD 250 | IMAGING | NAKAMURA MEDICAL | GN00000959 | RS KHUSUS IBU DAN ANAK KOTA BANDUNG (ASTANA ANYAR) | BANDUNG | JAWA BARAT | BANDUNG | MAIN UNIT | CUSTOMER | 5 August 2015 | SUKMA WIJAYA - TSE | 27 October 2015 |  | 5 August 2015 | SUKMA WIJAYA - TSE | - |  | ACTIVE
0910243 | NI20P | DOPPLER FETUS DETECTOR KD 250 | IMAGING | NAKAMURA MEDICAL | GN00001065 | RSU CIAWI | BOGOR | JAWA BARAT | BOGOR | MAIN UNIT | CUSTOMER | - |  | 31 August 2015 |  | - |  | - |  | ACTIVE
0910244 | NI20P | DOPPLER FETUS DETECTOR KD 250 | IMAGING | NAKAMURA MEDICAL | GN00000011 | RSUD BUDHI ASIH | JAKARTA-1 | DKI JAKARTA | JAKARTA TIMUR | MAIN UNIT | CUSTOMER | 25 August 2015 | IBNUL AZIZ - TSE | 25 August 2015 |  | 25 August 2015 | IBNUL AZIZ - TSE | - |  | ACTIVE
0910245 | NI20P | DOPPLER FETUS DETECTOR KD 250 | IMAGING | NAKAMURA MEDICAL | GN00000007 | RSUD KOJA | JAKARTA-1 | DKI JAKARTA | JAKARTA UTARA | MAIN UNIT | CUSTOMER | 13 October 2015 | ARDI HERMAWAN - TSE CP | 13 October 1900 |  | 13 October 2015 | ARDI HERMAWAN - TSE CP | - |  | ACTIVE
0910246 | NI20P | DOPPLER FETUS DETECTOR KD 250 | IMAGING | NAKAMURA MEDICAL | GN00000011 | RSUD BUDHI ASIH | JAKARTA-1 | DKI JAKARTA | JAKARTA TIMUR | MAIN UNIT | CUSTOMER | 25 August 2015 | IBNUL AZIZ - TSE | 25 August 2015 |  | 25 August 2015 | IBNUL AZIZ - TSE | - |  | ACTIVE
0910247 | NI20P | DOPPLER FETUS DETECTOR KD 250 | IMAGING | NAKAMURA MEDICAL | GN00000011 | RSUD BUDHI ASIH | JAKARTA-1 | DKI JAKARTA | JAKARTA TIMUR | MAIN UNIT | CUSTOMER | 15 March 2016 | ARDI HERMAWAN - TSE CP | 25 August 2015 |  | 15 March 2016 | ARDI HERMAWAN - TSE CP | - |  | ACTIVE
0910248 | NI20P | DOPPLER FETUS DETECTOR KD 250 | IMAGING | NAKAMURA MEDICAL | GN00000011 | RSUD BUDHI ASIH | JAKARTA-1 | DKI JAKARTA | JAKARTA TIMUR | MAIN UNIT | CUSTOMER | 25 August 2015 | IBNUL AZIZ - TSE | 25 August 2015 |  | 25 August 2015 | IBNUL AZIZ - TSE | - |  | ACTIVE
0910249 | NI20P | DOPPLER FETUS DETECTOR KD 250 | IMAGING | NAKAMURA MEDICAL | GN00000007 | RSUD KOJA | JAKARTA-1 | DKI JAKARTA | JAKARTA UTARA | MAIN UNIT | CUSTOMER | 13 October 2015 | ARDI HERMAWAN - TSE CP | 13 October 1900 |  | 13 October 2015 | ARDI HERMAWAN - TSE CP | - |  | ACTIVE
0910250 | NI20P | DOPPLER FETUS DETECTOR KD 250 | IMAGING | NAKAMURA MEDICAL | GN00000011 | RSUD BUDHI ASIH | JAKARTA-1 | DKI JAKARTA | JAKARTA TIMUR | MAIN UNIT | CUSTOMER | 25 August 2015 | IBNUL AZIZ - TSE | 25 August 2015 |  | 25 August 2015 | IBNUL AZIZ - TSE | - |  | ACTIVE
0910251 | NI20P | DOPPLER FETUS DETECTOR KD 250 | IMAGING | NAKAMURA MEDICAL | GN00000011 | RSUD BUDHI ASIH | JAKARTA-1 | DKI JAKARTA | JAKARTA TIMUR | MAIN UNIT | CUSTOMER | 25 August 2015 | IBNUL AZIZ - TSE | 25 August 2015 |  | 25 August 2015 | IBNUL AZIZ - TSE | - |  | ACTIVE
0910253 | NI20P | DOPPLER FETUS DETECTOR KD 250 | IMAGING | NAKAMURA MEDICAL | GN00000007 | RSUD KOJA | JAKARTA-1 | DKI JAKARTA | JAKARTA UTARA | MAIN UNIT | CUSTOMER | 13 October 2015 | ARDI HERMAWAN - TSE CP | 13 October 1900 |  | 13 October 2015 | ARDI HERMAWAN - TSE CP | - |  | ACTIVE
0910254 | NI20P | DOPPLER FETUS DETECTOR KD 250 | IMAGING | NAKAMURA MEDICAL | GN00002986 | RDC PUSAT - RAWAGELAM | PUSAT | DKI JAKARTA | JAKARTA TIMUR | MAIN UNIT | EMP | 5 August 2015 | BUDI SUROSO - TSE | 1 January 1900 |  | 5 August 2015 | BUDI SUROSO - TSE | - |  | ACTIVE
0910255 | NI20P | DOPPLER FETUS DETECTOR KD 250 | IMAGING | NAKAMURA MEDICAL | GN00000007 | RSUD KOJA | JAKARTA-1 | DKI JAKARTA | JAKARTA UTARA | MAIN UNIT | CUSTOMER | 13 October 2015 | ARDI HERMAWAN - TSE CP | 13 October 1900 |  | 13 October 2015 | ARDI HERMAWAN - TSE CP | - |  | ACTIVE
0910256 | NI20P | DOPPLER FETUS DETECTOR KD 250 | IMAGING | NAKAMURA MEDICAL | GN00001065 | RSU CIAWI | BOGOR | JAWA BARAT | BOGOR | MAIN UNIT | CUSTOMER | - |  | 31 August 2015 |  | - |  | - |  | ACTIVE
0910257 | NI20P | DOPPLER FETUS DETECTOR KD 250 | IMAGING | NAKAMURA MEDICAL | GN00002311 | RSU MUH ANWAR SUMENEP | SURABAYA-1 | JAWA TIMUR | SUMENEP | MAIN UNIT | CUSTOMER | 3 September 2015 | GANDHI YANRANGGA | 3 September 2015 |  | 3 September 2015 | GANDHI YANRANGGA | - |  | ACTIVE
0910258 | NI20P | DOPPLER FETUS DETECTOR KD 250 | IMAGING | NAKAMURA MEDICAL | GN00000007 | RSUD KOJA | JAKARTA-1 | DKI JAKARTA | JAKARTA UTARA | MAIN UNIT | CUSTOMER | 13 October 2015 | ARDI HERMAWAN - TSE CP | 13 October 1900 |  | 13 October 2015 | ARDI HERMAWAN - TSE CP | - |  | ACTIVE
0910259 | NI20P | DOPPLER FETUS DETECTOR KD 250 | IMAGING | NAKAMURA MEDICAL | GN00000201 | RSUD ARIFIN ACHMAD - PEKANBARU | PEKAN BARU | RIAU | PEKANBARU | MAIN UNIT | CUSTOMER | 17 November 2015 | MULKAN | 12 November 2015 |  | 17 November 2015 | MULKAN | - |  | ACTIVE
0910260 | NI20P | DOPPLER FETUS DETECTOR KD 250 | IMAGING | NAKAMURA MEDICAL | GN00000026 | RSUD KABUPATEN TANJUNG BALAI KARIMUN ( RSUD KARIMUN ) | BATAM | KEPULAUAN RIAU | KARIMUN | MAIN UNIT | CUSTOMER | - |  | 12 November 2015 |  | - |  | - |  | ACTIVE
0910261 | NI20P | DOPPLER FETUS DETECTOR KD 250 | IMAGING | NAKAMURA MEDICAL | GN00000026 | RSUD KABUPATEN TANJUNG BALAI KARIMUN ( RSUD KARIMUN ) | BATAM | KEPULAUAN RIAU | KARIMUN | MAIN UNIT | CUSTOMER | - |  | 12 November 2015 |  | - |  | - |  | ACTIVE
0910262 | NI20P | DOPPLER FETUS DETECTOR KD 250 | IMAGING | NAKAMURA MEDICAL | GN00002986 | RDC PUSAT - RAWAGELAM | PUSAT | DKI JAKARTA | JAKARTA TIMUR | MAIN UNIT | EMP | 10 September 2015 | TRIYONO - TSE AREA BARAT | 1 January 1900 |  | 10 September 2015 | TRIYONO - TSE AREA BARAT | - |  | ACTIVE
0910263 | NI20P | DOPPLER FETUS DETECTOR KD 250 | IMAGING | NAKAMURA MEDICAL | GN00002986 | RDC PUSAT - RAWAGELAM | PUSAT | DKI JAKARTA | JAKARTA TIMUR | MAIN UNIT | EMP | 10 September 2015 | TRIYONO - TSE AREA BARAT | 1 January 1900 |  | 10 September 2015 | TRIYONO - TSE AREA BARAT | - |  | ACTIVE
0910264 | NI20P | DOPPLER FETUS DETECTOR KD 250 | IMAGING | NAKAMURA MEDICAL | GN00000201 | RSUD ARIFIN ACHMAD - PEKANBARU | PEKAN BARU | RIAU | PEKANBARU | MAIN UNIT | CUSTOMER | 17 November 2015 | MULKAN | 12 November 2015 |  | 17 November 2015 | MULKAN | - |  | ACTIVE
0910265 | NI20P | DOPPLER FETUS DETECTOR KD 250 | IMAGING | NAKAMURA MEDICAL | GN00000201 | RSUD ARIFIN ACHMAD - PEKANBARU | PEKAN BARU | RIAU | PEKANBARU | MAIN UNIT | CUSTOMER | 17 November 2015 | MULKAN | 12 November 2015 |  | 17 November 2015 | MULKAN | - |  | ACTIVE
0910266 | NI20P | DOPPLER FETUS DETECTOR KD 250 | IMAGING | NAKAMURA MEDICAL | GN00002986 | RDC PUSAT - RAWAGELAM | PUSAT | DKI JAKARTA | JAKARTA TIMUR | MAIN UNIT | EMP | 10 September 2015 | TRIYONO - TSE AREA BARAT | 1 January 1900 |  | 10 September 2015 | TRIYONO - TSE AREA BARAT | - |  | ACTIVE
0910267 | NI20P | DOPPLER FETUS DETECTOR KD 250 | IMAGING | NAKAMURA MEDICAL | GN00002986 | RDC PUSAT - RAWAGELAM | PUSAT | DKI JAKARTA | JAKARTA TIMUR | MAIN UNIT | EMP | 10 September 2015 | TRIYONO - TSE AREA BARAT | 1 January 1900 |  | 10 September 2015 | TRIYONO - TSE AREA BARAT | - |  | ACTIVE
0910268 | NI20P | DOPPLER FETUS DETECTOR KD 250 | IMAGING | NAKAMURA MEDICAL | GN00002986 | RDC PUSAT - RAWAGELAM | PUSAT | DKI JAKARTA | JAKARTA TIMUR | MAIN UNIT | EMP | 10 September 2015 | TRIYONO - TSE AREA BARAT | 1 January 1900 |  | 10 September 2015 | TRIYONO - TSE AREA BARAT | - |  | ACTIVE
0910269 | NI20P | DOPPLER FETUS DETECTOR KD 250 | IMAGING | NAKAMURA MEDICAL | GN00001720 | RSU SUMBAWA BESAR | MATARAM | NUSA TENGGARA BARAT | MATARAM | MAIN UNIT | CUSTOMER | 14 December 2015 | RAKHMAT | 12 December 2015 |  | 14 December 2015 | RAKHMAT | - |  | ACTIVE
0910270 | NI20P | DOPPLER FETUS DETECTOR KD 250 | IMAGING | NAKAMURA MEDICAL | GN00006544 | RSUD DR HYULIDIN AWAY | BANDA ACEH | ACEH | BANDA ACEH | MAIN UNIT | CUSTOMER | 10 September 2015 | SATRIA KUSUMA - TSE | 1 December 2015 |  | 10 September 2015 | SATRIA KUSUMA - TSE | - |  | ACTIVE
0910271 | NI20P | DOPPLER FETUS DETECTOR KD 250 | IMAGING | NAKAMURA MEDICAL | GN00002986 | RDC PUSAT - RAWAGELAM | PUSAT | DKI JAKARTA | JAKARTA TIMUR | MAIN UNIT | EMP | 10 September 2015 | TRIYONO - TSE AREA BARAT | 1 January 1900 |  | 10 September 2015 | TRIYONO - TSE AREA BARAT | - |  | ACTIVE
0910272 | NI20P | DOPPLER FETUS DETECTOR KD 250 | IMAGING | NAKAMURA MEDICAL | GN00002986 | RDC PUSAT - RAWAGELAM | PUSAT | DKI JAKARTA | JAKARTA TIMUR | MAIN UNIT | EMP | 10 September 2015 | TRIYONO - TSE AREA BARAT | 1 January 1900 |  | 10 September 2015 | TRIYONO - TSE AREA BARAT | - |  | ACTIVE
0910273 | NI20P | DOPPLER FETUS DETECTOR KD 250 | IMAGING | NAKAMURA MEDICAL | GN00003351 | DINAS KESEHATAN KAB/KOTA. BIMA | MATARAM | NUSA TENGGARA BARAT | BIMA | MAIN UNIT | CUSTOMER | 1 December 2016 | I KADEK - TSE | 1 December 2016 |  | 1 December 2016 | I KADEK - TSE | - |  | ACTIVE
0910274 | NI20P | DOPPLER FETUS DETECTOR KD 250 | IMAGING | NAKAMURA MEDICAL | GN00000795 | RSUD PANGKEP | MAKASSAR | SULAWESI SELATAN | MAKASSAR | MAIN UNIT | CUSTOMER | 10 September 2015 | TRIYONO - TSE AREA BARAT | 16 November 2015 |  | 10 September 2015 | TRIYONO - TSE AREA BARAT | - |  | ACTIVE
0910275 | NI20P | DOPPLER FETUS DETECTOR KD 250 | IMAGING | NAKAMURA MEDICAL | GN00006544 | RSUD DR HYULIDIN AWAY | BANDA ACEH | ACEH | BANDA ACEH | MAIN UNIT | CUSTOMER | 10 September 2015 | SATRIA KUSUMA - TSE | 1 December 2015 |  | 10 September 2015 | SATRIA KUSUMA - TSE | - |  | ACTIVE
0910276 | NI20P | DOPPLER FETUS DETECTOR KD 250 | IMAGING | NAKAMURA MEDICAL | GN00006544 | RSUD DR HYULIDIN AWAY | BANDA ACEH | ACEH | BANDA ACEH | MAIN UNIT | CUSTOMER | 10 September 2015 | SATRIA KUSUMA - TSE | 1 December 2015 |  | 10 September 2015 | SATRIA KUSUMA - TSE | - |  | ACTIVE
0910277 | NI20P | DOPPLER FETUS DETECTOR KD 250 | IMAGING | NAKAMURA MEDICAL | GN00003351 | DINAS KESEHATAN KAB/KOTA. BIMA | MATARAM | NUSA TENGGARA BARAT | BIMA | MAIN UNIT | CUSTOMER | 1 December 2016 | I KADEK - TSE | 1 December 2016 |  | 1 December 2016 | I KADEK - TSE | - |  | ACTIVE
0910278 | NI20P | DOPPLER FETUS DETECTOR KD 250 | IMAGING | NAKAMURA MEDICAL | GN00003351 | DINAS KESEHATAN KAB/KOTA. BIMA | MATARAM | NUSA TENGGARA BARAT | BIMA | MAIN UNIT | CUSTOMER | 1 December 2016 | I KADEK - TSE | 1 December 2016 |  | 1 December 2016 | I KADEK - TSE | - |  | ACTIVE
0910279 | NI20P | DOPPLER FETUS DETECTOR KD 250 | IMAGING | NAKAMURA MEDICAL | GN00003351 | DINAS KESEHATAN KAB/KOTA. BIMA | MATARAM | NUSA TENGGARA BARAT | BIMA | MAIN UNIT | CUSTOMER | 1 December 2016 | I KADEK - TSE | 1 December 2016 |  | 1 December 2016 | I KADEK - TSE | - |  | ACTIVE
0910280 | NI20P | DOPPLER FETUS DETECTOR KD 250 | IMAGING | NAKAMURA MEDICAL | GN00001220 | RSUP SANGLAH DENPASAR | DENPASAR | BALI | DENPASAR | MAIN UNIT | CUSTOMER | - |  | 6 June 2016 |  | - |  | - |  | ACTIVE
0910281 | NI20P | DOPPLER FETUS DETECTOR KD 250 | IMAGING | NAKAMURA MEDICAL | GN00003351 | DINAS KESEHATAN KAB/KOTA. BIMA | MATARAM | NUSA TENGGARA BARAT | BIMA | MAIN UNIT | CUSTOMER | 1 December 2016 | I KADEK - TSE | 1 December 2016 |  | 1 December 2016 | I KADEK - TSE | - |  | ACTIVE
0910282 | NI20P | DOPPLER FETUS DETECTOR KD 250 | IMAGING | NAKAMURA MEDICAL | GN00002986 | RDC PUSAT - RAWAGELAM | PUSAT | DKI JAKARTA | JAKARTA TIMUR | MAIN UNIT | EMP | 10 September 2015 | TRIYONO - TSE AREA BARAT | 1 January 1900 |  | 10 September 2015 | TRIYONO - TSE AREA BARAT | - |  | ACTIVE
0910283 | NI20P | DOPPLER FETUS DETECTOR KD 250 | IMAGING | NAKAMURA MEDICAL | GN00002461 | RSUD GAMBIRAN | KEDIRI | JAWA TIMUR | KEDIRI | MAIN UNIT | CUSTOMER | 16 December 2015 | ZENZEN | 11 December 2015 |  | 16 December 2015 | ZENZEN | - |  | ACTIVE
0910284 | NI20P | DOPPLER FETUS DETECTOR KD 250 | IMAGING | NAKAMURA MEDICAL | GN00002986 | RDC PUSAT - RAWAGELAM | PUSAT | DKI JAKARTA | JAKARTA TIMUR | MAIN UNIT | EMP | 10 September 2015 | TRIYONO - TSE AREA BARAT | 1 January 1900 |  | 10 September 2015 | TRIYONO - TSE AREA BARAT | - |  | ACTIVE
0910285 | NI20P | DOPPLER FETUS DETECTOR KD 250 | IMAGING | NAKAMURA MEDICAL | GN00001220 | RSUP SANGLAH DENPASAR | DENPASAR | BALI | DENPASAR | MAIN UNIT | CUSTOMER | - |  | 6 June 2016 |  | - |  | - |  | ACTIVE
0910286 | NI20P | DOPPLER FETUS DETECTOR KD 250 | IMAGING | NAKAMURA MEDICAL | GN00000101 | RSUD MUKO MUKO | BENGKULU | BENGKULU | BENGKULU | MAIN UNIT | CUSTOMER | 8 October 2015 | INDRA BUDI GUNAWAN | 7 October 2015 |  | 8 October 2015 | INDRA BUDI GUNAWAN | - |  | ACTIVE
0910287 | NI20P | DOPPLER FETUS DETECTOR KD 250 | IMAGING | NAKAMURA MEDICAL | GN00002986 | RDC PUSAT - RAWAGELAM | PUSAT | DKI JAKARTA | JAKARTA TIMUR | MAIN UNIT | EMP | 10 September 2015 | TRIYONO - TSE AREA BARAT | 1 January 1900 |  | 10 September 2015 | TRIYONO - TSE AREA BARAT | - |  | ACTIVE
0910288 | NI20P | DOPPLER FETUS DETECTOR KD 250 | IMAGING | NAKAMURA MEDICAL | GN00002986 | RDC PUSAT - RAWAGELAM | PUSAT | DKI JAKARTA | JAKARTA TIMUR | MAIN UNIT | EMP | 10 September 2015 | TRIYONO - TSE AREA BARAT | 1 January 1900 |  | 10 September 2015 | TRIYONO - TSE AREA BARAT | - |  | ACTIVE
0910291 | NI20P | DOPPLER FETUS DETECTOR KD 250 | IMAGING | NAKAMURA MEDICAL | GN00000975 | DINAS KESEHATAN KAB/ KOTA. BANDUNG BARAT | BANDUNG | JAWA BARAT | BANDUNG | MAIN UNIT | CUSTOMER | 14 December 2015 | SUKMA WIJAYA - TSE | 14 December 2015 |  | 14 December 2015 | SUKMA WIJAYA - TSE | - |  | ACTIVE
0910292 | NI20P | DOPPLER FETUS DETECTOR KD 250 | IMAGING | NAKAMURA MEDICAL | GN00000975 | DINAS KESEHATAN KAB/ KOTA. BANDUNG BARAT | BANDUNG | JAWA BARAT | BANDUNG | MAIN UNIT | CUSTOMER | 14 December 2015 | SUKMA WIJAYA - TSE | 14 December 2015 |  | 14 December 2015 | SUKMA WIJAYA - TSE | - |  | ACTIVE
0910294 | NI20P | DOPPLER FETUS DETECTOR KD 250 | IMAGING | NAKAMURA MEDICAL | GN00001782 | RSU KASIH IBU SURAKARTA | SOLO | JAWA TENGAH | SURAKARTA | MAIN UNIT | CUSTOMER | 5 January 2016 | RAKHMAT | 5 January 2016 |  | 5 January 2016 | RAKHMAT | - |  | ACTIVE
0910295 | NI20P | DOPPLER FETUS DETECTOR KD 250 | IMAGING | NAKAMURA MEDICAL | GN00002875 | RSUD PASAR MINGGU | PEJATEN | DKI JAKARTA | JAKARTA SELATAN | MAIN UNIT | CUSTOMER | 11 March 2016 | BUDI SUROSO - TSE | 1 January 1900 |  | 11 March 2016 | BUDI SUROSO - TSE | - |  | ACTIVE
0910300 | NI20P | DOPPLER FETUS DETECTOR KD 250 | IMAGING | NAKAMURA MEDICAL | GN00000201 | RSUD ARIFIN ACHMAD - PEKANBARU | PEKAN BARU | RIAU | PEKANBARU | MAIN UNIT | CUSTOMER | 30 December 2015 | SATRIA KUSUMA - TSE | 30 December 2015 |  | 30 December 2015 | SATRIA KUSUMA - TSE | - |  | ACTIVE
0910301 | NI20P | DOPPLER FETUS DETECTOR KD 250 | IMAGING | NAKAMURA MEDICAL | GN00000201 | RSUD ARIFIN ACHMAD - PEKANBARU | PEKAN BARU | RIAU | PEKANBARU | MAIN UNIT | CUSTOMER | 30 December 2015 | SATRIA KUSUMA - TSE | 30 December 2015 |  | 30 December 2015 | SATRIA KUSUMA - TSE | - |  | ACTIVE
0910303 | NI20P | DOPPLER FETUS DETECTOR KD 250 | IMAGING | NAKAMURA MEDICAL | GN00002986 | RDC PUSAT - RAWAGELAM | PUSAT | DKI JAKARTA | JAKARTA TIMUR | MAIN UNIT | EMP | - |  | 4 February 2019 |  | - |  | - |  | ACTIVE
0910304 | NI20P | DOPPLER FETUS DETECTOR KD 250 | IMAGING | NAKAMURA MEDICAL | GN00008549 | RSUD TEBET | JAKARTA-1 | DKI JAKARTA | JAKARTA SELATAN | MAIN UNIT | CUSTOMER | - |  | 18 December 2015 |  | - |  | - |  | ACTIVE
0910305 | NI20P | DOPPLER FETUS DETECTOR KD 250 | IMAGING | NAKAMURA MEDICAL | GN00008882 | PUSKESMAS KECAMATAN PESANGGRAHAN | JAKARTA-2 | DKI JAKARTA | JAKARTA BARAT | MAIN UNIT | CUSTOMER | - |  | 5 December 2017 |  | - |  | - |  | ACTIVE
0910306 | NI20P | DOPPLER FETUS DETECTOR KD 250 | IMAGING | NAKAMURA MEDICAL | GN00008882 | PUSKESMAS KECAMATAN PESANGGRAHAN | JAKARTA-2 | DKI JAKARTA | JAKARTA BARAT | MAIN UNIT | CUSTOMER | - |  | 6 November 2017 |  | - |  | - |  | ACTIVE
0910307 | NI20P | DOPPLER FETUS DETECTOR KD 250 | IMAGING | NAKAMURA MEDICAL | GN00000201 | RSUD ARIFIN ACHMAD - PEKANBARU | PEKAN BARU | RIAU | PEKANBARU | MAIN UNIT | CUSTOMER | 30 December 2015 | SATRIA KUSUMA - TSE | 30 December 2015 |  | 30 December 2015 | SATRIA KUSUMA - TSE | - |  | ACTIVE
0910308 | NI20P | DOPPLER FETUS DETECTOR KD 250 | IMAGING | NAKAMURA MEDICAL | GN00000975 | DINAS KESEHATAN KAB/ KOTA. BANDUNG BARAT | BANDUNG | JAWA BARAT | BANDUNG | MAIN UNIT | CUSTOMER | 14 December 2015 | SUKMA WIJAYA - TSE | 14 December 2015 |  | 14 December 2015 | SUKMA WIJAYA - TSE | - |  | ACTIVE
0910309 | NI20P | DOPPLER FETUS DETECTOR KD 250 | IMAGING | NAKAMURA MEDICAL | GN00000676 | RSUD A.M. PARIKESIT | SAMARINDA | KALIMANTAN TIMUR | TENGGARONG | MAIN UNIT | CUSTOMER | - |  | 10 March 2016 |  | - |  | - |  | ACTIVE
0910310 | NI20P | DOPPLER FETUS DETECTOR KD 250 | IMAGING | NAKAMURA MEDICAL | GN00006018 | RSUD GUNUNGJATI | CIREBON | JAWA BARAT | CIREBON | MAIN UNIT | CUSTOMER | 10 December 2015 | SUKMA WIJAYA - TSE | 10 December 2015 |  | 10 December 2015 | SUKMA WIJAYA - TSE | - |  | ACTIVE
0910311 | NI20P | DOPPLER FETUS DETECTOR KD 250 | IMAGING | NAKAMURA MEDICAL | GN00000676 | RSUD A.M. PARIKESIT | SAMARINDA | KALIMANTAN TIMUR | TENGGARONG | MAIN UNIT | CUSTOMER | - |  | 10 March 2016 |  | - |  | - |  | ACTIVE
0910312 | NI20P | DOPPLER FETUS DETECTOR KD 250 | IMAGING | NAKAMURA MEDICAL | GN00001168 | RSUD Cideres | CIREBON | JAWA BARAT | MAJALENGKA | MAIN UNIT | CUSTOMER | 11 December 2015 | SUKMA WIJAYA - TSE | 11 December 2015 |  | 11 December 2015 | SUKMA WIJAYA - TSE | - |  | ACTIVE
0910313 | NI20P | DOPPLER FETUS DETECTOR KD 250 | IMAGING | NAKAMURA MEDICAL | GN00002875 | RSUD PASAR MINGGU | PEJATEN | DKI JAKARTA | JAKARTA SELATAN | MAIN UNIT | CUSTOMER | 11 March 2016 | BUDI SUROSO - TSE | 1 January 1900 |  | 11 March 2016 | BUDI SUROSO - TSE | - |  | ACTIVE
0910314 | NI20P | DOPPLER FETUS DETECTOR KD 250 | IMAGING | NAKAMURA MEDICAL | GN00002875 | RSUD PASAR MINGGU | PEJATEN | DKI JAKARTA | JAKARTA SELATAN | MAIN UNIT | CUSTOMER | 11 March 2016 | BUDI SUROSO - TSE | 1 January 1900 |  | 11 March 2016 | BUDI SUROSO - TSE | - |  | ACTIVE
0910315 | NI20P | DOPPLER FETUS DETECTOR KD 250 | IMAGING | NAKAMURA MEDICAL | GN00002875 | RSUD PASAR MINGGU | PEJATEN | DKI JAKARTA | JAKARTA SELATAN | MAIN UNIT | CUSTOMER | 11 March 2016 | BUDI SUROSO - TSE | 1 January 1900 |  | 11 March 2016 | BUDI SUROSO - TSE | - |  | ACTIVE
0910316 | NI20P | DOPPLER FETUS DETECTOR KD 250 | IMAGING | NAKAMURA MEDICAL | GN00001165 | RSIA LINGGAJATI | CIREBON | JAWA BARAT | KUNINGAN | MAIN UNIT | CUSTOMER | 11 December 2015 | SUKMA WIJAYA - TSE | 11 December 2015 |  | 11 December 2015 | SUKMA WIJAYA - TSE | - |  | ACTIVE
0910318 | NI20P | DOPPLER FETUS DETECTOR KD 250 | IMAGING | NAKAMURA MEDICAL | GN00000975 | DINAS KESEHATAN KAB/ KOTA. BANDUNG BARAT | BANDUNG | JAWA BARAT | BANDUNG | MAIN UNIT | CUSTOMER | 14 December 2015 | SUKMA WIJAYA - TSE | 14 December 2015 |  | 14 December 2015 | SUKMA WIJAYA - TSE | - |  | ACTIVE
0910319 | NI20P | DOPPLER FETUS DETECTOR KD 250 | IMAGING | NAKAMURA MEDICAL | GN00003801 | RSU DR H SOEWONDO KENDAL | SEMARANG | JAWA TENGAH | SEMARANG | MAIN UNIT | CUSTOMER | 15 December 2015 | MUNADI - TSE | 15 December 2015 |  | 15 December 2015 | MUNADI - TSE | - |  | ACTIVE
0910320 | NI20P | DOPPLER FETUS DETECTOR KD 250 | IMAGING | NAKAMURA MEDICAL | GN00003801 | RSU DR H SOEWONDO KENDAL | SEMARANG | JAWA TENGAH | SEMARANG | MAIN UNIT | CUSTOMER | 15 December 2015 | MUNADI - TSE | 8 December 2015 |  | 15 December 2015 | MUNADI - TSE | - |  | ACTIVE
0910321 | NI20P | DOPPLER FETUS DETECTOR KD 250 | IMAGING | NAKAMURA MEDICAL | GN00001168 | RSUD Cideres | CIREBON | JAWA BARAT | MAJALENGKA | MAIN UNIT | CUSTOMER | 11 December 2015 | SUKMA WIJAYA - TSE | 11 December 2015 |  | 11 December 2015 | SUKMA WIJAYA - TSE | - |  | ACTIVE
0910324 | NI20P | DOPPLER FETUS DETECTOR KD 250 | IMAGING | NAKAMURA MEDICAL | GN00001165 | RSIA LINGGAJATI | CIREBON | JAWA BARAT | KUNINGAN | MAIN UNIT | CUSTOMER | 11 December 2015 | SUKMA WIJAYA - TSE | 11 December 2015 |  | 11 December 2015 | SUKMA WIJAYA - TSE | - |  | ACTIVE
0910325 | NI20P | DOPPLER FETUS DETECTOR KD 250 | IMAGING | NAKAMURA MEDICAL | GN00000676 | RSUD A.M. PARIKESIT | SAMARINDA | KALIMANTAN TIMUR | TENGGARONG | MAIN UNIT | CUSTOMER | - |  | 10 March 2016 |  | - |  | - |  | ACTIVE
0910328 | NI20P | DOPPLER FETUS DETECTOR KD 250 | IMAGING | NAKAMURA MEDICAL | GN00000638 | RSUD DAMANHURI BARABAI | BANJARMASIN | KALIMANTAN SELATAN | BANJARMASIN | MAIN UNIT | CUSTOMER | - |  | 3 March 2016 |  | - |  | - |  | ACTIVE
0910329 | NI20P | DOPPLER FETUS DETECTOR KD 250 | IMAGING | NAKAMURA MEDICAL | GN00002875 | RSUD PASAR MINGGU | PEJATEN | DKI JAKARTA | JAKARTA SELATAN | MAIN UNIT | CUSTOMER | 11 March 2016 | BUDI SUROSO - TSE | 1 January 1900 |  | 11 March 2016 | BUDI SUROSO - TSE | - |  | ACTIVE
0910330 | NI20P | DOPPLER FETUS DETECTOR KD 250 | IMAGING | NAKAMURA MEDICAL | GN00003669 | PT SENTRAL MEDIKA TRIPERSADA | PONTIANAK | KALIMANTAN BARAT | PONTIANAK | MAIN UNIT | CUSTOMER | - |  | 16 December 2016 |  | - |  | - |  | ACTIVE
0910331 | NI20P | DOPPLER FETUS DETECTOR KD 250 | IMAGING | NAKAMURA MEDICAL | GN00000975 | DINAS KESEHATAN KAB/ KOTA. BANDUNG BARAT | BANDUNG | JAWA BARAT | BANDUNG | MAIN UNIT | CUSTOMER | 14 December 2015 | SUKMA WIJAYA - TSE | 14 December 2015 |  | 14 December 2015 | SUKMA WIJAYA - TSE | - |  | ACTIVE
0910332 | NI20P | DOPPLER FETUS DETECTOR KD 250 | IMAGING | NAKAMURA MEDICAL | GN00002875 | RSUD PASAR MINGGU | PEJATEN | DKI JAKARTA | JAKARTA SELATAN | MAIN UNIT | CUSTOMER | 14 December 2015 | BUDI SUROSO - TSE | 1 January 1900 |  | 14 December 2015 | BUDI SUROSO - TSE | - |  | ACTIVE
0910334 | NI20P | DOPPLER FETUS DETECTOR KD 250 | IMAGING | NAKAMURA MEDICAL | GN00002986 | RDC PUSAT - RAWAGELAM | PUSAT | DKI JAKARTA | JAKARTA TIMUR | MAIN UNIT | EMP | - |  | 4 February 2019 |  | - |  | - |  | ACTIVE
0910336 | NI20P | DOPPLER FETUS DETECTOR KD 250 | IMAGING | NAKAMURA MEDICAL | GN00000172 | RSUD MUARO JAMBI ( RSUD AHMAD RIPIN KAB.MUARO JAMBI ) | JAMBI | JAMBI | BANGKO | MAIN UNIT | CUSTOMER | 3 December 2015 | INDRA BUDI GUNAWAN | 14 January 2015 |  | 3 December 2015 | INDRA BUDI GUNAWAN | - |  | ACTIVE
0910337 | NI20P | DOPPLER FETUS DETECTOR KD 250 | IMAGING | NAKAMURA MEDICAL | GN00000638 | RSUD DAMANHURI BARABAI | BANJARMASIN | KALIMANTAN SELATAN | BANJARMASIN | MAIN UNIT | CUSTOMER | - |  | 3 March 2016 |  | - |  | - |  | ACTIVE
0910338 | NI20P | DOPPLER FETUS DETECTOR KD 250 | IMAGING | NAKAMURA MEDICAL | GN00000638 | RSUD DAMANHURI BARABAI | BANJARMASIN | KALIMANTAN SELATAN | BANJARMASIN | MAIN UNIT | CUSTOMER | - |  | 3 March 2016 |  | - |  | - |  | ACTIVE
0912-1838 | AS20U | Suction Pump Sam-18 |  |  | GN00000971 | RSUD SOREANG | BANDUNG | JAWA BARAT | BANDUNG | MAIN UNIT | CUSTOMER | 24 December 2014 | SUKMA WIJAYA - TSE | 17 September 2013 |  | 24 December 2014 | SUKMA WIJAYA - TSE | - |  | INACTIVE
0912-2064 | AS20U | Suction Pump Sam-18 |  |  | GN00000971 | RSUD SOREANG | BANDUNG | JAWA BARAT | BANDUNG | MAIN UNIT | CUSTOMER | 1 February 1990 | SUKMA WIJAYA - TSE | 25 October 2013 |  | 1 February 1990 | SUKMA WIJAYA - TSE | - |  | INACTIVE
0912-2137 | AS31U |  |  |  | GN00000685 | RSUD HARAPAN INSAN SENDAWAR | SAMARINDA | KALIMANTAN TIMUR | SAMARINDA | MAIN UNIT | CUSTOMER | 15 January 2015 | RIDWAN - TSE | 5 January 2012 |  | 15 January 2015 | RIDWAN - TSE | - |  | INACTIVE
0912-2138 | AS31U |  |  |  | GN00000685 | RSUD HARAPAN INSAN SENDAWAR | SAMARINDA | KALIMANTAN TIMUR | SAMARINDA | MAIN UNIT | CUSTOMER | 16 January 2015 | RIDWAN - TSE | 6 January 2012 |  | 16 January 2015 | RIDWAN - TSE | - |  | INACTIVE
0912-2141 | AS30U | SUCTION PUMP SAM-35 | IMAGING | M.G. ELECTRIC - UK | GN00000345 | RSU MATERNA | MEDAN | SUMATERA UTARA | MEDAN | MAIN UNIT | CUSTOMER | 1 February 1990 | TRIYONO - TSE AREA BARAT | 1 January 2010 |  | 1 February 1990 | TRIYONO - TSE AREA BARAT | - |  | ACTIVE
09122134 | AS30U | SUCTION PUMP SAM-35 | IMAGING | M.G. ELECTRIC - UK | GN00001909 | RSUD MUNTILAN | YOGYAKARTA | YOGYAKARTA | YOGYAKARTA | MAIN UNIT | CUSTOMER | 13 April 2015 |  | 1 January 1900 |  | 13 April 2015 |  | - |  | ACTIVE
09122145 | AS30U | SUCTION PUMP SAM-35 | IMAGING | M.G. ELECTRIC - UK | GN00001909 | RSUD MUNTILAN | YOGYAKARTA | YOGYAKARTA | YOGYAKARTA | MAIN UNIT | CUSTOMER | 13 April 2015 |  | 1 January 1900 |  | 13 April 2015 |  | - |  | ACTIVE
0913-1849 | AS30U | SUCTION PUMP SAM-35 | IMAGING | M.G. ELECTRIC - UK | GN00000453 | RS IBU DAN ANAK PROPINSI NAD | BANDA ACEH | ACEH | BANDA ACEH | MAIN UNIT | CUSTOMER | - |  | 3 December 2013 |  | - |  | - |  | ACTIVE
0913-1868 | AS10U | SUCTION PUMP SAM-12 | IMAGING | M.G. ELECTRIC - UK | GN00003171 | RSUD KOTA MADIUN | KEDIRI | JAWA TIMUR | MADIUN | MAIN UNIT | CUSTOMER | - |  | 8 January 2014 |  | - |  | - |  | ACTIVE
0913-1869 | AS10U | SUCTION PUMP SAM-12 | IMAGING | M.G. ELECTRIC - UK | GN00003171 | RSUD KOTA MADIUN | KEDIRI | JAWA TIMUR | MADIUN | MAIN UNIT | CUSTOMER | - |  | 8 January 2014 |  | - |  | - |  | ACTIVE
0913-1872 | AS30U | SUCTION PUMP SAM-35 | IMAGING | M.G. ELECTRIC - UK | GN00002915 | RS KEJAKSAAN | JAKARTA-2 | DKI JAKARTA | JAKARTA TIMUR | MAIN UNIT | CUSTOMER | - |  | 17 December 2013 |  | - |  | - |  | ACTIVE
0914-1797 | AS14U | SUCTION UNIT SAM-14 | IMAGING | M.G. ELECTRIC - UK | GN00002777 | RSU HAJI SURABAYA | SURABAYA-2 | JAWA TIMUR | SURABAYA | MAIN UNIT | CUSTOMER | - |  | 14 October 2014 |  | - |  | - |  | ACTIVE
0914-1798 | AS14U | SUCTION UNIT SAM-14 | IMAGING | M.G. ELECTRIC - UK | GN00000002 | RSUD KAB ACEH SINGKIL | BANDA ACEH | ACEH | SINGKIL | MAIN UNIT | CUSTOMER | 18 November 2014 | ARBIANSYAH - TSE | 18 November 2014 |  | 18 November 2014 | ARBIANSYAH - TSE | - |  | ACTIVE
0914-1799 | AS14U | SUCTION UNIT SAM-14 | IMAGING | M.G. ELECTRIC - UK | GN00000002 | RSUD KAB ACEH SINGKIL | BANDA ACEH | ACEH | SINGKIL | MAIN UNIT | CUSTOMER | 18 November 2014 | ARBIANSYAH - TSE | 18 November 2014 |  | 18 November 2014 | ARBIANSYAH - TSE | - |  | ACTIVE
0914-1800 | AS14U | SUCTION UNIT SAM-14 | IMAGING | M.G. ELECTRIC - UK | GN00000002 | RSUD KAB ACEH SINGKIL | BANDA ACEH | ACEH | SINGKIL | MAIN UNIT | CUSTOMER | 18 November 2014 | ARBIANSYAH - TSE | 18 November 2014 |  | 18 November 2014 | ARBIANSYAH - TSE | - |  | ACTIVE
0915-1548 | AS30U | SUCTION PUMP SAM-35 | IMAGING | M.G. ELECTRIC - UK | GN00001241 | RSUD Dr. R. Sosodoro Djatikoesoemo | SURABAYA-1 | JAWA TIMUR | BOJONEGORO | MAIN UNIT | CUSTOMER | 26 November 2015 | NGATARI | 26 November 2015 |  | 26 November 2015 | NGATARI | - |  | ACTIVE
0915-1549 | AS30U | SUCTION PUMP SAM-35 | IMAGING | M.G. ELECTRIC - UK | GN00001241 | RSUD Dr. R. Sosodoro Djatikoesoemo | SURABAYA-1 | JAWA TIMUR | BOJONEGORO | MAIN UNIT | CUSTOMER | 26 November 2015 | NGATARI | 26 November 2015 |  | 26 November 2015 | NGATARI | - |  | ACTIVE
0915-1550 | AS30U | SUCTION PUMP SAM-35 | IMAGING | M.G. ELECTRIC - UK | GN00002276 | RSUD TAMAN HUSADA BONTANG | SAMARINDA | KALIMANTAN TIMUR | BONTANG | MAIN UNIT | CUSTOMER | - |  | 23 November 2015 |  | - |  | - |  | ACTIVE
0915-1552 | AS30U | SUCTION PUMP SAM-35 | IMAGING | M.G. ELECTRIC - UK | GN00001241 | RSUD Dr. R. Sosodoro Djatikoesoemo | SURABAYA-1 | JAWA TIMUR | BOJONEGORO | MAIN UNIT | CUSTOMER | 26 November 2015 | NGATARI | 26 November 2015 |  | 26 November 2015 | NGATARI | - |  | ACTIVE
0915-1553 | AS30U | SUCTION PUMP SAM-35 | IMAGING | M.G. ELECTRIC - UK | GN00001241 | RSUD Dr. R. Sosodoro Djatikoesoemo | SURABAYA-1 | JAWA TIMUR | BOJONEGORO | MAIN UNIT | CUSTOMER | 29 November 2015 | NGATARI | 26 November 2015 |  | 29 November 2015 | NGATARI | - |  | ACTIVE
0915-1554 | AS31U |  |  |  | GN00000795 | RSUD PANGKEP | MAKASSAR | SULAWESI SELATAN | MAKASSAR | MAIN UNIT | CUSTOMER | 17 November 2015 | HARI UDI RAHARJO - TSE | 16 November 2015 |  | 17 November 2015 | HARI UDI RAHARJO - TSE | - |  | INACTIVE
0915-1555 | AS31U |  |  |  | GN00000795 | RSUD PANGKEP | MAKASSAR | SULAWESI SELATAN | MAKASSAR | MAIN UNIT | CUSTOMER | 17 November 2015 | HARI UDI RAHARJO - TSE | 16 November 2015 |  | 17 November 2015 | HARI UDI RAHARJO - TSE | - |  | INACTIVE
0915-1556 | AS31U |  |  |  | GN00000795 | RSUD PANGKEP | MAKASSAR | SULAWESI SELATAN | MAKASSAR | MAIN UNIT | CUSTOMER | 17 November 2015 | HARI UDI RAHARJO - TSE | 16 November 2015 |  | 17 November 2015 | HARI UDI RAHARJO - TSE | - |  | INACTIVE
0915-1557 | AS31U |  |  |  | GN00000795 | RSUD PANGKEP | MAKASSAR | SULAWESI SELATAN | MAKASSAR | MAIN UNIT | CUSTOMER | 17 November 2015 | HARI UDI RAHARJO - TSE | 16 November 2015 |  | 17 November 2015 | HARI UDI RAHARJO - TSE | - |  | INACTIVE
0915-1558 | AS31U |  |  |  | GN00000795 | RSUD PANGKEP | MAKASSAR | SULAWESI SELATAN | MAKASSAR | MAIN UNIT | CUSTOMER | 17 November 2015 | HARI UDI RAHARJO - TSE | 16 November 2015 |  | 17 November 2015 | HARI UDI RAHARJO - TSE | - |  | INACTIVE
0915-1559 | AS31U |  |  |  | GN00000795 | RSUD PANGKEP | MAKASSAR | SULAWESI SELATAN | MAKASSAR | MAIN UNIT | CUSTOMER | 17 November 2015 | HARI UDI RAHARJO - TSE | 16 November 2015 |  | 17 November 2015 | HARI UDI RAHARJO - TSE | - |  | INACTIVE
0915-1560 | AS31U |  |  |  | GN00000795 | RSUD PANGKEP | MAKASSAR | SULAWESI SELATAN | MAKASSAR | MAIN UNIT | CUSTOMER | 17 November 2015 | HARI UDI RAHARJO - TSE | 16 November 2015 |  | 17 November 2015 | HARI UDI RAHARJO - TSE | - |  | INACTIVE
0915-1561 | AS30U | SUCTION PUMP SAM-35 | IMAGING | M.G. ELECTRIC - UK | GN00002276 | RSUD TAMAN HUSADA BONTANG | SAMARINDA | KALIMANTAN TIMUR | BONTANG | MAIN UNIT | CUSTOMER | - |  | 23 November 2015 |  | - |  | - |  | ACTIVE
0915-1562 | AS31U |  |  |  | GN00000795 | RSUD PANGKEP | MAKASSAR | SULAWESI SELATAN | MAKASSAR | MAIN UNIT | CUSTOMER | 17 November 2015 | HARI UDI RAHARJO - TSE | 16 November 2015 |  | 17 November 2015 | HARI UDI RAHARJO - TSE | - |  | INACTIVE
0915-1563 | AS30U | SUCTION PUMP SAM-35 | IMAGING | M.G. ELECTRIC - UK | GN00002276 | RSUD TAMAN HUSADA BONTANG | SAMARINDA | KALIMANTAN TIMUR | BONTANG | MAIN UNIT | CUSTOMER | - |  | 23 November 2015 |  | - |  | - |  | ACTIVE
0915-1564 | AS31U |  |  |  | GN00000795 | RSUD PANGKEP | MAKASSAR | SULAWESI SELATAN | MAKASSAR | MAIN UNIT | CUSTOMER | 17 November 2015 | HARI UDI RAHARJO - TSE | 16 November 2015 |  | 17 November 2015 | HARI UDI RAHARJO - TSE | - |  | INACTIVE
0915-1565 | AS31U |  |  |  | GN00000795 | RSUD PANGKEP | MAKASSAR | SULAWESI SELATAN | MAKASSAR | MAIN UNIT | CUSTOMER | 17 November 2015 | HARI UDI RAHARJO - TSE | 16 November 2015 |  | 17 November 2015 | HARI UDI RAHARJO - TSE | - |  | INACTIVE
0915-1566 | AS30U | SUCTION PUMP SAM-35 | IMAGING | M.G. ELECTRIC - UK | GN00002276 | RSUD TAMAN HUSADA BONTANG | SAMARINDA | KALIMANTAN TIMUR | BONTANG | MAIN UNIT | CUSTOMER | - |  | 23 November 2015 |  | - |  | - |  | ACTIVE
0917-1958 | AS14U | SUCTION UNIT SAM-14 | IMAGING | M.G. ELECTRIC - UK | GN00002932 | DINAS KESEHATAN KAB/KOTA. BANDAR LAMPUNG | BANDAR LAMPUNG | LAMPUNG | BANDAR LAMPUNG | MAIN UNIT | CUSTOMER | 17 September 2018 |  | 17 September 2018 |  | 17 September 2018 |  | - |  | ACTIVE
0917-1959 | AS14U | SUCTION UNIT SAM-14 | IMAGING | M.G. ELECTRIC - UK | GN00002932 | DINAS KESEHATAN KAB/KOTA. BANDAR LAMPUNG | BANDAR LAMPUNG | LAMPUNG | BANDAR LAMPUNG | MAIN UNIT | CUSTOMER | 17 September 2018 |  | 17 September 2018 |  | 17 September 2018 |  | - |  | ACTIVE
0917-1960 | AS14U | SUCTION UNIT SAM-14 | IMAGING | M.G. ELECTRIC - UK | GN00002986 | RDC PUSAT - RAWAGELAM | PUSAT | DKI JAKARTA | JAKARTA TIMUR | MAIN UNIT | EMP | 13 December 2017 | LEO LANANG SIGIT - TSE CP | 1 January 1900 |  | 13 December 2017 | LEO LANANG SIGIT - TSE CP | - |  | ACTIVE
0917-1961 | AS14U | SUCTION UNIT SAM-14 | IMAGING | M.G. ELECTRIC - UK | GN00002932 | DINAS KESEHATAN KAB/KOTA. BANDAR LAMPUNG | BANDAR LAMPUNG | LAMPUNG | BANDAR LAMPUNG | MAIN UNIT | CUSTOMER | 17 September 2018 |  | 17 September 2018 |  | 17 September 2018 |  | - |  | ACTIVE
0917-1962 | AS14U | SUCTION UNIT SAM-14 | IMAGING | M.G. ELECTRIC - UK | GN00002932 | DINAS KESEHATAN KAB/KOTA. BANDAR LAMPUNG | BANDAR LAMPUNG | LAMPUNG | BANDAR LAMPUNG | MAIN UNIT | CUSTOMER | 17 September 2018 |  | 17 September 2018 |  | 17 September 2018 |  | - |  | ACTIVE
0917-1964 | AS14U | SUCTION UNIT SAM-14 | IMAGING | M.G. ELECTRIC - UK | GN00002986 | RDC PUSAT - RAWAGELAM | PUSAT | DKI JAKARTA | JAKARTA TIMUR | MAIN UNIT | EMP | 13 December 2017 | LEO LANANG SIGIT - TSE CP | 1 January 1900 |  | 13 December 2017 | LEO LANANG SIGIT - TSE CP | - |  | ACTIVE
0917-1965 | AS14U | SUCTION UNIT SAM-14 | IMAGING | M.G. ELECTRIC - UK | GN00002986 | RDC PUSAT - RAWAGELAM | PUSAT | DKI JAKARTA | JAKARTA TIMUR | MAIN UNIT | EMP | 2 January 2018 | ARIEF SETIAWAN - TSE CP | 1 January 1900 |  | 2 January 2018 | ARIEF SETIAWAN - TSE CP | - |  | ACTIVE
0917-1966 | AS14U | SUCTION UNIT SAM-14 | IMAGING | M.G. ELECTRIC - UK | GN00002932 | DINAS KESEHATAN KAB/KOTA. BANDAR LAMPUNG | BANDAR LAMPUNG | LAMPUNG | BANDAR LAMPUNG | MAIN UNIT | CUSTOMER | 17 September 2018 |  | 17 September 2018 |  | 17 September 2018 |  | - |  | ACTIVE
0917-1967 | AS14U | SUCTION UNIT SAM-14 | IMAGING | M.G. ELECTRIC - UK | GN00002932 | DINAS KESEHATAN KAB/KOTA. BANDAR LAMPUNG | BANDAR LAMPUNG | LAMPUNG | BANDAR LAMPUNG | MAIN UNIT | CUSTOMER | 17 September 2018 |  | 17 September 2018 |  | 17 September 2018 |  | - |  | ACTIVE
0917-1968 | AS14U | SUCTION UNIT SAM-14 | IMAGING | M.G. ELECTRIC - UK | GN00002986 | RDC PUSAT - RAWAGELAM | PUSAT | DKI JAKARTA | JAKARTA TIMUR | MAIN UNIT | EMP | 13 December 2017 | LEO LANANG SIGIT - TSE CP | 1 January 1900 |  | 13 December 2017 | LEO LANANG SIGIT - TSE CP | - |  | ACTIVE
0917-1970 | AS14U | SUCTION UNIT SAM-14 | IMAGING | M.G. ELECTRIC - UK | GN00002986 | RDC PUSAT - RAWAGELAM | PUSAT | DKI JAKARTA | JAKARTA TIMUR | MAIN UNIT | EMP | 2 January 2018 | ARIEF SETIAWAN - TSE CP | 1 January 1900 |  | 2 January 2018 | ARIEF SETIAWAN - TSE CP | - |  | ACTIVE
0917-1971 | AS14U | SUCTION UNIT SAM-14 | IMAGING | M.G. ELECTRIC - UK | GN00002986 | RDC PUSAT - RAWAGELAM | PUSAT | DKI JAKARTA | JAKARTA TIMUR | MAIN UNIT | EMP | 2 January 2018 | ARIEF SETIAWAN - TSE CP | 1 January 1900 |  | 2 January 2018 | ARIEF SETIAWAN - TSE CP | - |  | ACTIVE
0917-1972 | AS14U | SUCTION UNIT SAM-14 | IMAGING | M.G. ELECTRIC - UK | GN00000008 | RSPAD GATOT SOEBROTO | JAKARTA-1 | DKI JAKARTA | JAKARTA PUSAT | MAIN UNIT | CUSTOMER | 10 August 2018 | TRIYONO - TSE AREA BARAT | 27 January 2009 |  | 10 August 2018 | TRIYONO - TSE AREA BARAT | - |  | ACTIVE
0917-1973 | AS14U | SUCTION UNIT SAM-14 | IMAGING | M.G. ELECTRIC - UK | GN00002986 | RDC PUSAT - RAWAGELAM | PUSAT | DKI JAKARTA | JAKARTA TIMUR | MAIN UNIT | EMP | 2 January 2018 | ARIEF SETIAWAN - TSE CP | 1 January 1900 |  | 2 January 2018 | ARIEF SETIAWAN - TSE CP | - |  | ACTIVE
0917-1974 | AS14U | SUCTION UNIT SAM-14 | IMAGING | M.G. ELECTRIC - UK | GN00002986 | RDC PUSAT - RAWAGELAM | PUSAT | DKI JAKARTA | JAKARTA TIMUR | MAIN UNIT | EMP | 2 January 2018 | ARIEF SETIAWAN - TSE CP | 1 January 1900 |  | 2 January 2018 | ARIEF SETIAWAN - TSE CP | - |  | ACTIVE
0917-1975 | AS14U | SUCTION UNIT SAM-14 | IMAGING | M.G. ELECTRIC - UK | GN00002986 | RDC PUSAT - RAWAGELAM | PUSAT | DKI JAKARTA | JAKARTA TIMUR | MAIN UNIT | EMP | 2 January 2018 | ARIEF SETIAWAN - TSE CP | 1 January 1900 |  | 2 January 2018 | ARIEF SETIAWAN - TSE CP | - |  | ACTIVE
0917-1976 | AS14U | SUCTION UNIT SAM-14 | IMAGING | M.G. ELECTRIC - UK | GN00002986 | RDC PUSAT - RAWAGELAM | PUSAT | DKI JAKARTA | JAKARTA TIMUR | MAIN UNIT | EMP | 2 January 2018 | ARIEF SETIAWAN - TSE CP | 1 January 1900 |  | 2 January 2018 | ARIEF SETIAWAN - TSE CP | - |  | ACTIVE
0917-1977 | AS14U | SUCTION UNIT SAM-14 | IMAGING | M.G. ELECTRIC - UK | GN00002986 | RDC PUSAT - RAWAGELAM | PUSAT | DKI JAKARTA | JAKARTA TIMUR | MAIN UNIT | EMP | 2 January 2018 | ARIEF SETIAWAN - TSE CP | 1 January 1900 |  | 2 January 2018 | ARIEF SETIAWAN - TSE CP | - |  | ACTIVE
0917-1978 | AS14U | SUCTION UNIT SAM-14 | IMAGING | M.G. ELECTRIC - UK | GN00002986 | RDC PUSAT - RAWAGELAM | PUSAT | DKI JAKARTA | JAKARTA TIMUR | MAIN UNIT | EMP | 2 January 2018 | ARIEF SETIAWAN - TSE CP | 1 January 1900 |  | 2 January 2018 | ARIEF SETIAWAN - TSE CP | - |  | ACTIVE
0917-1979 | AS14U | SUCTION UNIT SAM-14 | IMAGING | M.G. ELECTRIC - UK | GN00002932 | DINAS KESEHATAN KAB/KOTA. BANDAR LAMPUNG | BANDAR LAMPUNG | LAMPUNG | BANDAR LAMPUNG | MAIN UNIT | CUSTOMER | 17 September 2018 |  | 17 September 2018 |  | 17 September 2018 |  | - |  | ACTIVE
0917-1980 | AS14U | SUCTION UNIT SAM-14 | IMAGING | M.G. ELECTRIC - UK | GN00002932 | DINAS KESEHATAN KAB/KOTA. BANDAR LAMPUNG | BANDAR LAMPUNG | LAMPUNG | BANDAR LAMPUNG | MAIN UNIT | CUSTOMER | 17 September 2018 |  | 17 September 2018 |  | 17 September 2018 |  | - |  | ACTIVE
0917-1981 | AS14U | SUCTION UNIT SAM-14 | IMAGING | M.G. ELECTRIC - UK | GN00002932 | DINAS KESEHATAN KAB/KOTA. BANDAR LAMPUNG | BANDAR LAMPUNG | LAMPUNG | BANDAR LAMPUNG | MAIN UNIT | CUSTOMER | 17 September 2018 |  | 17 September 2018 |  | 17 September 2018 |  | - |  | ACTIVE
0917-1982 | AS14U | SUCTION UNIT SAM-14 | IMAGING | M.G. ELECTRIC - UK | GN00002932 | DINAS KESEHATAN KAB/KOTA. BANDAR LAMPUNG | BANDAR LAMPUNG | LAMPUNG | BANDAR LAMPUNG | MAIN UNIT | CUSTOMER | 17 September 2018 |  | 17 September 2018 |  | 17 September 2018 |  | - |  | ACTIVE
0917.0.00001015 | TE030 | DOPPLER TSN 985 FD | IMAGING | TESENA INOVINDO, PT | GN00000226 | RSU INDRASARI RENGAT | PEKAN BARU | RIAU | RENGAT | MAIN UNIT | CUSTOMER | 18 November 2015 | MULKAN | 18 November 2015 |  | 18 November 2015 | MULKAN | - |  | ACTIVE
0918.0.00001015 | TE030 | DOPPLER TSN 985 FD | IMAGING | TESENA INOVINDO, PT | GN00000226 | RSU INDRASARI RENGAT | PEKAN BARU | RIAU | RENGAT | MAIN UNIT | CUSTOMER | 18 November 2015 | MULKAN | 18 November 2015 |  | 18 November 2015 | MULKAN | - |  | ACTIVE
092/II/13 | TE020 | PHOTOTHERAPY TLC 2 HT | IMAGING | TESENA INOVINDO, PT | GN00004541 | RSU MITRA SEHAT | YOGYAKARTA | YOGYAKARTA | SLEMAN | MAIN UNIT | CUSTOMER | 17 June 2015 | DIAN FEBRIYANA - TSE | 1 January 1900 |  | 17 June 2015 | DIAN FEBRIYANA - TSE | - |  | ACTIVE
092/XI/10 | BD910 |  |  |  | GN00001166 | RSUD.45 KUNINGAN | CIREBON | JAWA BARAT | KUNINGAN | MAIN UNIT | CUSTOMER | 21 October 2014 | SUKMA WIJAYA - TSE | 1 January 1900 |  | 21 October 2014 | SUKMA WIJAYA - TSE | - |  | INACTIVE
092976 | 96302 | Air Ideal 90 MM | DIAGNOSTIC 1 | BIOMERIEUX SA | GN00001197 | RS SILOAM ( PT SILOAM INTERNATIONAL HOSPITALS ) KARAWACI | TANGERANG | BANTEN | TANGERANG | MAIN UNIT | CUSTOMER | 1 September 2014 | LEO LANANG SIGIT - TSE CP | 1 January 2013 |  | 1 September 2014 | LEO LANANG SIGIT - TSE CP | - |  | ACTIVE
093/IV/2000 | TE004 | INCUBATOR TSN910SCC | IMAGING | TESENA INOVINDO, PT | GN00001783 | RS PKU Muhammadiyah Surakarta | SOLO | JAWA TENGAH | SURAKARTA | MAIN UNIT | CUSTOMER | 18 November 2014 | RAKHMAT | 1 January 1900 |  | 18 November 2014 | RAKHMAT | - |  | ACTIVE
093078 | 96302 | Air Ideal 90 MM | DIAGNOSTIC 1 | BIOMERIEUX SA | GN00001028 | RS MITRA KELUARGA KELAPA GADING | JAKARTA-1 | DKI JAKARTA | JAKARTA UTARA | MAIN UNIT | CUSTOMER | - |  | 1 January 2012 |  | - |  | - |  | ACTIVE
093087 | 96302 | Air Ideal 90 MM | DIAGNOSTIC 1 | BIOMERIEUX SA | GN00003073 | PT PHAPROS SEMARANG | SEMARANG | JAWA TENGAH | SEMARANG | MAIN UNIT | CUSTOMER | 13 August 2015 | MUNADI - TSE | 1 January 2014 |  | 13 August 2015 | MUNADI - TSE | - |  | ACTIVE
093120 | 96306 | Air Ideal 3P Charger Ext Bat |  |  | GN00004673 | RSUD AL-IHSAN BANDUNG | BANDUNG | JAWA BARAT | BANDUNG | MAIN UNIT | CUSTOMER | 7 November 2014 | SUKMA WIJAYA - TSE | 16 October 2011 |  | 7 November 2014 | SUKMA WIJAYA - TSE | - |  | ACTIVE
093256 | 96302 | Air Ideal 90 MM | DIAGNOSTIC 1 | BIOMERIEUX SA | GN00003073 | PT PHAPROS SEMARANG | SEMARANG | JAWA TENGAH | SEMARANG | MAIN UNIT | CUSTOMER | 13 August 2015 | MUNADI - TSE | 1 January 2014 |  | 13 August 2015 | MUNADI - TSE | - |  | ACTIVE
093263 | 96302 | Air Ideal 90 MM | DIAGNOSTIC 1 | BIOMERIEUX SA | GN00002108 | RS MITRA SATELIT SURABAYA | SURABAYA-1 | JAWA TIMUR | SURABAYA | MAIN UNIT | CUSTOMER | - |  | 21 January 2015 |  | - |  | - |  | ACTIVE
093274 | 96302 | Air Ideal 90 MM | DIAGNOSTIC 1 | BIOMERIEUX SA | GN00001466 | RSUD SIDOARJO | SURABAYA-1 | JAWA TIMUR | SIDOARJO | MAIN UNIT | CUSTOMER | - |  | 31 October 2015 |  | - |  | - |  | ACTIVE
095 T 876 MCD | TE007 | INCUBATOR TSN876MCD CBNT | IMAGING | TESENA INOVINDO, PT | GN00003378 | RS KEPOLISIAN BHAYANGKARA | MAKASSAR | SULAWESI SELATAN | MAKASSAR | MAIN UNIT | CUSTOMER | 28 July 2015 | HARI UDI RAHARJO - TSE | 1 January 1900 |  | 28 July 2015 | HARI UDI RAHARJO - TSE | - |  | ACTIVE
095/IV/13HT | SL20W |  |  |  | GN00002419 | RS USU ( UNIVERSITAS SUMATERA UTARA ) | MEDAN | SUMATERA UTARA | MEDAN | MAIN UNIT | CUSTOMER | 7 July 2014 | ARBIANSYAH - TSE | 20 December 2013 |  | 7 July 2014 | ARBIANSYAH - TSE | - |  | INACTIVE
096/IV/13 | TE020 | PHOTOTHERAPY TLC 2 HT | IMAGING | TESENA INOVINDO, PT | GN00000043 | RSUD KABUPATEN BELITUNG | PANGKAL PINANG | KEPULAUAN BANGKA BELITUNG | BELITUNG | MAIN UNIT | CUSTOMER | - |  | 1 January 1900 |  | - |  | - |  | ACTIVE
096/X/10 | TM10U |  |  |  | GN00001971 | RS MITRA KELUARGA BEKASI BARAT | BEKASI | JAWA BARAT | BEKASI | MAIN UNIT | CUSTOMER | 29 December 2014 | BUDI SUROSO - TSE | 10 October 2010 |  | 29 December 2014 | BUDI SUROSO - TSE | - |  | INACTIVE
098/IX/10 | TE007 | INCUBATOR TSN876MCD CBNT | IMAGING | TESENA INOVINDO, PT | GN00001216 | RSUD BANJARNEGARA | PURWOKERTO | JAWA TENGAH | BANJARNEGARA | MAIN UNIT | CUSTOMER | 9 April 2015 | DIAN FEBRIYANA - TSE | 1 January 1900 |  | 9 April 2015 | DIAN FEBRIYANA - TSE | - |  | ACTIVE
098/XII/10 | BD910 |  |  |  | GN00001214 | RSUD AJIBARANG | PURWOKERTO | JAWA TENGAH | BANYUMAS | MAIN UNIT | CUSTOMER | 1 February 1990 | DIAN FEBRIYANA - TSE | 1 January 1900 |  | 1 February 1990 | DIAN FEBRIYANA - TSE | - |  | INACTIVE
099/XII/10 | BD910 |  |  |  | GN00001214 | RSUD AJIBARANG | PURWOKERTO | JAWA TENGAH | BANYUMAS | MAIN UNIT | CUSTOMER | 28 April 2015 | DIAN FEBRIYANA - TSE | 1 January 1900 |  | 28 April 2015 | DIAN FEBRIYANA - TSE | - |  | INACTIVE
0A006097 | 21250 | DENSICHECK PLUS | DIAGNOSTIC 1 | BIOMERIEUX, INC. | GN00000974 | RSUP HASAN SADIKIN ( RSHS ) | BANDUNG | JAWA BARAT | BANDUNG | MAIN UNIT | CUSTOMER | 17 November 2014 | SUKMA WIJAYA - TSE | 14 September 2012 |  | 17 November 2014 | SUKMA WIJAYA - TSE | - |  | ACTIVE
0A006421 | 21250 | DENSICHECK PLUS | DIAGNOSTIC 1 | BIOMERIEUX, INC. | GN00001102 | RSUD Cengkareng | JAKARTA-2 | DKI JAKARTA | JAKARTA BARAT | MAIN UNIT | CUSTOMER | 1 February 1990 | PETRUS SIMON | 1 May 2011 |  | 1 February 1990 | PETRUS SIMON | - |  | ACTIVE
100/IV/14T807IWSC | 807IW |  |  |  | GN00001908 | RSUD PANEMBAHAN SENOPATI | YOGYAKARTA | YOGYAKARTA | YOGYAKARTA | MAIN UNIT | CUSTOMER | - |  | 18 June 2015 |  | - |  | - |  | INACTIVE
100/X/10 | TM39U |  |  |  | GN00002307 | RSUD DR TENGKU MANSYUR | MEDAN | SUMATERA UTARA | MEDAN | MAIN UNIT | CUSTOMER | 23 June 2016 |  | 1 January 2013 |  | 23 June 2016 |  | - |  | INACTIVE
1001002238 | 00205 |  |  |  | GN00000569 | PMI KAB. DEMAK | SEMARANG | JAWA TENGAH | DEMAK | MAIN UNIT | EMP | 23 October 2014 | MUNADI - TSE | 23 October 2014 |  | 23 October 2014 | MUNADI - TSE | - |  | INACTIVE
1001002240 | 00205 |  |  |  | GN00011539 | PG23 | PUSAT | DKI JAKARTA | JAKARTA TIMUR | MAIN UNIT | EMP | 16 March 2017 | TRIYONO - TSE AREA BARAT | 1 January 1900 |  | 16 March 2017 | TRIYONO - TSE AREA BARAT | - |  | INACTIVE
1001002241 | 00205 |  |  |  | GN00003001 | PT. ENSEVAL MEDIKA PRIMA - HO | PUSAT | DKI JAKARTA | JAKARTA TIMUR | MAIN UNIT | EMP | 8 June 2015 | ACH TAUFAN - CORE | 3 January 2019 |  | 8 June 2015 | ACH TAUFAN - CORE | 14 January 2025 | SAHID DERMAWAN - SPV TSE BARAT | INACTIVE
1001002242 | 00205 |  |  |  | GN00003001 | PT. ENSEVAL MEDIKA PRIMA - HO | PUSAT | DKI JAKARTA | JAKARTA TIMUR | MAIN UNIT | EMP | - |  | 22 June 2019 |  | - |  | 14 January 2025 | SAHID DERMAWAN - SPV TSE BARAT | INACTIVE
1001002243 | 00205 |  |  |  | GN00001889 | PMI GUNUNG KIDUL | YOGYAKARTA | YOGYAKARTA | YOGYAKARTA | MAIN UNIT | EMP | - |  | 1 January 2010 |  | - |  | - |  | INACTIVE
1001002247 | 00205 |  |  |  | GN00001634 | PMI KOTA CIREBON | CIREBON | JAWA BARAT | CIREBON | MAIN UNIT | EMP | - |  | 1 January 2010 |  | - |  | - |  | INACTIVE
1001002248 | 00205 |  |  |  | GN00002591 | LAB UPK TEACHING HOSPITAL UNPAD | BANDUNG | JAWA BARAT | BANDUNG | MAIN UNIT | CUSTOMER | 23 December 2014 | SUKMA WIJAYA - TSE | 14 September 2012 |  | 23 December 2014 | SUKMA WIJAYA - TSE | - |  | INACTIVE
1001002250 | 00205 |  |  |  | GN00011539 | PG23 | PUSAT | DKI JAKARTA | JAKARTA TIMUR | MAIN UNIT | EMP | - |  | 1 January 1900 |  | - |  | - |  | INACTIVE
1001002251 | 00205 |  |  |  | GN00011539 | PG23 | PUSAT | DKI JAKARTA | JAKARTA TIMUR | MAIN UNIT | EMP | 30 August 2016 | LEO LANANG SIGIT - TSE CP | 1 January 1900 |  | 30 August 2016 | LEO LANANG SIGIT - TSE CP | - |  | INACTIVE
1001002254 | 00205 |  |  |  | GN00002658 | PMI BANJARNEGARA | PURWOKERTO | JAWA TENGAH | BANJARNEGARA | MAIN UNIT | EMP | - |  | 1 January 2009 |  | - |  | - |  | INACTIVE
1001002255 | 00205 |  |  |  | GN00002985 | WORKSHOOP CSM PUSAT | PUSAT | DKI JAKARTA | JAKARTA TIMUR | MAIN UNIT | EMP | 30 August 2016 | LEO LANANG SIGIT - TSE CP | 1 January 1900 |  | 30 August 2016 | LEO LANANG SIGIT - TSE CP | - |  | INACTIVE
1001002257 | 00205 |  |  |  | GN00003001 | PT. ENSEVAL MEDIKA PRIMA - HO | PUSAT | DKI JAKARTA | JAKARTA TIMUR | MAIN UNIT | EMP | 1 February 1990 |  | 11 January 2019 |  | 1 February 1990 |  | 14 January 2025 | SAHID DERMAWAN - SPV TSE BARAT | INACTIVE
100110910SE | H0102 | URINE ANALYSER H-100 | DIAGNOSTIC 2 | DIRUI MEDICAL INDONESIA, PT. | GN00001236 | DINAS KESEHATAN KAB/KOTA. KARANGASEM | DENPASAR | BALI | KARANGASEM | MAIN UNIT | CUSTOMER | 20 February 2017 | I KADEK - TSE | 22 December 2015 |  | 20 February 2017 | I KADEK - TSE | - |  | ACTIVE
100349 | ASN3U | Nivec 3 Aerosol Nebulizer |  |  | GN00000868 | RSU PROV SULBAR | MAKASSAR | SULAWESI BARAT | MAMUJU | MAIN UNIT | CUSTOMER | 10 April 2015 |  | 1 January 1900 |  | 10 April 2015 |  | - |  | INACTIVE
100350 | ASN3U | Nivec 3 Aerosol Nebulizer |  |  | GN00000868 | RSU PROV SULBAR | MAKASSAR | SULAWESI BARAT | MAMUJU | MAIN UNIT | CUSTOMER | 10 April 2015 |  | 1 January 1900 |  | 10 April 2015 |  | - |  | INACTIVE
1005002140 | 00204 | BIOMERIEUX READER 270 |  |  | GN00002587 | POLTEKKES KEMENKES BANDUNG | BANDUNG | JAWA BARAT | BANDUNG | MAIN UNIT | CUSTOMER | 23 December 2014 | SUKMA WIJAYA - TSE | 25 February 2011 |  | 23 December 2014 | SUKMA WIJAYA - TSE | 28 October 2019 | IRFAN MAULANA - IT | INACTIVE
1005002142 | 00204 | BIOMERIEUX READER 270 |  |  | GN00011539 | PG23 | PUSAT | DKI JAKARTA | JAKARTA TIMUR | MAIN UNIT | EMP | 16 March 2017 | TRIYONO - TSE AREA BARAT | 1 January 1900 |  | 16 March 2017 | TRIYONO - TSE AREA BARAT | - |  | INACTIVE
1005002143 | 00204 | BIOMERIEUX READER 270 |  |  | GN00003001 | PT. ENSEVAL MEDIKA PRIMA - HO | PUSAT | DKI JAKARTA | JAKARTA TIMUR | MAIN UNIT | EMP | 14 June 2016 |  | 11 January 2019 |  | 14 June 2016 |  | 14 January 2025 | SAHID DERMAWAN - SPV TSE BARAT | INACTIVE
1005002144 | 00204 | BIOMERIEUX READER 270 |  |  | GN00003001 | PT. ENSEVAL MEDIKA PRIMA - HO | PUSAT | DKI JAKARTA | JAKARTA TIMUR | MAIN UNIT | EMP | - |  | 27 November 2014 |  | - |  | - |  | INACTIVE
1005002147 | 00204 | BIOMERIEUX READER 270 |  |  | GN00003001 | PT. ENSEVAL MEDIKA PRIMA - HO | PUSAT | DKI JAKARTA | JAKARTA TIMUR | MAIN UNIT | EMP | 14 March 2016 |  | 19 March 2018 |  | 14 March 2016 |  | 14 January 2025 | SAHID DERMAWAN - SPV TSE BARAT | INACTIVE
1005002148 | 00204 | BIOMERIEUX READER 270 |  |  | GN00002205 | RS RKZ | SURABAYA-1 | JAWA TIMUR | SURABAYA | MAIN UNIT | CUSTOMER | 1 February 1990 | ANDI ISMAIL - SPV TSE TIMUR | 1 January 1900 |  | 1 February 1990 | ANDI ISMAIL - SPV TSE TIMUR | 28 October 2019 | IRFAN MAULANA - IT | INACTIVE
1005002149 | 00204 | BIOMERIEUX READER 270 |  |  | GN00001889 | PMI GUNUNG KIDUL | YOGYAKARTA | YOGYAKARTA | YOGYAKARTA | MAIN UNIT | EMP | 1 February 1990 | DIAN FEBRIYANA - TSE | 1 January 1900 |  | 1 February 1990 | DIAN FEBRIYANA - TSE | - |  | INACTIVE
1005002150 | 00204 | BIOMERIEUX READER 270 |  |  | GN00002093 | RSU FATMAWATI | JAKARTA-2 | DKI JAKARTA | JAKARTA SELATAN | MAIN UNIT | EMP | 24 December 2014 |  | 1 January 1900 |  | 24 December 2014 |  | - |  | INACTIVE
1005002151 | 00204 | BIOMERIEUX READER 270 |  |  | GN00001699 | PMI UTDC KABUPATEN KEDIRI | KEDIRI | JAWA TIMUR | KEDIRI | MAIN UNIT | EMP | 1 February 1990 | NGATARI | 1 January 1900 |  | 1 February 1990 | NGATARI | - |  | INACTIVE
1005002152 | 00204 | BIOMERIEUX READER 270 |  |  | GN00002655 | PMI CILACAP | PURWOKERTO | JAWA TENGAH | CILACAP | MAIN UNIT | EMP | 1 February 1990 | DIAN FEBRIYANA - TSE | 1 January 1900 |  | 1 February 1990 | DIAN FEBRIYANA - TSE | - |  | INACTIVE
1005002153 | 00204 | BIOMERIEUX READER 270 |  |  | GN00003001 | PT. ENSEVAL MEDIKA PRIMA - HO | PUSAT | DKI JAKARTA | JAKARTA TIMUR | MAIN UNIT | EMP | - |  | 6 June 2011 |  | - |  | - |  | INACTIVE
1005002154 | 00204 | BIOMERIEUX READER 270 |  |  | GN00003001 | PT. ENSEVAL MEDIKA PRIMA - HO | PUSAT | DKI JAKARTA | JAKARTA TIMUR | MAIN UNIT | EMP | 8 June 2015 | IRWIN HADI SUTJAHJONO | 19 March 2019 |  | 8 June 2015 | IRWIN HADI SUTJAHJONO | 14 January 2025 | SAHID DERMAWAN - SPV TSE BARAT | INACTIVE
1005002155 | 00204 | BIOMERIEUX READER 270 |  |  | GN00011539 | PG23 | PUSAT | DKI JAKARTA | JAKARTA TIMUR | MAIN UNIT | EMP | 16 March 2017 | TRIYONO - TSE AREA BARAT | 1 January 1900 |  | 16 March 2017 | TRIYONO - TSE AREA BARAT | - |  | INACTIVE
1005002156 | 00204 | BIOMERIEUX READER 270 |  |  | GN00002667 | PMI SOLO | SOLO | JAWA TENGAH | SURAKARTA | MAIN UNIT | EMP | 8 June 2015 |  | 1 January 1900 |  | 8 June 2015 |  | - |  | INACTIVE
1005002157 | 00204 | BIOMERIEUX READER 270 |  |  | GN00002613 | PMI UTD GORONTALO | MANADO | SULAWESI UTARA | GORONTALO | MAIN UNIT | EMP | 1 February 1990 | HARI UDI RAHARJO - TSE | 1 January 1900 |  | 1 February 1990 | HARI UDI RAHARJO - TSE | - |  | INACTIVE
1005002158 | 00204 | BIOMERIEUX READER 270 |  |  | GN00007504 | PMI KOTA JAYAPURA | JAYAPURA | PAPUA | JAYAPURA | MAIN UNIT | EMP | 16 September 2014 | I KADEK - TSE | 1 January 1900 |  | 16 September 2014 | I KADEK - TSE | - |  | INACTIVE
1005M9A6802096W | IVC10 | SAMSUNG LABGEO HEMATOLOGI | DIAGNOSTIC 2 | THERMO SCI/ BRAHMS | GN00011762 | PUSKESMAS TELUK DALAM | SAMARINDA | KALIMANTAN TIMUR | TENGGARONG | MAIN UNIT | CUSTOMER | 24 August 2016 | TEGAR PANDU - TSE | 1 September 2015 |  | 24 August 2016 | TEGAR PANDU - TSE | - |  | ACTIVE
1005M9AG800012X | HC10A | HEMATOLOGY ANALYZER LABGEO HC10 | DIAGNOSTIC 2 | THERMO SCI/ BRAHMS | GN00011760 | PUSKESMAS LUBUK BEGALUNG | PADANG | SUMATERA BARAT | PADANG | MAIN UNIT | CUSTOMER | 30 August 2016 | TRIYONO - TSE AREA BARAT | 25 July 2016 |  | 30 August 2016 | TRIYONO - TSE AREA BARAT | - |  | ACTIVE
1005M9AG800014J | HC10A | HEMATOLOGY ANALYZER LABGEO HC10 | DIAGNOSTIC 2 | THERMO SCI/ BRAHMS | GN00010689 | PUSKESMAS PAUH | PADANG | SUMATERA BARAT | PADANG | MAIN UNIT | CUSTOMER | - |  | 1 January 2016 |  | - |  | - |  | ACTIVE
1005M9AG800015V | HC10A | HEMATOLOGY ANALYZER LABGEO HC10 | DIAGNOSTIC 2 | THERMO SCI/ BRAHMS | GN00011761 | PUSKESMAS LUBUK BUAYA | PADANG | SUMATERA BARAT | PADANG | MAIN UNIT | CUSTOMER | 30 August 2016 | TRIYONO - TSE AREA BARAT | 22 June 2016 |  | 30 August 2016 | TRIYONO - TSE AREA BARAT | - |  | ACTIVE
1005M9AG800050Y | HC10A | HEMATOLOGY ANALYZER LABGEO HC10 | DIAGNOSTIC 2 | THERMO SCI/ BRAHMS | GN00010609 | PUSKESMAS SIEMPAT RUBE | PEMATANG SIANTAR | SUMATERA UTARA | MEDAN | MAIN UNIT | CUSTOMER | 29 December 2016 | ARBIANSYAH - TSE | 18 October 2016 |  | 29 December 2016 | ARBIANSYAH - TSE | - |  | ACTIVE
1005M9AG802045R | HC10A | HEMATOLOGY ANALYZER LABGEO HC10 | DIAGNOSTIC 2 | THERMO SCI/ BRAHMS | GN00001530 | DINAS KESEHATAN KAB PASURUAN | MALANG | JAWA TIMUR | PASURUAN | MAIN UNIT | CUSTOMER | 14 June 2017 | NGATARI | 14 June 2017 |  | 14 June 2017 | NGATARI | - |  | ACTIVE
1005M9AG802057M | HC10A | HEMATOLOGY ANALYZER LABGEO HC10 | DIAGNOSTIC 2 | THERMO SCI/ BRAHMS | GN00002986 | RDC PUSAT - RAWAGELAM | PUSAT | DKI JAKARTA | JAKARTA TIMUR | MAIN UNIT | EMP | 3 November 2016 | SURYADI | 2 November 2016 |  | 3 November 2016 | SURYADI | - |  | ACTIVE
1005M9AG802060D | HC10A | HEMATOLOGY ANALYZER LABGEO HC10 | DIAGNOSTIC 2 | THERMO SCI/ BRAHMS | GN00011357 | PUSKESMAS BOJONGSARI | PURWOKERTO | JAWA TENGAH | UNKNOWN | MAIN UNIT | CUSTOMER | 2 November 2016 | SURYADI | 7 May 2021 | RIDWAN - TSE | 2 November 2016 | SURYADI | 7 May 2021 | RIDWAN - TSE | ACTIVE
1005M9AG802062B | HC10A | HEMATOLOGY ANALYZER LABGEO HC10 | DIAGNOSTIC 2 | THERMO SCI/ BRAHMS | GN00003454 | DINAS KESEHATAN KAB/KOTA. MUARA BUNGO | JAMBI | JAMBI | JAMBI | MAIN UNIT | CUSTOMER | 2 November 2016 | TRIYONO - TSE AREA BARAT | 2 November 2016 |  | 2 November 2016 | TRIYONO - TSE AREA BARAT | - |  | ACTIVE
1005M9AG802071H | HC10A | HEMATOLOGY ANALYZER LABGEO HC10 | DIAGNOSTIC 2 | THERMO SCI/ BRAHMS | GN00002986 | RDC PUSAT - RAWAGELAM | PUSAT | DKI JAKARTA | JAKARTA TIMUR | MAIN UNIT | EMP | 3 November 2016 | SURYADI | 2 November 2016 |  | 3 November 2016 | SURYADI | - |  | ACTIVE
1005M9AG802081Z | HC10A | HEMATOLOGY ANALYZER LABGEO HC10 | DIAGNOSTIC 2 | THERMO SCI/ BRAHMS | GN00006871 | DINAS KESEHATAN KAB/KOTA. KUTAI KARTANEGARA | SAMARINDA | KALIMANTAN TIMUR | TENGGARONG | MAIN UNIT | CUSTOMER | 29 December 2016 | TEGAR PANDU - TSE | 10 December 2016 |  | 29 December 2016 | TEGAR PANDU - TSE | - |  | ACTIVE
1005M9AG802082T | HC10A | HEMATOLOGY ANALYZER LABGEO HC10 | DIAGNOSTIC 2 | THERMO SCI/ BRAHMS | GN00008221 | RSUD MIMIKA JAYAPURA | JAYAPURA | PAPUA | MIMIKA | MAIN UNIT | CUSTOMER | 24 November 2015 | HARI UDI RAHARJO - TSE | 24 November 2015 |  | 24 November 2015 | HARI UDI RAHARJO - TSE | - |  | ACTIVE
1005M9AG802083W | HC10A | HEMATOLOGY ANALYZER LABGEO HC10 | DIAGNOSTIC 2 | THERMO SCI/ BRAHMS | GN00003435 | DINAS KESEHATAN KAB. TEGAL | TEGAL | JAWA TENGAH | TEGAL | MAIN UNIT | CUSTOMER | - |  | 15 October 2015 |  | - |  | - |  | ACTIVE
1005M9AG802084H | HC10A | HEMATOLOGY ANALYZER LABGEO HC10 | DIAGNOSTIC 2 | THERMO SCI/ BRAHMS | GN00007897 | DINAS KESEHATAN KAB/ KOTA. TUAL | MAKASSAR | SULAWESI SELATAN | TUAL | MAIN UNIT | CUSTOMER | 5 November 2015 | HARI UDI RAHARJO - TSE | 5 November 2015 |  | 5 November 2015 | HARI UDI RAHARJO - TSE | - |  | ACTIVE
1005M9AG802085E | HC10A | HEMATOLOGY ANALYZER LABGEO HC10 | DIAGNOSTIC 2 | THERMO SCI/ BRAHMS | GN00009376 | PUSKESMAS KEDUNDUNG | SURABAYA-1 | JAWA TIMUR | SURABAYA | MAIN UNIT | CUSTOMER | - |  | 21 November 2015 |  | - |  | - |  | ACTIVE
1005M9AG802086D | HC10A | HEMATOLOGY ANALYZER LABGEO HC10 | DIAGNOSTIC 2 | THERMO SCI/ BRAHMS | GN00009178 | PUSKESMAS KAMONING | SURABAYA-1 | JAWA TIMUR | SURABAYA | MAIN UNIT | CUSTOMER | - |  | 17 November 2015 |  | - |  | - |  | ACTIVE
1005M9AG802087Y | HC10A | HEMATOLOGY ANALYZER LABGEO HC10 | DIAGNOSTIC 2 | THERMO SCI/ BRAHMS | GN00009375 | PUSKESMAS TANJUNG | SURABAYA-1 | JAWA TIMUR | SURABAYA | MAIN UNIT | CUSTOMER | - |  | 21 November 2015 |  | - |  | - |  | ACTIVE
1005M9AG802088B | HC10A | HEMATOLOGY ANALYZER LABGEO HC10 | DIAGNOSTIC 2 | THERMO SCI/ BRAHMS | GN00009177 | PUSKESMAS TORJUN | SURABAYA-1 | JAWA TIMUR | SURABAYA | MAIN UNIT | CUSTOMER | - |  | 17 November 2015 |  | - |  | - |  | ACTIVE
1005M9AG802089V | HC10A | HEMATOLOGY ANALYZER LABGEO HC10 | DIAGNOSTIC 2 | THERMO SCI/ BRAHMS | GN00006871 | DINAS KESEHATAN KAB/KOTA. KUTAI KARTANEGARA | SAMARINDA | KALIMANTAN TIMUR | TENGGARONG | MAIN UNIT | CUSTOMER | 29 December 2016 | TEGAR PANDU - TSE | 10 December 2016 |  | 29 December 2016 | TEGAR PANDU - TSE | - |  | ACTIVE
1005M9AG802090M | HC10A | HEMATOLOGY ANALYZER LABGEO HC10 | DIAGNOSTIC 2 | THERMO SCI/ BRAHMS | GN00006871 | DINAS KESEHATAN KAB/KOTA. KUTAI KARTANEGARA | SAMARINDA | KALIMANTAN TIMUR | TENGGARONG | MAIN UNIT | CUSTOMER | 29 December 2016 | TEGAR PANDU - TSE | 10 December 2016 |  | 29 December 2016 | TEGAR PANDU - TSE | - |  | ACTIVE
1005M9AG802091R | HC10A | HEMATOLOGY ANALYZER LABGEO HC10 | DIAGNOSTIC 2 | THERMO SCI/ BRAHMS | GN00009179 | PUSKESMAS JRENGIK | SURABAYA-1 | JAWA TIMUR | SURABAYA | MAIN UNIT | CUSTOMER | - |  | 17 November 2015 |  | - |  | - |  | ACTIVE
1005M9AG802092N | HC10A | HEMATOLOGY ANALYZER LABGEO HC10 | DIAGNOSTIC 2 | THERMO SCI/ BRAHMS | GN00007063 | DINAS KESEHATAN KAB/KOTA. PIDIE JAYA | BANDA ACEH | ACEH | PIDIE JAYA | MAIN UNIT | CUSTOMER | 17 September 2015 | ARBIANSYAH - TSE | 1 November 2015 |  | 17 September 2015 | ARBIANSYAH - TSE | - |  | ACTIVE
1005M9AG802093P | HC10A | HEMATOLOGY ANALYZER LABGEO HC10 | DIAGNOSTIC 2 | THERMO SCI/ BRAHMS | GN00007063 | DINAS KESEHATAN KAB/KOTA. PIDIE JAYA | BANDA ACEH | ACEH | PIDIE JAYA | MAIN UNIT | CUSTOMER | 17 September 2015 | ARBIANSYAH - TSE | 11 January 2016 |  | 17 September 2015 | ARBIANSYAH - TSE | - |  | ACTIVE
1005M9AG802094Z | HC10A | HEMATOLOGY ANALYZER LABGEO HC10 | DIAGNOSTIC 2 | THERMO SCI/ BRAHMS | GN00007063 | DINAS KESEHATAN KAB/KOTA. PIDIE JAYA | BANDA ACEH | ACEH | PIDIE JAYA | MAIN UNIT | CUSTOMER | 17 September 2015 | ARBIANSYAH - TSE | 1 November 2015 |  | 17 September 2015 | ARBIANSYAH - TSE | - |  | ACTIVE
1005M9AG802095T | HC10A | HEMATOLOGY ANALYZER LABGEO HC10 | DIAGNOSTIC 2 | THERMO SCI/ BRAHMS | GN00006871 | DINAS KESEHATAN KAB/KOTA. KUTAI KARTANEGARA | SAMARINDA | KALIMANTAN TIMUR | TENGGARONG | MAIN UNIT | CUSTOMER | 14 August 2018 | TRIYONO - TSE AREA BARAT | 1 January 1900 |  | 14 August 2018 | TRIYONO - TSE AREA BARAT | - |  | ACTIVE
1005M9AG802096W | HC10A | HEMATOLOGY ANALYZER LABGEO HC10 | DIAGNOSTIC 2 | THERMO SCI/ BRAHMS | GN00006871 | DINAS KESEHATAN KAB/KOTA. KUTAI KARTANEGARA | SAMARINDA | KALIMANTAN TIMUR | TENGGARONG | MAIN UNIT | EMP | 29 December 2016 | TEGAR PANDU - TSE | 10 December 2016 |  | 29 December 2016 | TEGAR PANDU - TSE | - |  | ACTIVE
1005M9AG802097H | HC10A | HEMATOLOGY ANALYZER LABGEO HC10 | DIAGNOSTIC 2 | THERMO SCI/ BRAHMS | GN00006871 | DINAS KESEHATAN KAB/KOTA. KUTAI KARTANEGARA | SAMARINDA | KALIMANTAN TIMUR | TENGGARONG | MAIN UNIT | CUSTOMER | 29 December 2016 | TEGAR PANDU - TSE | 10 December 2016 |  | 29 December 2016 | TEGAR PANDU - TSE | - |  | ACTIVE
1005M9AG802098E | HC10A | HEMATOLOGY ANALYZER LABGEO HC10 | DIAGNOSTIC 2 | THERMO SCI/ BRAHMS | GN00007063 | DINAS KESEHATAN KAB/KOTA. PIDIE JAYA | BANDA ACEH | ACEH | PIDIE JAYA | MAIN UNIT | CUSTOMER | 17 September 2015 | ARBIANSYAH - TSE | 1 November 2015 |  | 17 September 2015 | ARBIANSYAH - TSE | - |  | ACTIVE
1005M9AG802099D | HC10A | HEMATOLOGY ANALYZER LABGEO HC10 | DIAGNOSTIC 2 | THERMO SCI/ BRAHMS | GN00007063 | DINAS KESEHATAN KAB/KOTA. PIDIE JAYA | BANDA ACEH | ACEH | PIDIE JAYA | MAIN UNIT | CUSTOMER | 17 September 2015 | ARBIANSYAH - TSE | 1 November 2015 |  | 17 September 2015 | ARBIANSYAH - TSE | - |  | ACTIVE
1005M9AG802100T | HC10A | HEMATOLOGY ANALYZER LABGEO HC10 | DIAGNOSTIC 2 | THERMO SCI/ BRAHMS | GN00007063 | DINAS KESEHATAN KAB/KOTA. PIDIE JAYA | BANDA ACEH | ACEH | PIDIE JAYA | MAIN UNIT | CUSTOMER | 17 September 2015 | ARBIANSYAH - TSE | 1 November 2015 |  | 17 September 2015 | ARBIANSYAH - TSE | - |  | ACTIVE
1005M9AG802101W | HC10A | HEMATOLOGY ANALYZER LABGEO HC10 | DIAGNOSTIC 2 | THERMO SCI/ BRAHMS | GN00007063 | DINAS KESEHATAN KAB/KOTA. PIDIE JAYA | BANDA ACEH | ACEH | PIDIE JAYA | MAIN UNIT | CUSTOMER | 17 September 2015 | ARBIANSYAH - TSE | 11 January 2015 |  | 17 September 2015 | ARBIANSYAH - TSE | - |  | ACTIVE
1005M9AG802102H | IVC10 | SAMSUNG LABGEO HEMATOLOGI | DIAGNOSTIC 2 | THERMO SCI/ BRAHMS | GN00011759 | PUSKESMAS LOA JANAN | SAMARINDA | KALIMANTAN TIMUR | KUTAI KARTANEGARA | MAIN UNIT | CUSTOMER | 23 August 2016 | TEGAR PANDU - TSE | 1 September 2015 |  | 23 August 2016 | TEGAR PANDU - TSE | - |  | ACTIVE
1005M9AG802103E | HC10A | HEMATOLOGY ANALYZER LABGEO HC10 | DIAGNOSTIC 2 | THERMO SCI/ BRAHMS | GN00007063 | DINAS KESEHATAN KAB/KOTA. PIDIE JAYA | BANDA ACEH | ACEH | PIDIE JAYA | MAIN UNIT | CUSTOMER | 17 September 2015 | ARBIANSYAH - TSE | 1 January 1900 |  | 17 September 2015 | ARBIANSYAH - TSE | - |  | ACTIVE
1005M9AG802104D | HC10A | HEMATOLOGY ANALYZER LABGEO HC10 | DIAGNOSTIC 2 | THERMO SCI/ BRAHMS | GN00006871 | DINAS KESEHATAN KAB/KOTA. KUTAI KARTANEGARA | SAMARINDA | KALIMANTAN TIMUR | TENGGARONG | MAIN UNIT | CUSTOMER | 14 August 2018 | TRIYONO - TSE AREA BARAT | 1 January 1900 |  | 14 August 2018 | TRIYONO - TSE AREA BARAT | - |  | ACTIVE
1005M9AG802105Y | HC10A | HEMATOLOGY ANALYZER LABGEO HC10 | DIAGNOSTIC 2 | THERMO SCI/ BRAHMS | GN00007598 | PMI BALIKPAPAN | BALIKPAPAN | KALIMANTAN TIMUR | BALIKPAPAN | MAIN UNIT | CUSTOMER | - |  | 17 November 2015 |  | - |  | - |  | ACTIVE
1005M9AG802106B | HC10A | HEMATOLOGY ANALYZER LABGEO HC10 | DIAGNOSTIC 2 | THERMO SCI/ BRAHMS | GN00010340 | PUSKESMAS LAPAI | PADANG | SUMATERA BARAT | PADANG | MAIN UNIT | CUSTOMER | 17 September 2015 | SURYADI | 4 November 2015 |  | 17 September 2015 | SURYADI | - |  | ACTIVE
1005M9AG802107V | HC10A | HEMATOLOGY ANALYZER LABGEO HC10 | DIAGNOSTIC 2 | THERMO SCI/ BRAHMS | GN00010337 | PUSKESMAS KUTO PANJANG IKURKOTO | PADANG | SUMATERA BARAT | PADANG | MAIN UNIT | CUSTOMER | 17 September 2015 | SURYADI | 4 November 2015 |  | 17 September 2015 | SURYADI | - |  | ACTIVE
1005M9AG802108J | HC10A | HEMATOLOGY ANALYZER LABGEO HC10 | DIAGNOSTIC 2 | THERMO SCI/ BRAHMS | GN00006871 | DINAS KESEHATAN KAB/KOTA. KUTAI KARTANEGARA | SAMARINDA | KALIMANTAN TIMUR | TENGGARONG | MAIN UNIT | CUSTOMER | 29 December 2016 | TEGAR PANDU - TSE | 10 December 2016 |  | 29 December 2016 | TEGAR PANDU - TSE | - |  | ACTIVE
1005M9AG802109F | HC10A | HEMATOLOGY ANALYZER LABGEO HC10 | DIAGNOSTIC 2 | THERMO SCI/ BRAHMS | GN00007331 | DINAS KESEHATAN KAB/KOTA. BARITO KUALA | BANJARMASIN | KALIMANTAN SELATAN | BANJARMASIN | MAIN UNIT | CUSTOMER | 3 December 2015 | RAKHMAT | 28 November 2015 |  | 3 December 2015 | RAKHMAT | - |  | ACTIVE
1005M9AG802110N | HC10A | HEMATOLOGY ANALYZER LABGEO HC10 | DIAGNOSTIC 2 | THERMO SCI/ BRAHMS | GN00006871 | DINAS KESEHATAN KAB/KOTA. KUTAI KARTANEGARA | SAMARINDA | KALIMANTAN TIMUR | TENGGARONG | MAIN UNIT | CUSTOMER | 29 December 2016 | TEGAR PANDU - TSE | 10 December 2016 |  | 29 December 2016 | TEGAR PANDU - TSE | - |  | ACTIVE
1005M9AG802111P | HC10A | HEMATOLOGY ANALYZER LABGEO HC10 | DIAGNOSTIC 2 | THERMO SCI/ BRAHMS | GN00010344 | PUSKESMAS BELIMBING | PADANG | SUMATERA BARAT | PADANG | MAIN UNIT | CUSTOMER | 17 September 2015 | SURYADI | 4 November 2015 |  | 17 September 2015 | SURYADI | - |  | ACTIVE
1005M9AGA00001A | HC10A | HEMATOLOGY ANALYZER LABGEO HC10 | DIAGNOSTIC 2 | THERMO SCI/ BRAHMS | GN00001236 | DINAS KESEHATAN KAB/KOTA. KARANGASEM | DENPASAR | BALI | KARANGASEM | MAIN UNIT | CUSTOMER | 20 February 2017 | I KADEK - TSE | 22 December 2015 |  | 20 February 2017 | I KADEK - TSE | - |  | ACTIVE
1005M9AGA00002P | HC10A | HEMATOLOGY ANALYZER LABGEO HC10 | DIAGNOSTIC 2 | THERMO SCI/ BRAHMS | GN00002986 | RDC PUSAT - RAWAGELAM | PUSAT | DKI JAKARTA | JAKARTA TIMUR | MAIN UNIT | EMP | 11 November 2015 | ANASTASIA OCTAVIN | 1 January 1900 |  | 11 November 2015 | ANASTASIA OCTAVIN | - |  | ACTIVE
1005M9AGA00003D | HC10A | HEMATOLOGY ANALYZER LABGEO HC10 | DIAGNOSTIC 2 | THERMO SCI/ BRAHMS | GN00002986 | RDC PUSAT - RAWAGELAM | PUSAT | DKI JAKARTA | JAKARTA TIMUR | MAIN UNIT | EMP | 11 November 2015 | ANASTASIA OCTAVIN | 1 January 1900 |  | 11 November 2015 | ANASTASIA OCTAVIN | - |  | ACTIVE
1005M9AGA00004X | HC10A | HEMATOLOGY ANALYZER LABGEO HC10 | DIAGNOSTIC 2 | THERMO SCI/ BRAHMS | GN00010347 | PUSKESMAS GUGUK PANJANG | PADANG | SUMATERA BARAT | PADANG | MAIN UNIT | CUSTOMER | 11 November 2015 | ANASTASIA OCTAVIN | 18 December 2015 |  | 11 November 2015 | ANASTASIA OCTAVIN | - |  | ACTIVE
1005M9AGA00005N | HC10A | HEMATOLOGY ANALYZER LABGEO HC10 | DIAGNOSTIC 2 | THERMO SCI/ BRAHMS | GN00010514 | PUSKESMAS REMAJA | SAMARINDA | KALIMANTAN TIMUR | SAMARINDA | MAIN UNIT | CUSTOMER | - |  | 1 January 2016 |  | - |  | - |  | ACTIVE
1005M9AGA00006E | HC10A | HEMATOLOGY ANALYZER LABGEO HC10 | DIAGNOSTIC 2 | THERMO SCI/ BRAHMS | GN00010728 | PUSKESMAS MANGKUPALAS | SAMARINDA | KALIMANTAN TIMUR | SAMARINDA | MAIN UNIT | CUSTOMER | - |  | 9 February 2016 |  | - |  | - |  | ACTIVE
1005M9AGA00007F | HC10A | HEMATOLOGY ANALYZER LABGEO HC10 | DIAGNOSTIC 2 | THERMO SCI/ BRAHMS | GN00002986 | RDC PUSAT - RAWAGELAM | PUSAT | DKI JAKARTA | JAKARTA TIMUR | MAIN UNIT | EMP | 11 November 2015 | ANASTASIA OCTAVIN | 1 January 1900 |  | 11 November 2015 | ANASTASIA OCTAVIN | - |  | ACTIVE
1005M9AGA00008R | HC10A | HEMATOLOGY ANALYZER LABGEO HC10 | DIAGNOSTIC 2 | THERMO SCI/ BRAHMS | GN00002986 | RDC PUSAT - RAWAGELAM | PUSAT | DKI JAKARTA | JAKARTA TIMUR | MAIN UNIT | EMP | 11 November 2015 | ANASTASIA OCTAVIN | 1 January 1900 |  | 11 November 2015 | ANASTASIA OCTAVIN | - |  | ACTIVE
1005M9AGA00009H | HC10A | HEMATOLOGY ANALYZER LABGEO HC10 | DIAGNOSTIC 2 | THERMO SCI/ BRAHMS | GN00002986 | RDC PUSAT - RAWAGELAM | PUSAT | DKI JAKARTA | JAKARTA TIMUR | MAIN UNIT | EMP | 11 November 2015 | ANASTASIA OCTAVIN | 1 January 1900 |  | 11 November 2015 | ANASTASIA OCTAVIN | - |  | ACTIVE
1005M9AGA0000RR | HC10A | HEMATOLOGY ANALYZER LABGEO HC10 | DIAGNOSTIC 2 | THERMO SCI/ BRAHMS | GN00010360 | PUSKESMAS PLUS MANDI ANGIN | PADANG | SUMATERA BARAT | PADANG | MAIN UNIT | CUSTOMER | 27 January 2016 | ANASTASIA OCTAVIN | 10 December 2015 |  | 27 January 2016 | ANASTASIA OCTAVIN | - |  | ACTIVE
1005M9AGA00010B | HC10A | HEMATOLOGY ANALYZER LABGEO HC10 | DIAGNOSTIC 2 | THERMO SCI/ BRAHMS | GN22100035 | PUSKESMAS MANDIANGIN | PADANG | SUMATERA BARAT | PADANG | MAIN UNIT | CUSTOMER | 11 November 2015 | ANASTASIA OCTAVIN | 13 September 2023 | ABDI PUTRA - TSE | 11 November 2015 | ANASTASIA OCTAVIN | 13 September 2023 | ABDI PUTRA - TSE | ACTIVE
1005M9AGA00010X | HC10A | HEMATOLOGY ANALYZER LABGEO HC10 | DIAGNOSTIC 2 | THERMO SCI/ BRAHMS | GN00010359 | PUSKESMAS MANDI ANGIN | PADANG | SUMATERA BARAT | PADANG | MAIN UNIT | CUSTOMER | 27 January 2016 | ANASTASIA OCTAVIN | 14 December 2015 |  | 27 January 2016 | ANASTASIA OCTAVIN | - |  | ACTIVE
1005M9AGA00011K | HC10A | HEMATOLOGY ANALYZER LABGEO HC10 | DIAGNOSTIC 2 | THERMO SCI/ BRAHMS | GN00003041 | DINAS KESEHATAN KAB/ KOTA. DELI SERDANG | MEDAN | SUMATERA UTARA | LUBUK PAKAM | MAIN UNIT | CUSTOMER | 10 December 2015 | ARBIANSYAH - TSE | 10 December 2015 |  | 10 December 2015 | ARBIANSYAH - TSE | - |  | ACTIVE
1005M9AGA00012Z | HC10A | HEMATOLOGY ANALYZER LABGEO HC10 | DIAGNOSTIC 2 | THERMO SCI/ BRAHMS | GN00007043 | DINAS KESEHATAN KAB/KOTA. MERANTI | PEKAN BARU | RIAU | SELATPANJANG | MAIN UNIT | CUSTOMER | 4 December 2015 | MULKAN | 4 December 2015 |  | 4 December 2015 | MULKAN | - |  | ACTIVE
1005M9AGA00013Y | HC10A | HEMATOLOGY ANALYZER LABGEO HC10 | DIAGNOSTIC 2 | THERMO SCI/ BRAHMS | GN00007043 | DINAS KESEHATAN KAB/KOTA. MERANTI | PEKAN BARU | RIAU | SELATPANJANG | MAIN UNIT | CUSTOMER | 4 December 2015 | MULKAN | 4 December 2015 |  | 4 December 2015 | MULKAN | - |  | ACTIVE
1005M9AGA00014A | HC10A | HEMATOLOGY ANALYZER LABGEO HC10 | DIAGNOSTIC 2 | THERMO SCI/ BRAHMS | GN00002986 | RDC PUSAT - RAWAGELAM | PUSAT | DKI JAKARTA | JAKARTA TIMUR | MAIN UNIT | EMP | 11 November 2015 | ANASTASIA OCTAVIN | 1 January 1900 |  | 11 November 2015 | ANASTASIA OCTAVIN | - |  | ACTIVE
1005M9AGA00015P | HC10A | HEMATOLOGY ANALYZER LABGEO HC10 | DIAGNOSTIC 2 | THERMO SCI/ BRAHMS | GN00010679 | PUSKESMAS KEDABURAPAT | PEKAN BARU | RIAU | PEKANBARU | MAIN UNIT | CUSTOMER | 7 February 2016 | GATOT SURYA ADIPUTRA - TSE | 5 February 2016 |  | 7 February 2016 | GATOT SURYA ADIPUTRA - TSE | - |  | ACTIVE
1005M9AGA00016D | HC10A | HEMATOLOGY ANALYZER LABGEO HC10 | DIAGNOSTIC 2 | THERMO SCI/ BRAHMS | GN00007043 | DINAS KESEHATAN KAB/KOTA. MERANTI | PEKAN BARU | RIAU | SELATPANJANG | MAIN UNIT | CUSTOMER | 4 December 2015 | MULKAN | 4 December 2015 |  | 4 December 2015 | MULKAN | - |  | ACTIVE
1005M9AGA00017X | HC10A | HEMATOLOGY ANALYZER LABGEO HC10 | DIAGNOSTIC 2 | THERMO SCI/ BRAHMS | GN00006874 | DINAS KESEHATAN KAB/ KOTA. KUTAI TIMUR | SAMARINDA | KALIMANTAN TIMUR | SANGATTA | MAIN UNIT | CUSTOMER | 8 September 2016 | TEGAR PANDU - TSE | 1 September 2016 |  | 8 September 2016 | TEGAR PANDU - TSE | - |  | ACTIVE
1005M9AGA00018N | HC10A | HEMATOLOGY ANALYZER LABGEO HC10 | DIAGNOSTIC 2 | THERMO SCI/ BRAHMS | GN00011249 | PUSKESMAS AIR PUTIH | SAMARINDA | KALIMANTAN TIMUR | SAMARINDA | MAIN UNIT | CUSTOMER | - |  | 9 April 2016 |  | - |  | - |  | ACTIVE
1005M9AGA00019E | HC10A | HEMATOLOGY ANALYZER LABGEO HC10 | DIAGNOSTIC 2 | THERMO SCI/ BRAHMS | GN00007043 | DINAS KESEHATAN KAB/KOTA. MERANTI | PEKAN BARU | RIAU | SELATPANJANG | MAIN UNIT | CUSTOMER | 4 December 2015 | MULKAN | 4 December 2015 |  | 4 December 2015 | MULKAN | - |  | ACTIVE
1005M9AGA00020V | HC10A | HEMATOLOGY ANALYZER LABGEO HC10 | DIAGNOSTIC 2 | THERMO SCI/ BRAHMS | GN00002986 | RDC PUSAT - RAWAGELAM | PUSAT | DKI JAKARTA | JAKARTA TIMUR | MAIN UNIT | EMP | 11 November 2015 | ANASTASIA OCTAVIN | 1 January 1900 |  | 11 November 2015 | ANASTASIA OCTAVIN | - |  | ACTIVE
1005M9AGA00021L | HC10A | HEMATOLOGY ANALYZER LABGEO HC10 | DIAGNOSTIC 2 | THERMO SCI/ BRAHMS | GN00002986 | RDC PUSAT - RAWAGELAM | PUSAT | DKI JAKARTA | JAKARTA TIMUR | MAIN UNIT | EMP | 11 November 2015 | ANASTASIA OCTAVIN | 1 January 1900 |  | 11 November 2015 | ANASTASIA OCTAVIN | - |  | ACTIVE
1005M9AGA00022T | HC10A | HEMATOLOGY ANALYZER LABGEO HC10 | DIAGNOSTIC 2 | THERMO SCI/ BRAHMS | GN00010606 | PUSKESMAS KECUPAK | PEMATANG SIANTAR | SUMATERA UTARA | MEDAN | MAIN UNIT | CUSTOMER | 20 October 2016 | SATRIA KUSUMA - TSE | 20 October 2016 |  | 20 October 2016 | SATRIA KUSUMA - TSE | - |  | ACTIVE
1005M9AGA00023B | HC10A | HEMATOLOGY ANALYZER LABGEO HC10 | DIAGNOSTIC 2 | THERMO SCI/ BRAHMS | GN00002986 | RDC PUSAT - RAWAGELAM | PUSAT | DKI JAKARTA | JAKARTA TIMUR | MAIN UNIT | EMP | 11 November 2015 | ANASTASIA OCTAVIN | 1 January 1900 |  | 11 November 2015 | ANASTASIA OCTAVIN | - |  | ACTIVE
1005M9AGA00024K | HC10A | HEMATOLOGY ANALYZER LABGEO HC10 | DIAGNOSTIC 2 | THERMO SCI/ BRAHMS | GN00007309 | DINAS KESEHATAN KAB/KOTA. WARINGIN TIMUR | BANJARMASIN | KALIMANTAN TENGAH | SAMPIT | MAIN UNIT | CUSTOMER | 3 December 2015 | RAKHMAT | 24 November 2015 |  | 3 December 2015 | RAKHMAT | - |  | ACTIVE
1005M9AGA00025Z | HC10A | HEMATOLOGY ANALYZER LABGEO HC10 | DIAGNOSTIC 2 | THERMO SCI/ BRAHMS | GN00002986 | RDC PUSAT - RAWAGELAM | PUSAT | DKI JAKARTA | JAKARTA TIMUR | MAIN UNIT | EMP | 11 November 2015 | ANASTASIA OCTAVIN | 1 January 1900 |  | 11 November 2015 | ANASTASIA OCTAVIN | - |  | ACTIVE
1005M9AGA00026Y | HC10A | HEMATOLOGY ANALYZER LABGEO HC10 | DIAGNOSTIC 2 | THERMO SCI/ BRAHMS | GN00005849 | DINAS KESEHATAN KAB/ KOTA. NIAS | PEMATANG SIANTAR | SUMATERA UTARA | NIAS | MAIN UNIT | CUSTOMER | 4 May 2017 | SATRIA KUSUMA - TSE | 4 May 2017 |  | 4 May 2017 | SATRIA KUSUMA - TSE | - |  | ACTIVE
1005M9AGA00027A | HC10A | HEMATOLOGY ANALYZER LABGEO HC10 | DIAGNOSTIC 2 | THERMO SCI/ BRAHMS | GN00002986 | RDC PUSAT - RAWAGELAM | PUSAT | DKI JAKARTA | JAKARTA TIMUR | MAIN UNIT | EMP | 11 November 2015 | ANASTASIA OCTAVIN | 1 January 1900 |  | 11 November 2015 | ANASTASIA OCTAVIN | - |  | ACTIVE
1005M9AGA00028F | HC10A | HEMATOLOGY ANALYZER LABGEO HC10 | DIAGNOSTIC 2 | THERMO SCI/ BRAHMS | GN00011248 | PUSKESMAS JUANDA | SAMARINDA | KALIMANTAN TIMUR | SAMARINDA | MAIN UNIT | CUSTOMER | - |  | 9 April 2016 |  | - |  | - |  | ACTIVE
1005M9AGA00028P | HC10A | HEMATOLOGY ANALYZER LABGEO HC10 | DIAGNOSTIC 2 | THERMO SCI/ BRAHMS | GN00002986 | RDC PUSAT - RAWAGELAM | PUSAT | DKI JAKARTA | JAKARTA TIMUR | MAIN UNIT | EMP | 11 November 2015 | ANASTASIA OCTAVIN | 1 January 1900 |  | 11 November 2015 | ANASTASIA OCTAVIN | - |  | ACTIVE
1005M9AGA00029D | HC10A | HEMATOLOGY ANALYZER LABGEO HC10 | DIAGNOSTIC 2 | THERMO SCI/ BRAHMS | GN00010729 | PUSKESMAS WONOREJO | SAMARINDA | KALIMANTAN TIMUR | SAMARINDA | MAIN UNIT | CUSTOMER | - |  | 9 February 2016 |  | - |  | - |  | ACTIVE
1005M9AGA00030J | HC10A | HEMATOLOGY ANALYZER LABGEO HC10 | DIAGNOSTIC 2 | THERMO SCI/ BRAHMS | GN00005849 | DINAS KESEHATAN KAB/ KOTA. NIAS | PEMATANG SIANTAR | SUMATERA UTARA | NIAS | MAIN UNIT | CUSTOMER | 19 December 2015 | ARBIANSYAH - TSE | 18 December 2015 |  | 19 December 2015 | ARBIANSYAH - TSE | - |  | ACTIVE
1005M9AGA00031M | HC10A | HEMATOLOGY ANALYZER LABGEO HC10 | DIAGNOSTIC 2 | THERMO SCI/ BRAHMS | GN00002986 | RDC PUSAT - RAWAGELAM | PUSAT | DKI JAKARTA | JAKARTA TIMUR | MAIN UNIT | EMP | 11 November 2015 | ANASTASIA OCTAVIN | 1 January 1900 |  | 11 November 2015 | ANASTASIA OCTAVIN | - |  | ACTIVE
1005M9AGA00032W | HC10A | HEMATOLOGY ANALYZER LABGEO HC10 | DIAGNOSTIC 2 | THERMO SCI/ BRAHMS | GN00005849 | DINAS KESEHATAN KAB/ KOTA. NIAS | PEMATANG SIANTAR | SUMATERA UTARA | NIAS | MAIN UNIT | CUSTOMER | 19 December 2015 | ARBIANSYAH - TSE | 18 December 2015 |  | 19 December 2015 | ARBIANSYAH - TSE | - |  | ACTIVE
1005M9AGA00033V | HC10A | HEMATOLOGY ANALYZER LABGEO HC10 | DIAGNOSTIC 2 | THERMO SCI/ BRAHMS | GN00005849 | DINAS KESEHATAN KAB/ KOTA. NIAS | PEMATANG SIANTAR | SUMATERA UTARA | NIAS | MAIN UNIT | CUSTOMER | 19 December 2015 | ARBIANSYAH - TSE | 18 December 2015 |  | 19 December 2015 | ARBIANSYAH - TSE | - |  | ACTIVE
1005M9AGA00034L | HC10A | HEMATOLOGY ANALYZER LABGEO HC10 | DIAGNOSTIC 2 | THERMO SCI/ BRAHMS | GN00005849 | DINAS KESEHATAN KAB/ KOTA. NIAS | PEMATANG SIANTAR | SUMATERA UTARA | NIAS | MAIN UNIT | CUSTOMER | 19 December 2015 | ARBIANSYAH - TSE | 18 December 2015 |  | 19 December 2015 | ARBIANSYAH - TSE | - |  | ACTIVE
1005M9AGA00035T | HC10A | HEMATOLOGY ANALYZER LABGEO HC10 | DIAGNOSTIC 2 | THERMO SCI/ BRAHMS | GN00005849 | DINAS KESEHATAN KAB/ KOTA. NIAS | PEMATANG SIANTAR | SUMATERA UTARA | NIAS | MAIN UNIT | CUSTOMER | 19 December 2015 | ARBIANSYAH - TSE | 18 December 2015 |  | 19 December 2015 | ARBIANSYAH - TSE | - |  | ACTIVE
1005M9AGA00036B | HC10A | HEMATOLOGY ANALYZER LABGEO HC10 | DIAGNOSTIC 2 | THERMO SCI/ BRAHMS | GN00011515 | PUSKESMAS TANGGULANGIN | SURABAYA-1 | JAWA TIMUR | SURABAYA | MAIN UNIT | CUSTOMER | - |  | 22 December 2015 |  | - |  | - |  | ACTIVE
1005M9AGA00037K | HC10A | HEMATOLOGY ANALYZER LABGEO HC10 | DIAGNOSTIC 2 | THERMO SCI/ BRAHMS | GN00005849 | DINAS KESEHATAN KAB/ KOTA. NIAS | PEMATANG SIANTAR | SUMATERA UTARA | NIAS | MAIN UNIT | CUSTOMER | 19 December 2015 | ARBIANSYAH - TSE | 18 December 2015 |  | 19 December 2015 | ARBIANSYAH - TSE | - |  | ACTIVE
1005M9AGA00038Z | HC10A | HEMATOLOGY ANALYZER LABGEO HC10 | DIAGNOSTIC 2 | THERMO SCI/ BRAHMS | GN00005849 | DINAS KESEHATAN KAB/ KOTA. NIAS | PEMATANG SIANTAR | SUMATERA UTARA | NIAS | MAIN UNIT | CUSTOMER | 19 December 2015 | ARBIANSYAH - TSE | 18 December 2015 |  | 19 December 2015 | ARBIANSYAH - TSE | - |  | ACTIVE
1005M9AGA00039Y | HC10A | HEMATOLOGY ANALYZER LABGEO HC10 | DIAGNOSTIC 2 | THERMO SCI/ BRAHMS | GN00003041 | DINAS KESEHATAN KAB/ KOTA. DELI SERDANG | MEDAN | SUMATERA UTARA | LUBUK PAKAM | MAIN UNIT | CUSTOMER | 10 December 2015 | ARBIANSYAH - TSE | 10 December 2015 |  | 10 December 2015 | ARBIANSYAH - TSE | - |  | ACTIVE
1005M9AGA00040F | HC10A | HEMATOLOGY ANALYZER LABGEO HC10 | DIAGNOSTIC 2 | THERMO SCI/ BRAHMS | GN00003041 | DINAS KESEHATAN KAB/ KOTA. DELI SERDANG | MEDAN | SUMATERA UTARA | LUBUK PAKAM | MAIN UNIT | CUSTOMER | 10 December 2015 | ARBIANSYAH - TSE | 10 December 2015 |  | 10 December 2015 | ARBIANSYAH - TSE | - |  | ACTIVE
1005M9AGA00041B | HC10A | HEMATOLOGY ANALYZER LABGEO HC10 | DIAGNOSTIC 2 | THERMO SCI/ BRAHMS | GN00002986 | RDC PUSAT - RAWAGELAM | PUSAT | DKI JAKARTA | JAKARTA TIMUR | MAIN UNIT | EMP | 11 November 2015 | ANASTASIA OCTAVIN | 1 January 1900 |  | 11 November 2015 | ANASTASIA OCTAVIN | - |  | ACTIVE
1005M9AGA00041R | HC10A | HEMATOLOGY ANALYZER LABGEO HC10 | DIAGNOSTIC 2 | THERMO SCI/ BRAHMS | GN00000409 | RSUD KABAN JAHE | MEDAN | SUMATERA UTARA | KABANJAHE | MAIN UNIT | CUSTOMER | - |  | 1 November 2015 |  | - |  | - |  | ACTIVE
1005M9AGA00042H | HC10A | HEMATOLOGY ANALYZER LABGEO HC10 | DIAGNOSTIC 2 | THERMO SCI/ BRAHMS | GN00011517 | PUSKESMAS TULANGAN | SURABAYA-1 | JAWA TIMUR | SURABAYA | MAIN UNIT | CUSTOMER | - |  | 22 December 2015 |  | - |  | - |  | ACTIVE
1005M9AGA00043J | HC10A | HEMATOLOGY ANALYZER LABGEO HC10 | DIAGNOSTIC 2 | THERMO SCI/ BRAHMS | GN00008599 | UNPAD - FARMASI | BANDUNG | JAWA BARAT | BANDUNG | MAIN UNIT | CUSTOMER | - |  | 22 April 2016 |  | - |  | - |  | ACTIVE
1005M9AGA00044M | HC10A | HEMATOLOGY ANALYZER LABGEO HC10 | DIAGNOSTIC 2 | THERMO SCI/ BRAHMS | GN00002986 | RDC PUSAT - RAWAGELAM | PUSAT | DKI JAKARTA | JAKARTA TIMUR | MAIN UNIT | EMP | 11 November 2015 | ANASTASIA OCTAVIN | 1 January 1900 |  | 11 November 2015 | ANASTASIA OCTAVIN | - |  | ACTIVE
1005M9AGA00045W | HC10A | HEMATOLOGY ANALYZER LABGEO HC10 | DIAGNOSTIC 2 | THERMO SCI/ BRAHMS | GN00002986 | RDC PUSAT - RAWAGELAM | PUSAT | DKI JAKARTA | JAKARTA TIMUR | MAIN UNIT | EMP | 11 November 2015 | ANASTASIA OCTAVIN | 1 January 1900 |  | 11 November 2015 | ANASTASIA OCTAVIN | - |  | ACTIVE
1005M9AGA00046V | HC10A | HEMATOLOGY ANALYZER LABGEO HC10 | DIAGNOSTIC 2 | THERMO SCI/ BRAHMS | GN00010510 | PUSKESMAS GRIBIG | MALANG | JAWA TIMUR | MALANG | MAIN UNIT | CUSTOMER | 8 December 2015 | NGATARI | 7 December 2015 |  | 8 December 2015 | NGATARI | - |  | ACTIVE
1005M9AGA00047L | HC10A | HEMATOLOGY ANALYZER LABGEO HC10 | DIAGNOSTIC 2 | THERMO SCI/ BRAHMS | GN00010509 | PUSKESMAS CIPTOMULYO | MALANG | JAWA TIMUR | MALANG | MAIN UNIT | CUSTOMER | 13 February 2016 | NGATARI | 7 December 2015 |  | 13 February 2016 | NGATARI | - |  | ACTIVE
1005M9AGA00048T | HC10A | HEMATOLOGY ANALYZER LABGEO HC10 | DIAGNOSTIC 2 | THERMO SCI/ BRAHMS | GN00011531 | PUSKESMAS KETAPANG | SURABAYA-2 | JAWA TIMUR | SURABAYA | MAIN UNIT | CUSTOMER | - |  | 3 December 2015 |  | - |  | - |  | ACTIVE
1005M9AGA00049B | HC10A | HEMATOLOGY ANALYZER LABGEO HC10 | DIAGNOSTIC 2 | THERMO SCI/ BRAHMS | GN00009132 | PUSKESMAS KARANGANYAR | PURWOKERTO | JAWA TENGAH | PURBALINGGA | MAIN UNIT | CUSTOMER | - |  | 1 December 2015 |  | - |  | - |  | ACTIVE
1005M9AGA00050X | HC10A | HEMATOLOGY ANALYZER LABGEO HC10 | DIAGNOSTIC 2 | THERMO SCI/ BRAHMS | GN00002396 | RSUD MARIA WALANDA MARAMIS | MANADO | SULAWESI UTARA | MINAHASA | MAIN UNIT | CUSTOMER | 11 November 2015 | TRIYONO - TSE AREA BARAT | 1 January 1900 |  | 11 November 2015 | TRIYONO - TSE AREA BARAT | - |  | ACTIVE
1005M9AGA00051N | HC10A | HEMATOLOGY ANALYZER LABGEO HC10 | DIAGNOSTIC 2 | THERMO SCI/ BRAHMS | GN00009377 | PUSKESMAS KEJOBONG | PURWOKERTO | JAWA TENGAH | PURWOKERTO | MAIN UNIT | CUSTOMER | - |  | 23 November 2015 |  | - |  | - |  | ACTIVE
1005M9AGA00052E | HC10A | HEMATOLOGY ANALYZER LABGEO HC10 | DIAGNOSTIC 2 | THERMO SCI/ BRAHMS | GN00009441 | PUSKESMAS SINDANGKASIH | TASIKMALAYA | JAWA BARAT | TASIKMALAYA | MAIN UNIT | CUSTOMER | 30 November 2015 | SUKMA WIJAYA - TSE | 25 November 2015 |  | 30 November 2015 | SUKMA WIJAYA - TSE | - |  | ACTIVE
1005M9AGA00053F | HC10A | HEMATOLOGY ANALYZER LABGEO HC10 | DIAGNOSTIC 2 | THERMO SCI/ BRAHMS | GN00011528 | PUSKESMAS BRINGKONING | SURABAYA-2 | JAWA TIMUR | SURABAYA | MAIN UNIT | CUSTOMER | - |  | 3 December 2015 |  | - |  | - |  | ACTIVE
1005M9AGA00054R | HC10A | HEMATOLOGY ANALYZER LABGEO HC10 | DIAGNOSTIC 2 | THERMO SCI/ BRAHMS | GN00011527 | PUSKESMAS BANYUATES | SURABAYA-2 | JAWA TIMUR | SURABAYA | MAIN UNIT | CUSTOMER | - |  | 3 December 2015 |  | - |  | - |  | ACTIVE
1005M9AGA00055H | HC10A | HEMATOLOGY ANALYZER LABGEO HC10 | DIAGNOSTIC 2 | THERMO SCI/ BRAHMS | GN00011526 | PUSKESMAS TAMBELANGAN | SURABAYA-2 | JAWA TIMUR | SURABAYA | MAIN UNIT | CUSTOMER | - |  | 1 December 2015 |  | - |  | - |  | ACTIVE
1005M9AGA00056J | HC10A | HEMATOLOGY ANALYZER LABGEO HC10 | DIAGNOSTIC 2 | THERMO SCI/ BRAHMS | GN00011057 | PUSKESMAS LEMPAKE | SAMARINDA | KALIMANTAN TIMUR | SAMARINDA | MAIN UNIT | CUSTOMER | - |  | 18 March 2016 |  | - |  | - |  | ACTIVE
1005M9AGA00057M | HC10A | HEMATOLOGY ANALYZER LABGEO HC10 | DIAGNOSTIC 2 | THERMO SCI/ BRAHMS | GN00002986 | RDC PUSAT - RAWAGELAM | PUSAT | DKI JAKARTA | JAKARTA TIMUR | MAIN UNIT | EMP | 11 November 2015 | ANASTASIA OCTAVIN | 1 January 1900 |  | 11 November 2015 | ANASTASIA OCTAVIN | - |  | ACTIVE
1005M9AGA00058W | HC10A | HEMATOLOGY ANALYZER LABGEO HC10 | DIAGNOSTIC 2 | THERMO SCI/ BRAHMS | GN00002986 | RDC PUSAT - RAWAGELAM | PUSAT | DKI JAKARTA | JAKARTA TIMUR | MAIN UNIT | EMP | 11 November 2015 | ANASTASIA OCTAVIN | 1 January 1900 |  | 11 November 2015 | ANASTASIA OCTAVIN | - |  | ACTIVE
1005M9AGA00059V | HC10A | HEMATOLOGY ANALYZER LABGEO HC10 | DIAGNOSTIC 2 | THERMO SCI/ BRAHMS | GN00010988 | PUSKESMAS PASUNDAN | SAMARINDA | KALIMANTAN TIMUR | SAMARINDA | MAIN UNIT | CUSTOMER | - |  | 2 March 2016 |  | - |  | - |  | ACTIVE
1005M9AGA00060A | HC10A | HEMATOLOGY ANALYZER LABGEO HC10 | DIAGNOSTIC 2 | THERMO SCI/ BRAHMS | GN00011521 | PUSKESMAS CAMPLONG SAMPANG | SURABAYA-2 | JAWA TIMUR | SURABAYA | MAIN UNIT | CUSTOMER | - |  | 4 December 2015 |  | - |  | - |  | ACTIVE
1005M9AGA00061P | HC10A | HEMATOLOGY ANALYZER LABGEO HC10 | DIAGNOSTIC 2 | THERMO SCI/ BRAHMS | GN00002986 | RDC PUSAT - RAWAGELAM | PUSAT | DKI JAKARTA | JAKARTA TIMUR | MAIN UNIT | EMP | 11 November 2015 | ANASTASIA OCTAVIN | 1 January 1900 |  | 11 November 2015 | ANASTASIA OCTAVIN | - |  | ACTIVE
1005M9AGA00062D | HC10A | HEMATOLOGY ANALYZER LABGEO HC10 | DIAGNOSTIC 2 | THERMO SCI/ BRAHMS | GN00011529 | PUSKESMAS KARANGPENANG | SURABAYA-2 | JAWA TIMUR | SURABAYA | MAIN UNIT | CUSTOMER | - |  | 4 December 2015 |  | - |  | - |  | ACTIVE
1005M9AGA00063X | HC10A | HEMATOLOGY ANALYZER LABGEO HC10 | DIAGNOSTIC 2 | THERMO SCI/ BRAHMS | GN00002986 | RDC PUSAT - RAWAGELAM | PUSAT | DKI JAKARTA | JAKARTA TIMUR | MAIN UNIT | EMP | 11 November 2015 | ANASTASIA OCTAVIN | 1 January 1900 |  | 11 November 2015 | ANASTASIA OCTAVIN | - |  | ACTIVE
1005M9AGB00001J | HC10A | HEMATOLOGY ANALYZER LABGEO HC10 | DIAGNOSTIC 2 | THERMO SCI/ BRAHMS | GN20070002 | Puskesmas Bunyu | SAMARINDA | KALIMANTAN UTARA | SAMARINDA | MAIN UNIT | CUSTOMER | 2 July 2020 | NOVAN KURNIARTATO - TSE | 10 September 2020 | SARWANDI - TSE | 2 July 2020 | NOVAN KURNIARTATO - TSE | 10 September 2020 | SARWANDI - TSE | ACTIVE
1005M9AGB00004Y | HC10A | HEMATOLOGY ANALYZER LABGEO HC10 | DIAGNOSTIC 2 | THERMO SCI/ BRAHMS | GN19020006 | PUSKESMAS PIMPING BULUNGAN KAL-UT | SAMARINDA | KALIMANTAN TIMUR | SAMARINDA | MAIN UNIT | CUSTOMER | - |  | 10 December 2016 |  | - |  | - |  | ACTIVE
1005M9AGB00008W | HC10A | HEMATOLOGY ANALYZER LABGEO HC10 | DIAGNOSTIC 2 | THERMO SCI/ BRAHMS | GN00010654 | PUSKESMAS DELI TUA | MEDAN | SUMATERA UTARA | MEDAN | MAIN UNIT | CUSTOMER | 29 June 2016 | ARBIANSYAH - TSE | 23 May 2016 |  | 29 June 2016 | ARBIANSYAH - TSE | - |  | ACTIVE
1005M9AGB00009T | HC10A | HEMATOLOGY ANALYZER LABGEO HC10 | DIAGNOSTIC 2 | THERMO SCI/ BRAHMS | GN00010649 | PUSKESMAS TELUN KENAS | MEDAN | SUMATERA UTARA | MEDAN | MAIN UNIT | CUSTOMER | 20 July 2016 | SATRIA KUSUMA - TSE | 23 May 2016 |  | 20 July 2016 | SATRIA KUSUMA - TSE | - |  | ACTIVE
1005M9AGB00010K | HC10A | HEMATOLOGY ANALYZER LABGEO HC10 | DIAGNOSTIC 2 | THERMO SCI/ BRAHMS | GN00010635 | PUSKESMAS PANCUR BATU | MEDAN | SUMATERA UTARA | MEDAN | MAIN UNIT | CUSTOMER | 11 August 2016 | SATRIA KUSUMA - TSE | 23 May 2016 |  | 11 August 2016 | SATRIA KUSUMA - TSE | - |  | ACTIVE
1005M9AGB00011A | HC10A | HEMATOLOGY ANALYZER LABGEO HC10 | DIAGNOSTIC 2 | THERMO SCI/ BRAHMS | GN00010647 | PUSKESMAS BANGUN PURBA | MEDAN | SUMATERA UTARA | MEDAN | MAIN UNIT | CUSTOMER | 18 July 2016 | SATRIA KUSUMA - TSE | 23 May 2016 |  | 18 July 2016 | SATRIA KUSUMA - TSE | - |  | ACTIVE
1005M9AGB00013F | HC10A | HEMATOLOGY ANALYZER LABGEO HC10 | DIAGNOSTIC 2 | THERMO SCI/ BRAHMS | GN00000860 | RS HAJI | MAKASSAR | SULAWESI SELATAN | MAKASSAR | MAIN UNIT | CUSTOMER | 28 March 2016 | HARI UDI RAHARJO - TSE | 28 March 2016 |  | 28 March 2016 | HARI UDI RAHARJO - TSE | - |  | ACTIVE
1005M9AGB00016B | HC10A | HEMATOLOGY ANALYZER LABGEO HC10 | DIAGNOSTIC 2 | THERMO SCI/ BRAHMS | GN00001975 | BADAN NARKOTIKA NASIONAL ( BNN ) SUKABUMI | BOGOR | JAWA BARAT | SUKABUMI | MAIN UNIT | CUSTOMER | - |  | 1 March 2016 |  | - |  | - |  | ACTIVE
1005M9AGB00017Y | HC10A | HEMATOLOGY ANALYZER LABGEO HC10 | DIAGNOSTIC 2 | THERMO SCI/ BRAHMS | GN00011539 | PG23 | PUSAT | DKI JAKARTA | JAKARTA TIMUR | MAIN UNIT | EMP | - |  | 20 April 2016 |  | - |  | - |  | ACTIVE
1005m9agb00018d | HC10A | HEMATOLOGY ANALYZER LABGEO HC10 | DIAGNOSTIC 2 | THERMO SCI/ BRAHMS | GN00002985 | WORKSHOOP CSM PUSAT | PUSAT | DKI JAKARTA | JAKARTA TIMUR | MAIN UNIT | EMP | - |  | 27 September 2016 |  | - |  | - |  | ACTIVE
1005M9AGB00019E | HC10A | HEMATOLOGY ANALYZER LABGEO HC10 | DIAGNOSTIC 2 | THERMO SCI/ BRAHMS | GN00011334 | PUSKESMAS SOKARAJA II | PURWOKERTO | JAWA TENGAH | UNKNOWN | MAIN UNIT | CUSTOMER | 3 October 2016 | DIAN FEBRIYANA - TSE | 20 April 2016 |  | 3 October 2016 | DIAN FEBRIYANA - TSE | - |  | ACTIVE
1005M9AGB00020R | HC10A | HEMATOLOGY ANALYZER LABGEO HC10 | DIAGNOSTIC 2 | THERMO SCI/ BRAHMS | GN00011331 | PUSKESMAS AJIBARANG II | PURWOKERTO | JAWA TENGAH | UNKNOWN | MAIN UNIT | CUSTOMER | 3 October 2016 | DIAN FEBRIYANA - TSE | 20 April 2016 |  | 3 October 2016 | DIAN FEBRIYANA - TSE | - |  | ACTIVE
1005M9AGB00021M | HC10A | HEMATOLOGY ANALYZER LABGEO HC10 | DIAGNOSTIC 2 | THERMO SCI/ BRAHMS | GN00007468 | DINAS KESEHATAN KAB/KOTA. SUMENEP | SURABAYA-2 | JAWA TIMUR | SUMENEP | MAIN UNIT | CUSTOMER | 6 August 2016 | NGATARI | 3 August 2016 |  | 6 August 2016 | NGATARI | - |  | ACTIVE
1005M9AGB00022L | HC10A | HEMATOLOGY ANALYZER LABGEO HC10 | DIAGNOSTIC 2 | THERMO SCI/ BRAHMS | GN00011696 | Klinik Hohidiai | MANADO | MALUKU UTARA | MANADO | MAIN UNIT | CUSTOMER | - |  | 3 June 2016 |  | - |  | - |  | ACTIVE
1005M9AGB00023K | HC10A | HEMATOLOGY ANALYZER LABGEO HC10 | DIAGNOSTIC 2 | THERMO SCI/ BRAHMS | GN00009130 | PUSKESMAS BATURADEN I | PURWOKERTO | JAWA TENGAH | BANYUMAS | MAIN UNIT | CUSTOMER | - |  | 20 April 2016 |  | - |  | - |  | ACTIVE
1005M9AGB00024A | HC10A | HEMATOLOGY ANALYZER LABGEO HC10 | DIAGNOSTIC 2 | THERMO SCI/ BRAHMS | GN00011332 | PUSKESMAS BATURADEN II | PURWOKERTO | JAWA TENGAH | UNKNOWN | MAIN UNIT | CUSTOMER | - |  | 20 April 2016 |  | - |  | - |  | ACTIVE
1005M9AGB00025X | HC10A | HEMATOLOGY ANALYZER LABGEO HC10 | DIAGNOSTIC 2 | THERMO SCI/ BRAHMS | GN00008854 | PUSKESMAS BANTILANG | MAKASSAR | SULAWESI SELATAN | MAKASSAR | MAIN UNIT | CUSTOMER | 26 October 2020 | NOVAN KURNIARTATO - TSE | 28 October 2020 | AUGESTA NANDA PRADANA - TSE | 26 October 2020 | NOVAN KURNIARTATO - TSE | 28 October 2020 | AUGESTA NANDA PRADANA - TSE | ACTIVE
1005M9AGB00026F | HC10A | HEMATOLOGY ANALYZER LABGEO HC10 | DIAGNOSTIC 2 | THERMO SCI/ BRAHMS | GN00000719 | RS PUPUK KALTIM | SAMARINDA | KALIMANTAN TIMUR | SAMARINDA | MAIN UNIT | CUSTOMER | - |  | 13 June 2016 |  | - |  | - |  | ACTIVE
1005M9AGB00028V | HC10A | HEMATOLOGY ANALYZER LABGEO HC10 | DIAGNOSTIC 2 | THERMO SCI/ BRAHMS | GN00008848 | PUSKESMAS MALILI | MAKASSAR | SULAWESI SELATAN | MAKASSAR | MAIN UNIT | CUSTOMER | - |  | 26 October 2020 | AUGESTA NANDA PRADANA - TSE | 22 October 2020 | NURIL MAGHFIROH - TSE CSR | 26 October 2020 | AUGESTA NANDA PRADANA - TSE | ACTIVE
1005M9AGB00029B | HC10A | HEMATOLOGY ANALYZER LABGEO HC10 | DIAGNOSTIC 2 | THERMO SCI/ BRAHMS | GN00002985 | WORKSHOOP CSM PUSAT | PUSAT | DKI JAKARTA | JAKARTA TIMUR | MAIN UNIT | EMP | - |  | 19 October 2018 |  | - |  | - |  | ACTIVE
1005M9AGB00030Z | HC10A | HEMATOLOGY ANALYZER LABGEO HC10 | DIAGNOSTIC 2 | THERMO SCI/ BRAHMS | GN00008851 | PUSKESMAS WAWONDULA | MAKASSAR | SULAWESI SELATAN | MAKASSAR | MAIN UNIT | CUSTOMER | - |  | 8 February 2018 |  | - |  | - |  | ACTIVE
1005M9AGB00031P | HC10A | HEMATOLOGY ANALYZER LABGEO HC10 | DIAGNOSTIC 2 | THERMO SCI/ BRAHMS | GN00000975 | DINAS KESEHATAN KAB/ KOTA. BANDUNG BARAT | BANDUNG | JAWA BARAT | BANDUNG | MAIN UNIT | CUSTOMER | - |  | 30 March 2016 |  | - |  | - |  | ACTIVE
1005M9AGB00032N | HC10A | HEMATOLOGY ANALYZER LABGEO HC10 | DIAGNOSTIC 2 | THERMO SCI/ BRAHMS | GN00001665 | RSUD ABDUL MADJID BATOE | JAMBI | JAMBI | JAMBI | MAIN UNIT | CUSTOMER | - |  | 27 June 2016 |  | - |  | - |  | ACTIVE
1005M9AGB00033R | HC10A | HEMATOLOGY ANALYZER LABGEO HC10 | DIAGNOSTIC 2 | THERMO SCI/ BRAHMS | GN00010622 | PUSKESMAS BERASTAGI | PEMATANG SIANTAR | SUMATERA UTARA | MEDAN | MAIN UNIT | CUSTOMER | 26 April 2016 | ARBIANSYAH - TSE | 13 April 2016 |  | 26 April 2016 | ARBIANSYAH - TSE | - |  | ACTIVE
1005M9AGB00035L | HC10A | HEMATOLOGY ANALYZER LABGEO HC10 | DIAGNOSTIC 2 | THERMO SCI/ BRAHMS | GN17070014 | RSUD SADIKIN KOTA PARIAMAN | PADANG | SUMATERA BARAT | PADANG | MAIN UNIT | CUSTOMER | - |  | 28 December 2015 |  | - |  | - |  | ACTIVE
1005M9AGB00036K | HC10A | HEMATOLOGY ANALYZER LABGEO HC10 | DIAGNOSTIC 2 | THERMO SCI/ BRAHMS | GN00011026 | UPT KESEHATAN WILAYAH LEMBANG | BANDUNG | JAWA BARAT | BANDUNG | MAIN UNIT | CUSTOMER | - |  | 11 March 2016 |  | - |  | - |  | ACTIVE
1005M9AGB00037A | HC10A | HEMATOLOGY ANALYZER LABGEO HC10 | DIAGNOSTIC 2 | THERMO SCI/ BRAHMS | GN00010612 | PUSKESMAS TIGABINANGA | PEMATANG SIANTAR | SUMATERA UTARA | MEDAN | MAIN UNIT | CUSTOMER | 26 April 2016 | ARBIANSYAH - TSE | 13 April 2016 |  | 26 April 2016 | ARBIANSYAH - TSE | - |  | ACTIVE
1005M9AGB00038X | HC10A | HEMATOLOGY ANALYZER LABGEO HC10 | DIAGNOSTIC 2 | THERMO SCI/ BRAHMS | GN00000319 | RSUP H ADAM MALIK | MEDAN | SUMATERA UTARA | MEDAN | MAIN UNIT | CUSTOMER | - |  | 9 August 2016 |  | - |  | - |  | ACTIVE
1005M9AGB00039F | HC10A | HEMATOLOGY ANALYZER LABGEO HC10 | DIAGNOSTIC 2 | THERMO SCI/ BRAHMS | GN00011553 | DINAS KESEHATAN PULAU MOROTAI | MANADO | SULAWESI UTARA | MANADO | MAIN UNIT | CUSTOMER | 1 July 2016 | WISPI SIAGARI - TSE | 1 July 2016 |  | 1 July 2016 | WISPI SIAGARI - TSE | - |  | ACTIVE
1005M9AGB00041W | HC10A | HEMATOLOGY ANALYZER LABGEO HC10 | DIAGNOSTIC 2 | THERMO SCI/ BRAHMS | GN00010984 | PUSKESMAS CICANGKANG | BANDUNG | JAWA BARAT | BANDUNG | MAIN UNIT | CUSTOMER | - |  | 1 March 2016 |  | - |  | - |  | ACTIVE
1005M9AGB00042T | HC10A | HEMATOLOGY ANALYZER LABGEO HC10 | DIAGNOSTIC 2 | THERMO SCI/ BRAHMS | GN19080003 | PUSKESMAS CAMPAKA | BOGOR | JAWA BARAT | BOGOR | MAIN UNIT | CUSTOMER | - |  | 1 January 2010 |  | - |  | - |  | ACTIVE
1005M9AGB00043Z | HC10A | HEMATOLOGY ANALYZER LABGEO HC10 | DIAGNOSTIC 2 | THERMO SCI/ BRAHMS | GN18010002 | PUSKESMAS CIBODAS | BANDUNG | JAWA BARAT | BANDUNG | MAIN UNIT | CUSTOMER | 9 January 2018 | TRIYONO - TSE AREA BARAT | 29 December 2015 |  | 9 January 2018 | TRIYONO - TSE AREA BARAT | - |  | ACTIVE
1005M9AGB00044P | HC10A | HEMATOLOGY ANALYZER LABGEO HC10 | DIAGNOSTIC 2 | THERMO SCI/ BRAHMS | GN00000226 | RSU INDRASARI RENGAT | PEKAN BARU | RIAU | RENGAT | MAIN UNIT | CUSTOMER | - |  | 26 October 2016 |  | - |  | - |  | ACTIVE
1005M9AGB00045N | HC10A | HEMATOLOGY ANALYZER LABGEO HC10 | DIAGNOSTIC 2 | THERMO SCI/ BRAHMS | GN00011553 | DINAS KESEHATAN PULAU MOROTAI | MANADO | SULAWESI UTARA | MANADO | MAIN UNIT | CUSTOMER | 1 July 2016 | WISPI SIAGARI - TSE | 1 July 2016 |  | 1 July 2016 | WISPI SIAGARI - TSE | - |  | ACTIVE
1005M9AGB00046R | HC10A | HEMATOLOGY ANALYZER LABGEO HC10 | DIAGNOSTIC 2 | THERMO SCI/ BRAHMS | GN00010624 | PUSKESMAS TIGAPANAH | PEMATANG SIANTAR | SUMATERA UTARA | MEDAN | MAIN UNIT | CUSTOMER | 26 April 2016 | ARBIANSYAH - TSE | 13 April 2016 |  | 26 April 2016 | ARBIANSYAH - TSE | - |  | ACTIVE
1005M9AGB00047M | HC10A | HEMATOLOGY ANALYZER LABGEO HC10 | DIAGNOSTIC 2 | THERMO SCI/ BRAHMS | GN00010983 | PUSKESMAS CIHAMPELAS | BANDUNG | JAWA BARAT | BANDUNG | MAIN UNIT | CUSTOMER | 1 March 2016 | SUKMA WIJAYA - TSE | 1 March 2016 |  | 1 March 2016 | SUKMA WIJAYA - TSE | - |  | ACTIVE
1005M9AGB00048L | HC10A | HEMATOLOGY ANALYZER LABGEO HC10 | DIAGNOSTIC 2 | THERMO SCI/ BRAHMS | GN00010989 | PUSKESMAS CIPATAT | BANDUNG | JAWA BARAT | BANDUNG | MAIN UNIT | CUSTOMER | - |  | 10 March 2016 |  | - |  | - |  | ACTIVE
1005M9AGB00049K | HC10A | HEMATOLOGY ANALYZER LABGEO HC10 | DIAGNOSTIC 2 | THERMO SCI/ BRAHMS | GN00010621 | PUSKESMAS KABANJAHE | MEDAN | SUMATERA UTARA | MEDAN | MAIN UNIT | CUSTOMER | 26 April 2016 | ARBIANSYAH - TSE | 13 April 2016 |  | 26 April 2016 | ARBIANSYAH - TSE | - |  | ACTIVE
1005M9AGB00051D | HC10A | HEMATOLOGY ANALYZER LABGEO HC10 | DIAGNOSTIC 2 | THERMO SCI/ BRAHMS | GN17120024 | PUSKESMAS GUNUNG HALU | BANDUNG | JAWA BARAT | BANDUNG | MAIN UNIT | CUSTOMER | - |  | 11 December 2017 |  | - |  | - |  | ACTIVE
1005M9AGB00052E | HC10A | HEMATOLOGY ANALYZER LABGEO HC10 | DIAGNOSTIC 2 | THERMO SCI/ BRAHMS | GN00010605 | PUSKESMAS SINGGABUR | PEMATANG SIANTAR | SUMATERA UTARA | MEDAN | MAIN UNIT | CUSTOMER | 20 October 2016 | SATRIA KUSUMA - TSE | 20 October 2016 |  | 20 October 2016 | SATRIA KUSUMA - TSE | - |  | ACTIVE
1005M9AGB00053H | HC10A | HEMATOLOGY ANALYZER LABGEO HC10 | DIAGNOSTIC 2 | THERMO SCI/ BRAHMS | GN00010600 | PUSKESMAS TIBAN BARU | BATAM | KEPULAUAN RIAU | BATAM | MAIN UNIT | CUSTOMER | 7 February 2016 | GATOT SURYA ADIPUTRA - TSE | 2 January 2016 |  | 7 February 2016 | GATOT SURYA ADIPUTRA - TSE | - |  | ACTIVE
1005M9AGB00054W | HC10A | HEMATOLOGY ANALYZER LABGEO HC10 | DIAGNOSTIC 2 | THERMO SCI/ BRAHMS | GN00002985 | WORKSHOOP CSM PUSAT | PUSAT | DKI JAKARTA | JAKARTA TIMUR | MAIN UNIT | EMP | - |  | 19 October 2018 |  | - |  | - |  | ACTIVE
1005M9AGB0005T | HC10A | HEMATOLOGY ANALYZER LABGEO HC10 | DIAGNOSTIC 2 | THERMO SCI/ BRAHMS | GN00000319 | RSUP H ADAM MALIK | MEDAN | SUMATERA UTARA | MEDAN | MAIN UNIT | CUSTOMER | - |  | 9 August 2016 |  | - |  | - |  | ACTIVE
1005M9AGB0007H | HC10A | HEMATOLOGY ANALYZER LABGEO HC10 | DIAGNOSTIC 2 | THERMO SCI/ BRAHMS | GN00009738 | PUSKESMAS BANJAR BARU | BANDAR LAMPUNG | LAMPUNG | BANDAR LAMPUNG | MAIN UNIT | CUSTOMER | - |  | 13 January 2016 |  | - |  | - |  | ACTIVE
1005M9AH400001 | HC10A | HEMATOLOGY ANALYZER LABGEO HC10 | DIAGNOSTIC 2 | THERMO SCI/ BRAHMS | GN00003001 | PT. ENSEVAL MEDIKA PRIMA - HO | PUSAT | DKI JAKARTA | JAKARTA TIMUR | MAIN UNIT | EMP | 29 July 2019 | BARITA P-SIMAMORA - TSE | 15 September 2016 |  | 29 July 2019 | BARITA P-SIMAMORA - TSE | - |  | ACTIVE
1005M9AH400002 | HC10A | HEMATOLOGY ANALYZER LABGEO HC10 | DIAGNOSTIC 2 | THERMO SCI/ BRAHMS | GN00002986 | RDC PUSAT - RAWAGELAM | PUSAT | DKI JAKARTA | JAKARTA TIMUR | MAIN UNIT | EMP | 9 June 2016 | MOHAMAD SUKARJO - TSE CP | 24 May 2016 |  | 9 June 2016 | MOHAMAD SUKARJO - TSE CP | - |  | ACTIVE
1005M9AH400002K | HC10A | HEMATOLOGY ANALYZER LABGEO HC10 | DIAGNOSTIC 2 | THERMO SCI/ BRAHMS | GN00003043 | DINAS KESEHATAN KAB/ KOTA. SERDANG BEDAGAI | MEDAN | SUMATERA UTARA | SERDANG BEDAGAI | MAIN UNIT | CUSTOMER | 4 October 2016 | ARBIANSYAH - TSE | 4 October 2016 |  | 4 October 2016 | ARBIANSYAH - TSE | - |  | ACTIVE
1005M9AH400003 | HC10A | HEMATOLOGY ANALYZER LABGEO HC10 | DIAGNOSTIC 2 | THERMO SCI/ BRAHMS | GN00002986 | RDC PUSAT - RAWAGELAM | PUSAT | DKI JAKARTA | JAKARTA TIMUR | MAIN UNIT | EMP | 9 June 2016 | MOHAMAD SUKARJO - TSE CP | 24 May 2016 |  | 9 June 2016 | MOHAMAD SUKARJO - TSE CP | - |  | ACTIVE
1005M9AH400003E | IVC10 | SAMSUNG LABGEO HEMATOLOGI | DIAGNOSTIC 2 | THERMO SCI/ BRAHMS | GN00002798 | LAB PRODIA PUSAT RUJUKAN NASIONAL (PRN) | JAKARTA-1 | DKI JAKARTA | JAKARTA PUSAT | MAIN UNIT | EMP | - |  | 22 August 2016 |  | - |  | - |  | ACTIVE
1005M9AH400004 | HC10A | HEMATOLOGY ANALYZER LABGEO HC10 | DIAGNOSTIC 2 | THERMO SCI/ BRAHMS | GN00002986 | RDC PUSAT - RAWAGELAM | PUSAT | DKI JAKARTA | JAKARTA TIMUR | MAIN UNIT | EMP | 9 June 2016 | MOHAMAD SUKARJO - TSE CP | 24 May 2016 |  | 9 June 2016 | MOHAMAD SUKARJO - TSE CP | - |  | ACTIVE
1005M9AH400004L | HC10A | HEMATOLOGY ANALYZER LABGEO HC10 | DIAGNOSTIC 2 | THERMO SCI/ BRAHMS | GN00011251 | RSUD WARU PAMEKASAN | SURABAYA-2 | JAWA TIMUR | SURABAYA | MAIN UNIT | CUSTOMER | - |  | 3 May 2017 |  | - |  | - |  | ACTIVE
1005M9AH400005 | HC10A | HEMATOLOGY ANALYZER LABGEO HC10 | DIAGNOSTIC 2 | THERMO SCI/ BRAHMS | GN00002986 | RDC PUSAT - RAWAGELAM | PUSAT | DKI JAKARTA | JAKARTA TIMUR | MAIN UNIT | EMP | 9 June 2016 | MOHAMAD SUKARJO - TSE CP | 24 May 2016 |  | 9 June 2016 | MOHAMAD SUKARJO - TSE CP | - |  | ACTIVE
1005M9AH400005D | HC10A | HEMATOLOGY ANALYZER LABGEO HC10 | DIAGNOSTIC 2 | THERMO SCI/ BRAHMS | GN00003469 | RS BESEMAH PAGARALAM | PALEMBANG | SUMATERA SELATAN | PALEMBANG | MAIN UNIT | EMP | - |  | 1 October 2016 |  | - |  | - |  | ACTIVE
1005M9AH400006 | HC10A | HEMATOLOGY ANALYZER LABGEO HC10 | DIAGNOSTIC 2 | THERMO SCI/ BRAHMS | GN00002986 | RDC PUSAT - RAWAGELAM | PUSAT | DKI JAKARTA | JAKARTA TIMUR | MAIN UNIT | EMP | 9 June 2016 | MOHAMAD SUKARJO - TSE CP | 24 May 2016 |  | 9 June 2016 | MOHAMAD SUKARJO - TSE CP | - |  | ACTIVE
1005M9AH400006M | HC10A | HEMATOLOGY ANALYZER LABGEO HC10 | DIAGNOSTIC 2 | THERMO SCI/ BRAHMS | GN00005849 | DINAS KESEHATAN KAB/ KOTA. NIAS | PEMATANG SIANTAR | SUMATERA UTARA | NIAS | MAIN UNIT | CUSTOMER | - |  | 24 October 2016 |  | - |  | - |  | ACTIVE
1005M9AH400007 | HC10A | HEMATOLOGY ANALYZER LABGEO HC10 | DIAGNOSTIC 2 | THERMO SCI/ BRAHMS | GN00002986 | RDC PUSAT - RAWAGELAM | PUSAT | DKI JAKARTA | JAKARTA TIMUR | MAIN UNIT | EMP | 9 June 2016 | MOHAMAD SUKARJO - TSE CP | 24 May 2016 |  | 9 June 2016 | MOHAMAD SUKARJO - TSE CP | - |  | ACTIVE
1005M9AH400007Y | IVC10 | SAMSUNG LABGEO HEMATOLOGI | DIAGNOSTIC 2 | THERMO SCI/ BRAHMS | GN00011357 | PUSKESMAS BOJONGSARI | PURWOKERTO | JAWA TENGAH | UNKNOWN | MAIN UNIT | CUSTOMER | - |  | 19 October 2016 |  | - |  | - |  | ACTIVE
1005M9AH400008R | HC10A | HEMATOLOGY ANALYZER LABGEO HC10 | DIAGNOSTIC 2 | THERMO SCI/ BRAHMS | GN19020010 | PUSKESMAS KECAMATAN SIMPANG RIMBA | PANGKAL PINANG | KEPULAUAN BANGKA BELITUNG | BELITUNG | MAIN UNIT | CUSTOMER | - |  | 8 February 2017 |  | - |  | - |  | ACTIVE
1005M9AH400009B | HC10A | HEMATOLOGY ANALYZER LABGEO HC10 | DIAGNOSTIC 2 | THERMO SCI/ BRAHMS | GN00003043 | DINAS KESEHATAN KAB/ KOTA. SERDANG BEDAGAI | MEDAN | SUMATERA UTARA | SERDANG BEDAGAI | MAIN UNIT | CUSTOMER | - |  | 5 December 2016 |  | - |  | - |  | ACTIVE
1005M9AH400010 | HC10A | HEMATOLOGY ANALYZER LABGEO HC10 | DIAGNOSTIC 2 | THERMO SCI/ BRAHMS | GN00002986 | RDC PUSAT - RAWAGELAM | PUSAT | DKI JAKARTA | JAKARTA TIMUR | MAIN UNIT | EMP | 9 June 2016 | MOHAMAD SUKARJO - TSE CP | 24 May 2016 |  | 9 June 2016 | MOHAMAD SUKARJO - TSE CP | - |  | ACTIVE
1005M9AH400010T | IVC10 | SAMSUNG LABGEO HEMATOLOGI | DIAGNOSTIC 2 | THERMO SCI/ BRAHMS | GN00000790 | RSU MASOHI | MAKASSAR | MALUKU | MALUKU TENGAH | MAIN UNIT | CUSTOMER | 14 August 2018 | TRIYONO - TSE AREA BARAT | 3 February 2017 |  | 14 August 2018 | TRIYONO - TSE AREA BARAT | - |  | ACTIVE
1005M9AH400011 | HC10A | HEMATOLOGY ANALYZER LABGEO HC10 | DIAGNOSTIC 2 | THERMO SCI/ BRAHMS | GN00001530 | DINAS KESEHATAN KAB PASURUAN | MALANG | JAWA TIMUR | PASURUAN | MAIN UNIT | CUSTOMER | - |  | 14 June 2017 |  | - |  | - |  | ACTIVE
1005M9AH400012 | HC10A | HEMATOLOGY ANALYZER LABGEO HC10 | DIAGNOSTIC 2 | THERMO SCI/ BRAHMS | GN00002986 | RDC PUSAT - RAWAGELAM | PUSAT | DKI JAKARTA | JAKARTA TIMUR | MAIN UNIT | EMP | 9 June 2016 | MOHAMAD SUKARJO - TSE CP | 24 May 2016 |  | 9 June 2016 | MOHAMAD SUKARJO - TSE CP | - |  | ACTIVE
1005M9AH400012W | HC10A | HEMATOLOGY ANALYZER LABGEO HC10 | DIAGNOSTIC 2 | THERMO SCI/ BRAHMS | GN00011337 | PUSKESMAS PURWOKERTO SELATAN | PURWOKERTO | JAWA TENGAH | UNKNOWN | MAIN UNIT | CUSTOMER | - |  | 2 December 2016 |  | - |  | - |  | ACTIVE
1005M9AH400013 | HC10A | HEMATOLOGY ANALYZER LABGEO HC10 | DIAGNOSTIC 2 | THERMO SCI/ BRAHMS | GN00002986 | RDC PUSAT - RAWAGELAM | PUSAT | DKI JAKARTA | JAKARTA TIMUR | MAIN UNIT | EMP | 9 June 2016 | MOHAMAD SUKARJO - TSE CP | 24 May 2016 |  | 9 June 2016 | MOHAMAD SUKARJO - TSE CP | - |  | ACTIVE
1005M9AH400013A | HC10A | HEMATOLOGY ANALYZER LABGEO HC10 | DIAGNOSTIC 2 | THERMO SCI/ BRAHMS | GN00012142 | Laboratorium Kesehatan Kota Kendari | MAKASSAR | SULAWESI SELATAN | KENDARI | MAIN UNIT | CUSTOMER | - |  | 18 December 2016 |  | - |  | - |  | ACTIVE
1005M9AH400014 | HC10A | HEMATOLOGY ANALYZER LABGEO HC10 | DIAGNOSTIC 2 | THERMO SCI/ BRAHMS | GN00002986 | RDC PUSAT - RAWAGELAM | PUSAT | DKI JAKARTA | JAKARTA TIMUR | MAIN UNIT | EMP | 9 June 2016 | MOHAMAD SUKARJO - TSE CP | 24 May 2016 |  | 9 June 2016 | MOHAMAD SUKARJO - TSE CP | - |  | ACTIVE
1005M9AH400014H | HC10A | HEMATOLOGY ANALYZER LABGEO HC10 | DIAGNOSTIC 2 | THERMO SCI/ BRAHMS | GN00011996 | Puskesmas Ngasem | KEDIRI | JAWA TIMUR | KEDIRI | MAIN UNIT | CUSTOMER | - |  | 13 December 2016 |  | - |  | - |  | ACTIVE
1005M9AH400015 | HC10A | HEMATOLOGY ANALYZER LABGEO HC10 | DIAGNOSTIC 2 | THERMO SCI/ BRAHMS | GN00002986 | RDC PUSAT - RAWAGELAM | PUSAT | DKI JAKARTA | JAKARTA TIMUR | MAIN UNIT | EMP | 9 June 2016 | MOHAMAD SUKARJO - TSE CP | 24 May 2016 |  | 9 June 2016 | MOHAMAD SUKARJO - TSE CP | - |  | ACTIVE
1005M9AH400015K | HC10A | HEMATOLOGY ANALYZER LABGEO HC10 | DIAGNOSTIC 2 | THERMO SCI/ BRAHMS | GN00006569 | DINAS KESEHATAN KAB/ KOTA. ASAHAN | PEMATANG SIANTAR | SUMATERA UTARA | ASAHAN | MAIN UNIT | CUSTOMER | 20 December 2016 | ARBIANSYAH - TSE | 20 December 2016 |  | 20 December 2016 | ARBIANSYAH - TSE | - |  | ACTIVE
1005M9AH400016 | HC10A | HEMATOLOGY ANALYZER LABGEO HC10 | DIAGNOSTIC 2 | THERMO SCI/ BRAHMS | GN00002986 | RDC PUSAT - RAWAGELAM | PUSAT | DKI JAKARTA | JAKARTA TIMUR | MAIN UNIT | EMP | 9 June 2016 | MOHAMAD SUKARJO - TSE CP | 24 May 2016 |  | 9 June 2016 | MOHAMAD SUKARJO - TSE CP | - |  | ACTIVE
1005M9AH400016E | HC10A | HEMATOLOGY ANALYZER LABGEO HC10 | DIAGNOSTIC 2 | THERMO SCI/ BRAHMS | GN00006569 | DINAS KESEHATAN KAB/ KOTA. ASAHAN | PEMATANG SIANTAR | SUMATERA UTARA | ASAHAN | MAIN UNIT | CUSTOMER | 20 December 2016 | ARBIANSYAH - TSE | 20 December 2016 |  | 20 December 2016 | ARBIANSYAH - TSE | - |  | ACTIVE
1005M9AH400017L | HC10A | HEMATOLOGY ANALYZER LABGEO HC10 | DIAGNOSTIC 2 | THERMO SCI/ BRAHMS | GN19100119 | RSAL Jend. Lilipory Sabang | BANDA ACEH | ACEH | BANDA ACEH | MAIN UNIT | EMP | 7 August 2019 |  | 13 December 2017 |  | 7 August 2019 |  | - |  | ACTIVE
1005M9AH400018 | HC10A | HEMATOLOGY ANALYZER LABGEO HC10 | DIAGNOSTIC 2 | THERMO SCI/ BRAHMS | GN00001530 | DINAS KESEHATAN KAB PASURUAN | MALANG | JAWA TIMUR | PASURUAN | MAIN UNIT | CUSTOMER | - |  | 14 June 2017 |  | - |  | - |  | ACTIVE
1005M9AH400019 | HC10A | HEMATOLOGY ANALYZER LABGEO HC10 | DIAGNOSTIC 2 | THERMO SCI/ BRAHMS | GN19020008 | PUSKESMAS PURBALINGGA | PURWOKERTO | JAWA TENGAH | PURBALINGGA | MAIN UNIT | CUSTOMER | - |  | 24 May 2016 |  | - |  | - |  | ACTIVE
1005M9AH400020 | HC10A | HEMATOLOGY ANALYZER LABGEO HC10 | DIAGNOSTIC 2 | THERMO SCI/ BRAHMS | GN00009135 | PUSKESMAS BOBOTSARI | PURWOKERTO | JAWA TENGAH | PURBALINGGA | MAIN UNIT | CUSTOMER | - |  | 24 May 2016 |  | - |  | - |  | ACTIVE
1005M9AH400021 | HC10A | HEMATOLOGY ANALYZER LABGEO HC10 | DIAGNOSTIC 2 | THERMO SCI/ BRAHMS | GN19020009 | PUSKESMAS KEMANGKON | PURWOKERTO | JAWA TENGAH | PURBALINGGA | MAIN UNIT | CUSTOMER | - |  | 24 May 2016 |  | - |  | - |  | ACTIVE
1005M9AH400022 | HC10A | HEMATOLOGY ANALYZER LABGEO HC10 | DIAGNOSTIC 2 | THERMO SCI/ BRAHMS | GN17110018 | PUSKESMAS KEBUMEN | YOGYAKARTA | YOGYAKARTA | YOGYAKARTA | MAIN UNIT | CUSTOMER | 2 May 2017 | DIAN FEBRIYANA - TSE | 4 September 2020 | RIDWAN - TSE | 2 May 2017 | DIAN FEBRIYANA - TSE | 4 September 2020 | RIDWAN - TSE | ACTIVE
1005M9AH400023 | HC10A | HEMATOLOGY ANALYZER LABGEO HC10 | DIAGNOSTIC 2 | THERMO SCI/ BRAHMS | GN00001530 | DINAS KESEHATAN KAB PASURUAN | MALANG | JAWA TIMUR | PASURUAN | MAIN UNIT | CUSTOMER | - |  | 14 June 2017 |  | - |  | - |  | ACTIVE
1005M9AH400024 | HC10A | HEMATOLOGY ANALYZER LABGEO HC10 | DIAGNOSTIC 2 | THERMO SCI/ BRAHMS | GN00002986 | RDC PUSAT - RAWAGELAM | PUSAT | DKI JAKARTA | JAKARTA TIMUR | MAIN UNIT | EMP | 9 June 2016 | MOHAMAD SUKARJO - TSE CP | 24 May 2016 |  | 9 June 2016 | MOHAMAD SUKARJO - TSE CP | - |  | ACTIVE
1005M9AH400025 | HC10A | HEMATOLOGY ANALYZER LABGEO HC10 | DIAGNOSTIC 2 | THERMO SCI/ BRAHMS | GN00001530 | DINAS KESEHATAN KAB PASURUAN | MALANG | JAWA TIMUR | PASURUAN | MAIN UNIT | CUSTOMER | - |  | 14 June 2017 |  | - |  | - |  | ACTIVE
1005M9GB00001J | HC10A | HEMATOLOGY ANALYZER LABGEO HC10 | DIAGNOSTIC 2 | THERMO SCI/ BRAHMS | GN00002986 | RDC PUSAT - RAWAGELAM | PUSAT | DKI JAKARTA | JAKARTA TIMUR | MAIN UNIT | EMP | - |  | - |  | 2 July 2020 | NURIL MAGHFIROH - TSE CSR | - |  | ACTIVE
1007007530 | 00205 |  |  |  | GN00011539 | PG23 | PUSAT | DKI JAKARTA | JAKARTA TIMUR | MAIN UNIT | EMP | 21 April 2016 | ANDI ISMAIL - SPV TSE TIMUR | 1 January 1900 |  | 21 April 2016 | ANDI ISMAIL - SPV TSE TIMUR | - |  | INACTIVE
1007007531 | 00205 |  |  |  | GN00003001 | PT. ENSEVAL MEDIKA PRIMA - HO | PUSAT | DKI JAKARTA | JAKARTA TIMUR | MAIN UNIT | EMP | 25 November 2015 | IRWIN HADI SUTJAHJONO | 22 June 2019 |  | 25 November 2015 | IRWIN HADI SUTJAHJONO | 14 January 2025 | SAHID DERMAWAN - SPV TSE BARAT | INACTIVE
1007007532 | 00205 |  |  |  | GN00002655 | PMI CILACAP | PURWOKERTO | JAWA TENGAH | CILACAP | MAIN UNIT | EMP | - |  | 1 January 2010 |  | - |  | - |  | INACTIVE
1007007533 | 00205 |  |  |  | GN17040004 | Klinik Argaraya Medika | MALANG | JAWA TIMUR | MALANG | MAIN UNIT | EMP | 1 March 2017 | FAJAR NUR HIDAYAT | 1 March 2017 |  | 1 March 2017 | FAJAR NUR HIDAYAT | - |  | INACTIVE
1007007534 | 00205 |  |  |  | GN00004559 | POLTEKKES BSI YOGYA/PTTP | YOGYAKARTA | YOGYAKARTA | YOGYAKARTA | MAIN UNIT | EMP | 18 January 2017 | ARIF SETYAWAN - VACANT | 4 March 2015 |  | 18 January 2017 | ARIF SETYAWAN - VACANT | - |  | INACTIVE
1007007535 | 00205 |  |  |  | GN00000009 | RSU DR CIPTO MANGUNKUSUMO | JAKARTA-1 | DKI JAKARTA | JAKARTA PUSAT | MAIN UNIT | EMP | 18 March 2015 | TRIYONO - TSE AREA BARAT | 18 February 2015 |  | 18 March 2015 | TRIYONO - TSE AREA BARAT | - |  | INACTIVE
1007007536 | 00205 |  |  |  | GN00003001 | PT. ENSEVAL MEDIKA PRIMA - HO | PUSAT | DKI JAKARTA | JAKARTA TIMUR | MAIN UNIT | EMP | 8 June 2015 | ACH TAUFAN - CORE | 3 January 2019 |  | 8 June 2015 | ACH TAUFAN - CORE | 14 January 2025 | SAHID DERMAWAN - SPV TSE BARAT | INACTIVE
1007007538 | 00205 |  |  |  | GN00003001 | PT. ENSEVAL MEDIKA PRIMA - HO | PUSAT | DKI JAKARTA | JAKARTA TIMUR | MAIN UNIT | EMP | 1 February 1990 | SUSWENDI EKA PUTRA | 11 January 2010 |  | 1 February 1990 | SUSWENDI EKA PUTRA | - |  | INACTIVE
1007007539 | 00205 |  |  |  | GN00002419 | RS USU ( UNIVERSITAS SUMATERA UTARA ) | MEDAN | SUMATERA UTARA | MEDAN | MAIN UNIT | CUSTOMER | 21 April 2017 |  | 1 January 2013 |  | 21 April 2017 |  | - |  | INACTIVE
1007007540 | 00205 |  |  |  | GN00011539 | PG23 | PUSAT | DKI JAKARTA | JAKARTA TIMUR | MAIN UNIT | EMP | 5 March 2015 | MUNADI - TSE | 1 January 1900 |  | 5 March 2015 | MUNADI - TSE | - |  | INACTIVE
1007007543 | 00205 |  |  |  | GN00002667 | PMI SOLO | SOLO | JAWA TENGAH | SURAKARTA | MAIN UNIT | EMP | - |  | 1 January 2010 |  | - |  | - |  | INACTIVE
1007007544 | 00205 |  |  |  | GN00002613 | PMI UTD GORONTALO | MANADO | SULAWESI UTARA | GORONTALO | MAIN UNIT | EMP | - |  | 1 January 2010 |  | - |  | - |  | INACTIVE
1007007545 | 00205 |  |  |  | GN00007504 | PMI KOTA JAYAPURA | JAYAPURA | PAPUA | JAYAPURA | MAIN UNIT | EMP | - |  | 1 January 2010 |  | - |  | - |  | INACTIVE
1007007547 | 00205 |  |  |  | GN00003001 | PT. ENSEVAL MEDIKA PRIMA - HO | PUSAT | DKI JAKARTA | JAKARTA TIMUR | MAIN UNIT | EMP | - |  | 27 November 2014 |  | - |  | - |  | INACTIVE
10092150 | AS30U | SUCTION PUMP SAM-35 | IMAGING | M.G. ELECTRIC - UK | GN00001829 | RSUD BANGIL | MALANG | JAWA TIMUR | MALANG | MAIN UNIT | CUSTOMER | 10 April 2015 |  | 1 January 1900 |  | 10 April 2015 |  | - |  | ACTIVE
1009M9AGB00032N | HC10A | HEMATOLOGY ANALYZER LABGEO HC10 | DIAGNOSTIC 2 | THERMO SCI/ BRAHMS | GN00001665 | RSUD ABDUL MADJID BATOE | JAMBI | JAMBI | JAMBI | MAIN UNIT | CUSTOMER | - |  | 28 June 2016 |  | - |  | - |  | ACTIVE
101/IV/14 | TE019 | WARMER TSN 807 IWSC | IMAGING | TESENA INOVINDO, PT | GN00000967 | RSUD CILILIN | BANDUNG | JAWA BARAT | BANDUNG BARAT | MAIN UNIT | CUSTOMER | 18 December 2014 | SUKMA WIJAYA - TSE | 18 December 2014 |  | 18 December 2014 | SUKMA WIJAYA - TSE | - |  | ACTIVE
101/X/10 | TE007 | INCUBATOR TSN876MCD CBNT | IMAGING | TESENA INOVINDO, PT | GN00001216 | RSUD BANJARNEGARA | PURWOKERTO | JAWA TENGAH | BANJARNEGARA | MAIN UNIT | CUSTOMER | 9 April 2015 | DIAN FEBRIYANA - TSE | 10 December 2013 |  | 9 April 2015 | DIAN FEBRIYANA - TSE | - |  | ACTIVE
101/XI/05 | TE007 | INCUBATOR TSN876MCD CBNT | IMAGING | TESENA INOVINDO, PT | GN00001786 | RSUD DR SOEDIRAN MS WONOGIRI | SOLO | JAWA TENGAH | WONOGIRI | MAIN UNIT | CUSTOMER | 19 December 2014 | RAKHMAT | 1 January 1900 |  | 19 December 2014 | RAKHMAT | - |  | ACTIVE
101/XII/10 | BD910 |  |  |  | GN00001213 | RSUD MAJENANG | PURWOKERTO | JAWA TENGAH | CILACAP | MAIN UNIT | CUSTOMER | 22 October 2015 | DIAN FEBRIYANA - TSE | 1 January 1900 |  | 22 October 2015 | DIAN FEBRIYANA - TSE | - |  | INACTIVE
1010-2205 | MG12U | Suction SAM12 Mobile | IMAGING | M.G. ELECTRIC - UK | GN00001203 | RSU TASIKMALAYA MEDICAL CENTRE (TMC) | TASIKMALAYA | JAWA BARAT | TASIKMALAYA | MAIN UNIT | CUSTOMER | 28 September 2015 | SUKMA WIJAYA - TSE | 1 January 1900 |  | 28 September 2015 | SUKMA WIJAYA - TSE | - |  | INACTIVE
1010003673 | 00204 | BIOMERIEUX READER 270 |  |  | GN17120005 | AKADEMI BHAKTI KEMANUSIAAN PMI | DEPOK | JAWA BARAT | JAKARTA SELATAN | MAIN UNIT | EMP | 1 February 1990 | FARIDA ADELINA | 11 January 2010 |  | 1 February 1990 | FARIDA ADELINA | - |  | INACTIVE
1010003674 | 00204 | BIOMERIEUX READER 270 |  |  | GN00002419 | RS USU ( UNIVERSITAS SUMATERA UTARA ) | MEDAN | SUMATERA UTARA | MEDAN | MAIN UNIT | CUSTOMER | 21 April 2017 |  | 1 January 2013 |  | 21 April 2017 |  | - |  | INACTIVE
1010003681 | 00204 | BIOMERIEUX READER 270 |  |  | GN00002010 | UPT LAB BIOSCIENE & BIOTEKNOLOGI (UNUD) | DENPASAR | BALI | DENPASAR | MAIN UNIT | CUSTOMER | 1 February 1990 | I KADEK - TSE | 1 January 1900 |  | 1 February 1990 | I KADEK - TSE | - |  | INACTIVE
1010003682 | 00204 | BIOMERIEUX READER 270 |  |  | GN00002985 | WORKSHOOP CSM PUSAT | PUSAT | DKI JAKARTA | JAKARTA TIMUR | MAIN UNIT | EMP | - |  | 29 December 2017 |  | - |  | - |  | INACTIVE
10102192 | AS20U | Suction Pump Sam-18 |  |  | GN00000868 | RSU PROV SULBAR | MAKASSAR | SULAWESI BARAT | MAMUJU | MAIN UNIT | CUSTOMER | 10 April 2015 |  | 1 January 1900 |  | 10 April 2015 |  | - |  | INACTIVE
10102193 | AS20U | Suction Pump Sam-18 |  |  | GN00000868 | RSU PROV SULBAR | MAKASSAR | SULAWESI BARAT | MAMUJU | MAIN UNIT | CUSTOMER | 10 April 2015 |  | 1 January 1900 |  | 10 April 2015 |  | - |  | INACTIVE
10102194 | AS20U | Suction Pump Sam-18 |  |  | GN00000868 | RSU PROV SULBAR | MAKASSAR | SULAWESI BARAT | MAMUJU | MAIN UNIT | CUSTOMER | 10 April 2015 |  | 1 January 1900 |  | 10 April 2015 |  | - |  | INACTIVE
10102195 | AS20U | Suction Pump Sam-18 |  |  | GN00000868 | RSU PROV SULBAR | MAKASSAR | SULAWESI BARAT | MAMUJU | MAIN UNIT | CUSTOMER | 10 April 2015 |  | 1 January 1900 |  | 10 April 2015 |  | - |  | INACTIVE
10102196 | AS20U | Suction Pump Sam-18 |  |  | GN00000868 | RSU PROV SULBAR | MAKASSAR | SULAWESI BARAT | MAMUJU | MAIN UNIT | CUSTOMER | 10 April 2015 |  | 1 January 1900 |  | 10 April 2015 |  | - |  | INACTIVE
10102197 | AS20U | Suction Pump Sam-18 |  |  | GN00000868 | RSU PROV SULBAR | MAKASSAR | SULAWESI BARAT | MAMUJU | MAIN UNIT | CUSTOMER | 10 April 2015 |  | 1 January 1900 |  | 10 April 2015 |  | - |  | INACTIVE
10102198 | AS20U | Suction Pump Sam-18 |  |  | GN00000868 | RSU PROV SULBAR | MAKASSAR | SULAWESI BARAT | MAMUJU | MAIN UNIT | CUSTOMER | 10 April 2015 |  | 1 January 1900 |  | 10 April 2015 |  | - |  | INACTIVE
10102199 | AS20U | Suction Pump Sam-18 |  |  | GN00000868 | RSU PROV SULBAR | MAKASSAR | SULAWESI BARAT | MAMUJU | MAIN UNIT | CUSTOMER | 10 April 2015 |  | 1 January 1900 |  | 10 April 2015 |  | - |  | INACTIVE
10102200 | AS20U | Suction Pump Sam-18 |  |  | GN00000868 | RSU PROV SULBAR | MAKASSAR | SULAWESI BARAT | MAMUJU | MAIN UNIT | CUSTOMER | 10 April 2015 |  | 1 January 1900 |  | 10 April 2015 |  | - |  | INACTIVE
10102201 | AS20U | Suction Pump Sam-18 |  |  | GN00002683 | RS MITRA KELUARGA CIBUBUR | BOGOR | JAWA BARAT | BOGOR | MAIN UNIT | CUSTOMER | 26 September 2016 |  | 6 December 2011 |  | 26 September 2016 |  | - |  | INACTIVE
10102202 | AS10U | SUCTION PUMP SAM-12 | IMAGING | M.G. ELECTRIC - UK | GN00000868 | RSU PROV SULBAR | MAKASSAR | SULAWESI BARAT | MAMUJU | MAIN UNIT | CUSTOMER | 10 April 2015 |  | 1 January 1900 |  | 10 April 2015 |  | - |  | ACTIVE
1011-0812 | AS10U | SUCTION PUMP SAM-12 | IMAGING | M.G. ELECTRIC - UK | GN00004673 | RSUD AL-IHSAN BANDUNG | BANDUNG | JAWA BARAT | BANDUNG | MAIN UNIT | CUSTOMER | 17 February 2015 | SUKMA WIJAYA - TSE | 15 May 2010 |  | 17 February 2015 | SUKMA WIJAYA - TSE | - |  | ACTIVE
1011-2453 | AS10U | SUCTION PUMP SAM-12 | IMAGING | M.G. ELECTRIC - UK | GN00000218 | RSUD SIAK ( T RAFI'AN SIAK ) | PEKAN BARU | RIAU | SIAK SRI INDRAPURA | MAIN UNIT | CUSTOMER | 26 December 2014 |  | 1 January 1900 |  | 26 December 2014 |  | - |  | ACTIVE
1011-2463 | AS10U | SUCTION PUMP SAM-12 | IMAGING | M.G. ELECTRIC - UK | GN00004673 | RSUD AL-IHSAN BANDUNG | BANDUNG | JAWA BARAT | BANDUNG | MAIN UNIT | CUSTOMER | 1 February 1990 | SUKMA WIJAYA - TSE | 15 May 2010 |  | 1 February 1990 | SUKMA WIJAYA - TSE | - |  | ACTIVE
1011-2464 | AS10U | SUCTION PUMP SAM-12 | IMAGING | M.G. ELECTRIC - UK | GN00004673 | RSUD AL-IHSAN BANDUNG | BANDUNG | JAWA BARAT | BANDUNG | MAIN UNIT | CUSTOMER | 1 February 1990 | SUKMA WIJAYA - TSE | 15 May 2010 |  | 1 February 1990 | SUKMA WIJAYA - TSE | - |  | ACTIVE
1011-2465 | AS10U | SUCTION PUMP SAM-12 | IMAGING | M.G. ELECTRIC - UK | GN00004673 | RSUD AL-IHSAN BANDUNG | BANDUNG | JAWA BARAT | BANDUNG | MAIN UNIT | CUSTOMER | 1 February 1990 | SUKMA WIJAYA - TSE | 15 May 2010 |  | 1 February 1990 | SUKMA WIJAYA - TSE | - |  | ACTIVE
1011-2466 | AS10U | SUCTION PUMP SAM-12 | IMAGING | M.G. ELECTRIC - UK | GN00004673 | RSUD AL-IHSAN BANDUNG | BANDUNG | JAWA BARAT | BANDUNG | MAIN UNIT | CUSTOMER | 1 February 1990 | SUKMA WIJAYA - TSE | 15 May 2010 |  | 1 February 1990 | SUKMA WIJAYA - TSE | - |  | ACTIVE
1011-2467 | AS10U | SUCTION PUMP SAM-12 | IMAGING | M.G. ELECTRIC - UK | GN00004673 | RSUD AL-IHSAN BANDUNG | BANDUNG | JAWA BARAT | BANDUNG | MAIN UNIT | CUSTOMER | 17 February 2015 | SUKMA WIJAYA - TSE | 15 May 2010 |  | 17 February 2015 | SUKMA WIJAYA - TSE | - |  | ACTIVE
1011-2469 | AS10U | SUCTION PUMP SAM-12 | IMAGING | M.G. ELECTRIC - UK | GN00004673 | RSUD AL-IHSAN BANDUNG | BANDUNG | JAWA BARAT | BANDUNG | MAIN UNIT | CUSTOMER | 17 February 2015 | SUKMA WIJAYA - TSE | 15 May 2010 |  | 17 February 2015 | SUKMA WIJAYA - TSE | - |  | ACTIVE
1011-2470 | AS10U | SUCTION PUMP SAM-12 | IMAGING | M.G. ELECTRIC - UK | GN00004673 | RSUD AL-IHSAN BANDUNG | BANDUNG | JAWA BARAT | BANDUNG | MAIN UNIT | CUSTOMER | 17 February 2015 | SUKMA WIJAYA - TSE | 15 May 2010 |  | 17 February 2015 | SUKMA WIJAYA - TSE | - |  | ACTIVE
1011-2528 | AS20U | Suction Pump Sam-18 |  |  | GN00003087 | RSU PROV BAHTERAMAS | MAKASSAR | SULAWESI SELATAN | MAKASSAR | MAIN UNIT | CUSTOMER | 22 August 2014 | HARI UDI RAHARJO - TSE | 1 January 1900 |  | 22 August 2014 | HARI UDI RAHARJO - TSE | - |  | INACTIVE
1011-2529 | AS20U | Suction Pump Sam-18 |  |  | GN00003087 | RSU PROV BAHTERAMAS | MAKASSAR | SULAWESI SELATAN | MAKASSAR | MAIN UNIT | CUSTOMER | 22 August 2014 | HARI UDI RAHARJO - TSE | 1 January 1900 |  | 22 August 2014 | HARI UDI RAHARJO - TSE | - |  | INACTIVE
1011-2530 | AS20U | Suction Pump Sam-18 |  |  | GN00003087 | RSU PROV BAHTERAMAS | MAKASSAR | SULAWESI SELATAN | MAKASSAR | MAIN UNIT | CUSTOMER | 22 August 2014 | HARI UDI RAHARJO - TSE | 1 January 1900 |  | 22 August 2014 | HARI UDI RAHARJO - TSE | - |  | INACTIVE
1011-2531 | AS20U | Suction Pump Sam-18 |  |  | GN00003087 | RSU PROV BAHTERAMAS | MAKASSAR | SULAWESI SELATAN | MAKASSAR | MAIN UNIT | CUSTOMER | 22 August 2014 | HARI UDI RAHARJO - TSE | 1 January 1900 |  | 22 August 2014 | HARI UDI RAHARJO - TSE | - |  | INACTIVE
1011-2532 | AS20U | Suction Pump Sam-18 |  |  | GN00001214 | RSUD AJIBARANG | PURWOKERTO | JAWA TENGAH | BANYUMAS | MAIN UNIT | CUSTOMER | 1 February 1990 | DIAN FEBRIYANA - TSE | 1 January 1900 |  | 1 February 1990 | DIAN FEBRIYANA - TSE | - |  | INACTIVE
10112483 | AS30U | SUCTION PUMP SAM-35 | IMAGING | M.G. ELECTRIC - UK | GN00000008 | RSPAD GATOT SOEBROTO | JAKARTA-1 | DKI JAKARTA | JAKARTA PUSAT | MAIN UNIT | CUSTOMER | 28 June 2016 |  | 1 January 2012 |  | 28 June 2016 |  | - |  | ACTIVE
10112484 | AS30U | SUCTION PUMP SAM-35 | IMAGING | M.G. ELECTRIC - UK | GN00000008 | RSPAD GATOT SOEBROTO | JAKARTA-1 | DKI JAKARTA | JAKARTA PUSAT | MAIN UNIT | CUSTOMER | 28 June 2016 |  | 1 January 2010 |  | 28 June 2016 |  | - |  | ACTIVE
1012-2417 | AS10U | SUCTION PUMP SAM-12 | IMAGING | M.G. ELECTRIC - UK | GN00004673 | RSUD AL-IHSAN BANDUNG | BANDUNG | JAWA BARAT | BANDUNG | MAIN UNIT | CUSTOMER | 17 February 2015 | SUKMA WIJAYA - TSE | 15 May 2010 |  | 17 February 2015 | SUKMA WIJAYA - TSE | - |  | ACTIVE
1012-2418 | AS10U | SUCTION PUMP SAM-12 | IMAGING | M.G. ELECTRIC - UK | GN00004673 | RSUD AL-IHSAN BANDUNG | BANDUNG | JAWA BARAT | BANDUNG | MAIN UNIT | CUSTOMER | 17 February 2015 | SUKMA WIJAYA - TSE | 15 May 2010 |  | 17 February 2015 | SUKMA WIJAYA - TSE | - |  | ACTIVE
1012-2467 | AS10U | SUCTION PUMP SAM-12 | IMAGING | M.G. ELECTRIC - UK | GN00004673 | RSUD AL-IHSAN BANDUNG | BANDUNG | JAWA BARAT | BANDUNG | MAIN UNIT | CUSTOMER | 24 December 2014 | SUKMA WIJAYA - TSE | 14 October 2013 |  | 24 December 2014 | SUKMA WIJAYA - TSE | - |  | ACTIVE
101211006879 | 0Z204 |  |  |  | GN00002283 | BALAI PENYIDIKAN & PENGUJIAN VETERINER MEDAN ( BALITVET ) | MEDAN | SUMATERA UTARA | MEDAN | MAIN UNIT | CUSTOMER | 8 May 2015 | ARBIANSYAH - TSE | 8 May 2015 |  | 8 May 2015 | ARBIANSYAH - TSE | - |  | INACTIVE
1013-2067 | AS20U | Suction Pump Sam-18 |  |  | GN00001823 | RSUD Dr. SAIFUL ANWAR PROV JAWA TIMUR | MALANG | JAWA TIMUR | MALANG | MAIN UNIT | CUSTOMER | - |  | 16 October 2014 |  | - |  | - |  | INACTIVE
1013-2068 | MG18U | Suction Sam-18 Mobile |  |  | GN00001823 | RSUD Dr. SAIFUL ANWAR PROV JAWA TIMUR | MALANG | JAWA TIMUR | MALANG | MAIN UNIT | CUSTOMER | - |  | 16 October 2014 |  | - |  | - |  | INACTIVE
1013-2076 | AS14U | SUCTION UNIT SAM-14 | IMAGING | M.G. ELECTRIC - UK | GN00000149 | RSUD KAYU AGUNG | PALEMBANG | SUMATERA SELATAN | KOTA KAYU AGUNG | MAIN UNIT | CUSTOMER | 23 August 2016 |  | 29 January 2013 |  | 23 August 2016 |  | - |  | ACTIVE
1013-2078 | AS14U | SUCTION UNIT SAM-14 | IMAGING | M.G. ELECTRIC - UK | GN00003061 | RS LARAS PTPN IV | MEDAN | SUMATERA UTARA | SIMALUNGUN | MAIN UNIT | CUSTOMER | 9 October 2014 | ARBIANSYAH - TSE | 7 January 2014 |  | 9 October 2014 | ARBIANSYAH - TSE | - |  | ACTIVE
1013-2079 | AS14U | SUCTION UNIT SAM-14 | IMAGING | M.G. ELECTRIC - UK | GN00001124 | RSUD DR. SOEKARDJO KOTA TASIKMALAYA | TASIKMALAYA | JAWA BARAT | TASIKMALAYA | MAIN UNIT | CUSTOMER | 11 September 2014 | SUKMA WIJAYA - TSE | 1 January 1900 |  | 11 September 2014 | SUKMA WIJAYA - TSE | - |  | ACTIVE
1013-2081 | AS14U | SUCTION UNIT SAM-14 | IMAGING | M.G. ELECTRIC - UK | GN00001124 | RSUD DR. SOEKARDJO KOTA TASIKMALAYA | TASIKMALAYA | JAWA BARAT | TASIKMALAYA | MAIN UNIT | CUSTOMER | 11 September 2014 | SUKMA WIJAYA - TSE | 1 January 1900 |  | 11 September 2014 | SUKMA WIJAYA - TSE | - |  | ACTIVE
1013-2082 | AS14U | SUCTION UNIT SAM-14 | IMAGING | M.G. ELECTRIC - UK | GN00001124 | RSUD DR. SOEKARDJO KOTA TASIKMALAYA | TASIKMALAYA | JAWA BARAT | TASIKMALAYA | MAIN UNIT | CUSTOMER | 11 September 2014 | SUKMA WIJAYA - TSE | 1 January 1900 |  | 11 September 2014 | SUKMA WIJAYA - TSE | - |  | ACTIVE
1013-2083 | AS14U | SUCTION UNIT SAM-14 | IMAGING | M.G. ELECTRIC - UK | GN00001069 | RSUD LEUWILIANG | BOGOR | JAWA BARAT | BOGOR | MAIN UNIT | CUSTOMER | 20 August 2014 | IBNUL AZIZ - TSE | 20 August 2014 |  | 20 August 2014 | IBNUL AZIZ - TSE | - |  | ACTIVE
1013-2084 | AS14U | SUCTION UNIT SAM-14 | IMAGING | M.G. ELECTRIC - UK | GN00001069 | RSUD LEUWILIANG | BOGOR | JAWA BARAT | BOGOR | MAIN UNIT | CUSTOMER | 20 August 2014 | IBNUL AZIZ - TSE | 20 August 2014 |  | 20 August 2014 | IBNUL AZIZ - TSE | - |  | ACTIVE
1013-2086 | AS20U | Suction Pump Sam-18 |  |  | GN00000180 | RSU DUMAI | PEKAN BARU | RIAU | DUMAI | MAIN UNIT | CUSTOMER | - |  | 30 December 2013 |  | - |  | - |  | INACTIVE
1013-2087 | AS20U | Suction Pump Sam-18 |  |  | GN00000528 | RSUD DR LOEKMONOHADI KUDUS | KUDUS | JAWA TENGAH | KUDUS | MAIN UNIT | CUSTOMER | 29 March 2017 |  | 9 December 2013 |  | 29 March 2017 |  | - |  | INACTIVE
1013-2088 | AS20U | Suction Pump Sam-18 |  |  | GN00000180 | RSU DUMAI | PEKAN BARU | RIAU | DUMAI | MAIN UNIT | CUSTOMER | - |  | 30 December 2013 |  | - |  | - |  | INACTIVE
1013-2108 | AS30U | SUCTION PUMP SAM-35 | IMAGING | M.G. ELECTRIC - UK | GN00002915 | RS KEJAKSAAN | JAKARTA-2 | DKI JAKARTA | JAKARTA TIMUR | MAIN UNIT | CUSTOMER | - |  | 17 December 2013 |  | - |  | - |  | ACTIVE
1013-2109 | AS30U | SUCTION PUMP SAM-35 | IMAGING | M.G. ELECTRIC - UK | GN00002915 | RS KEJAKSAAN | JAKARTA-2 | DKI JAKARTA | JAKARTA TIMUR | MAIN UNIT | CUSTOMER | - |  | 17 December 2013 |  | - |  | - |  | ACTIVE
1013-2166 | AS30U | SUCTION PUMP SAM-35 | IMAGING | M.G. ELECTRIC - UK | GN00002915 | RS KEJAKSAAN | JAKARTA-2 | DKI JAKARTA | JAKARTA TIMUR | MAIN UNIT | CUSTOMER | - |  | 17 December 2013 |  | - |  | - |  | ACTIVE
1013-2167 | AS30U | SUCTION PUMP SAM-35 | IMAGING | M.G. ELECTRIC - UK | GN00002915 | RS KEJAKSAAN | JAKARTA-2 | DKI JAKARTA | JAKARTA TIMUR | MAIN UNIT | CUSTOMER | - |  | 17 December 2013 |  | - |  | - |  | ACTIVE
1013-2168 | AS30U | SUCTION PUMP SAM-35 | IMAGING | M.G. ELECTRIC - UK | GN00002915 | RS KEJAKSAAN | JAKARTA-2 | DKI JAKARTA | JAKARTA TIMUR | MAIN UNIT | CUSTOMER | - |  | 17 December 2013 |  | - |  | - |  | ACTIVE
1013-2169 | AS30U | SUCTION PUMP SAM-35 | IMAGING | M.G. ELECTRIC - UK | GN00002915 | RS KEJAKSAAN | JAKARTA-2 | DKI JAKARTA | JAKARTA TIMUR | MAIN UNIT | CUSTOMER | - |  | 17 December 2013 |  | - |  | - |  | ACTIVE
1013-2170 | AS30U | SUCTION PUMP SAM-35 | IMAGING | M.G. ELECTRIC - UK | GN00002915 | RS KEJAKSAAN | JAKARTA-2 | DKI JAKARTA | JAKARTA TIMUR | MAIN UNIT | CUSTOMER | - |  | 17 December 2013 |  | - |  | - |  | ACTIVE
1014-1932 | AS10U | SUCTION PUMP SAM-12 | IMAGING | M.G. ELECTRIC - UK | GN00002986 | RDC PUSAT - RAWAGELAM | PUSAT | DKI JAKARTA | JAKARTA TIMUR | MAIN UNIT | EMP | - |  | 4 February 2019 |  | - |  | - |  | ACTIVE
1014-1933 | AS10U | SUCTION PUMP SAM-12 | IMAGING | M.G. ELECTRIC - UK | GN00001712 | RSU PROV BAHTERAMAS | PALU | SULAWESI TENGGARA | KENDARI | MAIN UNIT | CUSTOMER | 13 November 2014 | BUDI SUROSO - TSE | 1 January 1900 |  | 13 November 2014 | BUDI SUROSO - TSE | - |  | ACTIVE
1014-1934 | AS10U | SUCTION PUMP SAM-12 | IMAGING | M.G. ELECTRIC - UK | GN00001203 | RSU TASIKMALAYA MEDICAL CENTRE (TMC) | TASIKMALAYA | JAWA BARAT | TASIKMALAYA | MAIN UNIT | CUSTOMER | 13 November 2014 | SUKMA WIJAYA - TSE | 25 July 2016 |  | 13 November 2014 | SUKMA WIJAYA - TSE | - |  | ACTIVE
1014-1935 | AS10U | SUCTION PUMP SAM-12 | IMAGING | M.G. ELECTRIC - UK | GN00002986 | RDC PUSAT - RAWAGELAM | PUSAT | DKI JAKARTA | JAKARTA TIMUR | MAIN UNIT | EMP | 13 November 2014 | LEONARDUS ADI | 1 January 1900 |  | 13 November 2014 | LEONARDUS ADI | - |  | ACTIVE
1014-1936 | AS10U | SUCTION PUMP SAM-12 | IMAGING | M.G. ELECTRIC - UK | GN00001203 | RSU TASIKMALAYA MEDICAL CENTRE (TMC) | TASIKMALAYA | JAWA BARAT | TASIKMALAYA | MAIN UNIT | CUSTOMER | 13 November 2014 | SUKMA WIJAYA - TSE | 25 July 2016 |  | 13 November 2014 | SUKMA WIJAYA - TSE | - |  | ACTIVE
1014-1937 | AS10U | SUCTION PUMP SAM-12 | IMAGING | M.G. ELECTRIC - UK | GN00002986 | RDC PUSAT - RAWAGELAM | PUSAT | DKI JAKARTA | JAKARTA TIMUR | MAIN UNIT | EMP | - |  | 4 February 2019 |  | - |  | - |  | ACTIVE
1014-1992 | AS10U | SUCTION PUMP SAM-12 | IMAGING | M.G. ELECTRIC - UK | GN00002986 | RDC PUSAT - RAWAGELAM | PUSAT | DKI JAKARTA | JAKARTA TIMUR | MAIN UNIT | EMP | 12 November 2014 | GATOT SURYA ADIPUTRA - TSE | 1 January 1900 |  | 12 November 2014 | GATOT SURYA ADIPUTRA - TSE | - |  | ACTIVE
1014-1993 | AS10U | SUCTION PUMP SAM-12 | IMAGING | M.G. ELECTRIC - UK | GN00000595 | RSUD DR ABDUL AZIZ | PONTIANAK | KALIMANTAN BARAT | PONTIANAK | MAIN UNIT | CUSTOMER | 23 December 2014 | AGUS FAUZI | 19 December 2014 |  | 23 December 2014 | AGUS FAUZI | - |  | ACTIVE
1014-1994 | AS10U | SUCTION PUMP SAM-12 | IMAGING | M.G. ELECTRIC - UK | GN00000595 | RSUD DR ABDUL AZIZ | PONTIANAK | KALIMANTAN BARAT | PONTIANAK | MAIN UNIT | CUSTOMER | 13 November 2014 | LEONARDUS ADI | 19 December 2014 |  | 13 November 2014 | LEONARDUS ADI | - |  | ACTIVE
1014-1995 | AS10U | SUCTION PUMP SAM-12 | IMAGING | M.G. ELECTRIC - UK | GN00001203 | RSU TASIKMALAYA MEDICAL CENTRE (TMC) | TASIKMALAYA | JAWA BARAT | TASIKMALAYA | MAIN UNIT | CUSTOMER | 12 November 2014 | SUKMA WIJAYA - TSE | 18 December 2014 |  | 12 November 2014 | SUKMA WIJAYA - TSE | - |  | ACTIVE
1014-1996 | AS10U | SUCTION PUMP SAM-12 | IMAGING | M.G. ELECTRIC - UK | GN00002986 | RDC PUSAT - RAWAGELAM | PUSAT | DKI JAKARTA | JAKARTA TIMUR | MAIN UNIT | EMP | 13 November 2014 | LEONARDUS ADI | 1 January 1900 |  | 13 November 2014 | LEONARDUS ADI | - |  | ACTIVE
1014-2030 | AS20U | Suction Pump Sam-18 |  |  | GN00002986 | RDC PUSAT - RAWAGELAM | PUSAT | DKI JAKARTA | JAKARTA TIMUR | MAIN UNIT | EMP | 13 November 2014 | LEONARDUS ADI | 1 January 1900 |  | 13 November 2014 | LEONARDUS ADI | - |  | INACTIVE
1014-2031 | AS20U | Suction Pump Sam-18 |  |  | GN00002986 | RDC PUSAT - RAWAGELAM | PUSAT | DKI JAKARTA | JAKARTA TIMUR | MAIN UNIT | EMP | 13 November 2014 | LEONARDUS ADI | 1 January 1900 |  | 13 November 2014 | LEONARDUS ADI | - |  | INACTIVE
1014-2032 | MG40U | Suction Pump SAM420 | IMAGING | M.G. ELECTRIC - UK | GN00007750 | RS MITRA KELUARGA KENJERAN | SURABAYA-2 | JAWA TIMUR | SURABAYA | MAIN UNIT | CUSTOMER | 13 November 2014 | LEONARDUS ADI | 27 May 2021 | MIKKI FAHRIZI - TSE | 13 November 2014 | LEONARDUS ADI | 27 May 2021 | MIKKI FAHRIZI - TSE | INACTIVE
1014-2033 | AS10U | SUCTION PUMP SAM-12 | IMAGING | M.G. ELECTRIC - UK | GN00000965 | RSUD CICALENGKA | BANDUNG | JAWA BARAT | BANDUNG | MAIN UNIT | CUSTOMER | 12 November 2014 | SUKMA WIJAYA - TSE | 1 December 2014 |  | 12 November 2014 | SUKMA WIJAYA - TSE | - |  | ACTIVE
1014-2034 | AS10U | SUCTION PUMP SAM-12 | IMAGING | M.G. ELECTRIC - UK | GN00001214 | RSUD AJIBARANG | PURWOKERTO | JAWA TENGAH | BANYUMAS | MAIN UNIT | CUSTOMER | 28 April 2015 | DIAN FEBRIYANA - TSE | 12 November 2014 |  | 28 April 2015 | DIAN FEBRIYANA - TSE | - |  | ACTIVE
1014-2035 | AS10U | SUCTION PUMP SAM-12 | IMAGING | M.G. ELECTRIC - UK | GN00000192 | RS JIWA TAMPAN | PEKAN BARU | RIAU | PEKANBARU | MAIN UNIT | CUSTOMER | - |  | 11 January 2015 |  | - |  | - |  | ACTIVE
1014-2036 | AS10U | SUCTION PUMP SAM-12 | IMAGING | M.G. ELECTRIC - UK | GN00003378 | RS KEPOLISIAN BHAYANGKARA | MAKASSAR | SULAWESI SELATAN | MAKASSAR | MAIN UNIT | CUSTOMER | 12 November 2014 | GATOT SURYA ADIPUTRA - TSE | 1 January 1900 |  | 12 November 2014 | GATOT SURYA ADIPUTRA - TSE | - |  | ACTIVE
1014-2037 | AS30U | SUCTION PUMP SAM-35 | IMAGING | M.G. ELECTRIC - UK | GN00002986 | RDC PUSAT - RAWAGELAM | PUSAT | DKI JAKARTA | JAKARTA TIMUR | MAIN UNIT | EMP | 13 November 2014 | LEONARDUS ADI | 1 January 1900 |  | 13 November 2014 | LEONARDUS ADI | - |  | ACTIVE
1014-2038 | AS30U | SUCTION PUMP SAM-35 | IMAGING | M.G. ELECTRIC - UK | GN00001831 | RSUD NGUDI WALUYO | MALANG | JAWA TIMUR | BLITAR | MAIN UNIT | CUSTOMER | 13 November 2014 | NGATARI | 17 December 2014 |  | 13 November 2014 | NGATARI | - |  | ACTIVE
1014-2039 | AS30U | SUCTION PUMP SAM-35 | IMAGING | M.G. ELECTRIC - UK | GN00001831 | RSUD NGUDI WALUYO | MALANG | JAWA TIMUR | BLITAR | MAIN UNIT | CUSTOMER | 13 November 2014 | NGATARI | 17 December 2014 |  | 13 November 2014 | NGATARI | - |  | ACTIVE
1014-2040 | AS30U | SUCTION PUMP SAM-35 | IMAGING | M.G. ELECTRIC - UK | GN00001831 | RSUD NGUDI WALUYO | MALANG | JAWA TIMUR | BLITAR | MAIN UNIT | CUSTOMER | 13 November 2014 | NGATARI | 17 December 2014 |  | 13 November 2014 | NGATARI | - |  | ACTIVE
1014-2041 | AS30U | SUCTION PUMP SAM-35 | IMAGING | M.G. ELECTRIC - UK | GN00002986 | RDC PUSAT - RAWAGELAM | PUSAT | DKI JAKARTA | JAKARTA TIMUR | MAIN UNIT | EMP | 15 December 2014 | PETRUS SIMON | 15 December 2014 |  | 15 December 2014 | PETRUS SIMON | - |  | ACTIVE
1014-2045 | AS30U | SUCTION PUMP SAM-35 | IMAGING | M.G. ELECTRIC - UK | GN00002986 | RDC PUSAT - RAWAGELAM | PUSAT | DKI JAKARTA | JAKARTA TIMUR | MAIN UNIT | EMP | 15 December 2014 | LEONARDUS ADI | 1 January 1900 |  | 15 December 2014 | LEONARDUS ADI | - |  | ACTIVE
1014-2046 | AS30U | SUCTION PUMP SAM-35 | IMAGING | M.G. ELECTRIC - UK | GN00000418 | RS PTP VIII BALIMBINGAN | PEMATANG SIANTAR | SUMATERA UTARA | PEMATANG SIANTAR | MAIN UNIT | CUSTOMER | 29 December 2014 | ARBIANSYAH - TSE | 29 December 2014 |  | 29 December 2014 | ARBIANSYAH - TSE | - |  | ACTIVE
1014-2047 | AS30U | SUCTION PUMP SAM-35 | IMAGING | M.G. ELECTRIC - UK | GN00001677 | RSUD TIMIKA | JAYAPURA | PAPUA | TIMIKA | MAIN UNIT | CUSTOMER | 15 December 2014 | WISPI SIAGARI - TSE | 1 January 1900 |  | 15 December 2014 | WISPI SIAGARI - TSE | - |  | ACTIVE
1014-2048 | AS30U | SUCTION PUMP SAM-35 | IMAGING | M.G. ELECTRIC - UK | GN00001677 | RSUD TIMIKA | JAYAPURA | PAPUA | TIMIKA | MAIN UNIT | CUSTOMER | 15 December 2014 | WISPI SIAGARI - TSE | 1 January 1900 |  | 15 December 2014 | WISPI SIAGARI - TSE | - |  | ACTIVE
1014-2049 | AS30U | SUCTION PUMP SAM-35 | IMAGING | M.G. ELECTRIC - UK | GN00002986 | RDC PUSAT - RAWAGELAM | PUSAT | DKI JAKARTA | JAKARTA TIMUR | MAIN UNIT | EMP | 15 December 2014 | LEONARDUS ADI | 1 January 1900 |  | 15 December 2014 | LEONARDUS ADI | - |  | ACTIVE
1014-2050 | AS30U | SUCTION PUMP SAM-35 | IMAGING | M.G. ELECTRIC - UK | GN00001677 | RSUD TIMIKA | JAYAPURA | PAPUA | TIMIKA | MAIN UNIT | CUSTOMER | 15 December 2014 | WISPI SIAGARI - TSE | 1 January 1900 |  | 15 December 2014 | WISPI SIAGARI - TSE | - |  | ACTIVE
1014-2077 | AS14U | SUCTION UNIT SAM-14 | IMAGING | M.G. ELECTRIC - UK | GN00002966 | RSUD CALANG | BANDA ACEH | ACEH | BANDA ACEH | MAIN UNIT | CUSTOMER | 21 November 2014 | ARBIANSYAH - TSE | 18 September 2015 |  | 21 November 2014 | ARBIANSYAH - TSE | - |  | ACTIVE
1014-2078 | AS14U | SUCTION UNIT SAM-14 | IMAGING | M.G. ELECTRIC - UK | GN00002418 | RS RATUMBUYSANG | MANADO | SULAWESI UTARA | MANADO | MAIN UNIT | CUSTOMER | 21 November 2014 | SURYADI | 19 December 2014 |  | 21 November 2014 | SURYADI | - |  | ACTIVE
1014-2079 | AS14U | SUCTION UNIT SAM-14 | IMAGING | M.G. ELECTRIC - UK | GN00002418 | RS RATUMBUYSANG | MANADO | SULAWESI UTARA | MANADO | MAIN UNIT | CUSTOMER | 21 November 2014 | SURYADI | 19 December 2014 |  | 21 November 2014 | SURYADI | - |  | ACTIVE
1014-2080 | AS14U | SUCTION UNIT SAM-14 | IMAGING | M.G. ELECTRIC - UK | GN00002418 | RS RATUMBUYSANG | MANADO | SULAWESI UTARA | MANADO | MAIN UNIT | CUSTOMER | 21 November 2014 | AGUS FAUZI | 19 December 2014 |  | 21 November 2014 | AGUS FAUZI | - |  | ACTIVE
1014-2083 | AS14U | SUCTION UNIT SAM-14 | IMAGING | M.G. ELECTRIC - UK | GN00008197 | RSUD NYI AGENG SERANG KULON PROGO | YOGYAKARTA | YOGYAKARTA | YOGYAKARTA | MAIN UNIT | CUSTOMER | 17 June 2015 | DIAN FEBRIYANA - TSE | 1 January 1900 |  | 17 June 2015 | DIAN FEBRIYANA - TSE | - |  | ACTIVE
1014-2084 | AS14U | SUCTION UNIT SAM-14 | IMAGING | M.G. ELECTRIC - UK | GN00002986 | RDC PUSAT - RAWAGELAM | PUSAT | DKI JAKARTA | JAKARTA TIMUR | MAIN UNIT | EMP | 21 November 2014 | AGUS FAUZI | 1 January 1900 |  | 21 November 2014 | AGUS FAUZI | - |  | ACTIVE
1014-2085 | AS14U | SUCTION UNIT SAM-14 | IMAGING | M.G. ELECTRIC - UK | GN00008555 | RS. PARU DUNGUS MADIUN | KEDIRI | JAWA TIMUR | KEDIRI | MAIN UNIT | CUSTOMER | - |  | 9 April 2015 |  | - |  | - |  | ACTIVE
1014-2086 | AS14U | SUCTION UNIT SAM-14 | IMAGING | M.G. ELECTRIC - UK | GN00008197 | RSUD NYI AGENG SERANG KULON PROGO | YOGYAKARTA | YOGYAKARTA | YOGYAKARTA | MAIN UNIT | CUSTOMER | 17 June 2015 | DIAN FEBRIYANA - TSE | 1 January 1900 |  | 17 June 2015 | DIAN FEBRIYANA - TSE | - |  | ACTIVE
1014-2087 | AS14U | SUCTION UNIT SAM-14 | IMAGING | M.G. ELECTRIC - UK | GN00008485 | RSKP RESPIRA YOGYAKARTA | YOGYAKARTA | YOGYAKARTA | YOGYAKARTA | MAIN UNIT | CUSTOMER | 21 November 2014 | DIAN FEBRIYANA - TSE | 10 July 2015 |  | 21 November 2014 | DIAN FEBRIYANA - TSE | - |  | ACTIVE
1014-2088 | AS14U | SUCTION UNIT SAM-14 | IMAGING | M.G. ELECTRIC - UK | GN00002777 | RSU HAJI SURABAYA | SURABAYA-2 | JAWA TIMUR | SURABAYA | MAIN UNIT | CUSTOMER | 19 June 2015 | ZENZEN | 19 June 2015 |  | 19 June 2015 | ZENZEN | - |  | ACTIVE
10141932 | AS10U | SUCTION PUMP SAM-12 | IMAGING | M.G. ELECTRIC - UK | GN00002464 | RSUD DR HARJONO S PONOROGO | KEDIRI | JAWA TIMUR | PONOROGO | MAIN UNIT | CUSTOMER | 26 November 2014 | GANDHI YANRANGGA | 26 November 2014 |  | 26 November 2014 | GANDHI YANRANGGA | - |  | ACTIVE
10141937 | AS10U | SUCTION PUMP SAM-12 | IMAGING | M.G. ELECTRIC - UK | GN00002464 | RSUD DR HARJONO S PONOROGO | KEDIRI | JAWA TIMUR | PONOROGO | MAIN UNIT | CUSTOMER | 26 November 2014 | GANDHI YANRANGGA | 26 November 2014 |  | 26 November 2014 | GANDHI YANRANGGA | - |  | ACTIVE
1015 - 1729 | AS14U | SUCTION UNIT SAM-14 | IMAGING | M.G. ELECTRIC - UK | GN00001823 | RSUD Dr. SAIFUL ANWAR PROV JAWA TIMUR | MALANG | JAWA TIMUR | MALANG | MAIN UNIT | CUSTOMER | 19 November 2015 | ZENZEN | 19 November 2015 |  | 19 November 2015 | ZENZEN | - |  | ACTIVE
1015 - 1867 | AS14U | SUCTION UNIT SAM-14 | IMAGING | M.G. ELECTRIC - UK | GN00001512 | RSU DR. SOEBANDI | JEMBER | JAWA TIMUR | JEMBER | MAIN UNIT | CUSTOMER | 23 December 2015 | ZENZEN | 23 December 2015 |  | 23 December 2015 | ZENZEN | - |  | ACTIVE
1015 - 1869 | AS14U | SUCTION UNIT SAM-14 | IMAGING | M.G. ELECTRIC - UK | GN00001512 | RSU DR. SOEBANDI | JEMBER | JAWA TIMUR | JEMBER | MAIN UNIT | CUSTOMER | 23 December 2015 | ZENZEN | 23 December 2015 |  | 23 December 2015 | ZENZEN | - |  | ACTIVE
1015 - 1871 | AS14U | SUCTION UNIT SAM-14 | IMAGING | M.G. ELECTRIC - UK | GN00001512 | RSU DR. SOEBANDI | JEMBER | JAWA TIMUR | JEMBER | MAIN UNIT | CUSTOMER | 23 December 2015 | ZENZEN | 23 December 2015 |  | 23 December 2015 | ZENZEN | - |  | ACTIVE
1015 - 1887 | AS14U | SUCTION UNIT SAM-14 | IMAGING | M.G. ELECTRIC - UK | GN00001512 | RSU DR. SOEBANDI | JEMBER | JAWA TIMUR | JEMBER | MAIN UNIT | CUSTOMER | 23 December 2015 | ZENZEN | 23 December 2015 |  | 23 December 2015 | ZENZEN | - |  | ACTIVE
1015 - 1907 | AS14U | SUCTION UNIT SAM-14 | IMAGING | M.G. ELECTRIC - UK | GN00001512 | RSU DR. SOEBANDI | JEMBER | JAWA TIMUR | JEMBER | MAIN UNIT | CUSTOMER | 23 December 2015 | ZENZEN | 23 December 2015 |  | 23 December 2015 | ZENZEN | - |  | ACTIVE
1015 - 1908 | AS14U | SUCTION UNIT SAM-14 | IMAGING | M.G. ELECTRIC - UK | GN00001512 | RSU DR. SOEBANDI | JEMBER | JAWA TIMUR | JEMBER | MAIN UNIT | CUSTOMER | 23 December 2015 | ZENZEN | 23 December 2015 |  | 23 December 2015 | ZENZEN | - |  | ACTIVE
1015 - 1909 | AS14U | SUCTION UNIT SAM-14 | IMAGING | M.G. ELECTRIC - UK | GN00001512 | RSU DR. SOEBANDI | JEMBER | JAWA TIMUR | JEMBER | MAIN UNIT | CUSTOMER | 23 December 2015 | ZENZEN | 23 December 2015 |  | 23 December 2015 | ZENZEN | - |  | ACTIVE
1015 - 1910 | AS14U | SUCTION UNIT SAM-14 | IMAGING | M.G. ELECTRIC - UK | GN00001512 | RSU DR. SOEBANDI | JEMBER | JAWA TIMUR | JEMBER | MAIN UNIT | CUSTOMER | 23 December 2015 | ZENZEN | 23 December 2015 |  | 23 December 2015 | ZENZEN | - |  | ACTIVE
1015 - 1911 | AS14U | SUCTION UNIT SAM-14 | IMAGING | M.G. ELECTRIC - UK | GN00001512 | RSU DR. SOEBANDI | JEMBER | JAWA TIMUR | JEMBER | MAIN UNIT | CUSTOMER | 23 December 2015 | ZENZEN | 23 December 2015 |  | 23 December 2015 | ZENZEN | - |  | ACTIVE
1015 - 1912 | AS14U | SUCTION UNIT SAM-14 | IMAGING | M.G. ELECTRIC - UK | GN00001512 | RSU DR. SOEBANDI | JEMBER | JAWA TIMUR | JEMBER | MAIN UNIT | CUSTOMER | 23 December 2015 | ZENZEN | 23 December 2015 |  | 23 December 2015 | ZENZEN | - |  | ACTIVE
1015-1701 | AS14U | SUCTION UNIT SAM-14 | IMAGING | M.G. ELECTRIC - UK | GN00001829 | RSUD BANGIL | MALANG | JAWA TIMUR | MALANG | MAIN UNIT | CUSTOMER | 16 December 2015 | ZENZEN | 14 December 2015 |  | 16 December 2015 | ZENZEN | - |  | ACTIVE
1015-1702 | AS14U | SUCTION UNIT SAM-14 | IMAGING | M.G. ELECTRIC - UK | GN00007237 | RSUD SEI DAREH ( SUNGAI DAREH ) | PADANG | SUMATERA BARAT | PULAU PUNJUNG | MAIN UNIT | CUSTOMER | 27 January 2016 | ANASTASIA OCTAVIN | 19 November 2015 |  | 27 January 2016 | ANASTASIA OCTAVIN | - |  | ACTIVE
1015-1704 | AS14U | SUCTION UNIT SAM-14 | IMAGING | M.G. ELECTRIC - UK | GN00001829 | RSUD BANGIL | MALANG | JAWA TIMUR | MALANG | MAIN UNIT | CUSTOMER | 16 December 2015 | ZENZEN | 14 December 2015 |  | 16 December 2015 | ZENZEN | - |  | ACTIVE
1015-1705 | AS14U | SUCTION UNIT SAM-14 | IMAGING | M.G. ELECTRIC - UK | GN00001829 | RSUD BANGIL | MALANG | JAWA TIMUR | MALANG | MAIN UNIT | CUSTOMER | 16 December 2015 | ZENZEN | 14 December 2015 |  | 16 December 2015 | ZENZEN | - |  | ACTIVE
1015-1706 | AS14U | SUCTION UNIT SAM-14 | IMAGING | M.G. ELECTRIC - UK | GN00001829 | RSUD BANGIL | MALANG | JAWA TIMUR | MALANG | MAIN UNIT | CUSTOMER | 16 December 2015 | ZENZEN | 14 December 2015 |  | 16 December 2015 | ZENZEN | - |  | ACTIVE
1015-1707 | AS14U | SUCTION UNIT SAM-14 | IMAGING | M.G. ELECTRIC - UK | GN00001241 | RSUD Dr. R. Sosodoro Djatikoesoemo | SURABAYA-1 | JAWA TIMUR | BOJONEGORO | MAIN UNIT | CUSTOMER | 11 November 2015 | NGATARI | 26 November 2015 |  | 11 November 2015 | NGATARI | - |  | ACTIVE
1015-1708 | AS14U | SUCTION UNIT SAM-14 | IMAGING | M.G. ELECTRIC - UK | GN00001241 | RSUD Dr. R. Sosodoro Djatikoesoemo | SURABAYA-1 | JAWA TIMUR | BOJONEGORO | MAIN UNIT | CUSTOMER | 11 November 2015 | NGATARI | 27 November 2015 |  | 11 November 2015 | NGATARI | - |  | ACTIVE
1015-1709 | AS14U | SUCTION UNIT SAM-14 | IMAGING | M.G. ELECTRIC - UK | GN00001241 | RSUD Dr. R. Sosodoro Djatikoesoemo | SURABAYA-1 | JAWA TIMUR | BOJONEGORO | MAIN UNIT | CUSTOMER | 11 November 2015 | NGATARI | 26 November 2015 |  | 11 November 2015 | NGATARI | - |  | ACTIVE
1015-1710 | AS14U | SUCTION UNIT SAM-14 | IMAGING | M.G. ELECTRIC - UK | GN00001241 | RSUD Dr. R. Sosodoro Djatikoesoemo | SURABAYA-1 | JAWA TIMUR | BOJONEGORO | MAIN UNIT | CUSTOMER | 11 November 2015 | NGATARI | 26 November 2015 |  | 11 November 2015 | NGATARI | - |  | ACTIVE
1015-1711 | AS14U | SUCTION UNIT SAM-14 | IMAGING | M.G. ELECTRIC - UK | GN00001241 | RSUD Dr. R. Sosodoro Djatikoesoemo | SURABAYA-1 | JAWA TIMUR | BOJONEGORO | MAIN UNIT | CUSTOMER | 26 November 2015 | NGATARI | 26 November 2015 |  | 26 November 2015 | NGATARI | - |  | ACTIVE
1015-1712 | AS14U | SUCTION UNIT SAM-14 | IMAGING | M.G. ELECTRIC - UK | GN00001241 | RSUD Dr. R. Sosodoro Djatikoesoemo | SURABAYA-1 | JAWA TIMUR | BOJONEGORO | MAIN UNIT | CUSTOMER | 28 November 2015 | NGATARI | 27 November 2015 |  | 28 November 2015 | NGATARI | - |  | ACTIVE
1015-1713 | AS14U | SUCTION UNIT SAM-14 | IMAGING | M.G. ELECTRIC - UK | GN00001241 | RSUD Dr. R. Sosodoro Djatikoesoemo | SURABAYA-1 | JAWA TIMUR | BOJONEGORO | MAIN UNIT | CUSTOMER | 11 November 2015 | NGATARI | 27 November 2015 |  | 11 November 2015 | NGATARI | - |  | ACTIVE
1015-1714 | AS14U | SUCTION UNIT SAM-14 | IMAGING | M.G. ELECTRIC - UK | GN00001241 | RSUD Dr. R. Sosodoro Djatikoesoemo | SURABAYA-1 | JAWA TIMUR | BOJONEGORO | MAIN UNIT | CUSTOMER | 11 November 2015 | NGATARI | 27 November 2015 |  | 11 November 2015 | NGATARI | - |  | ACTIVE
1015-1715 | AS14U | SUCTION UNIT SAM-14 | IMAGING | M.G. ELECTRIC - UK | GN00001241 | RSUD Dr. R. Sosodoro Djatikoesoemo | SURABAYA-1 | JAWA TIMUR | BOJONEGORO | MAIN UNIT | CUSTOMER | 11 November 2015 | NGATARI | 27 November 2015 |  | 11 November 2015 | NGATARI | - |  | ACTIVE
1015-1716 | AS14U | SUCTION UNIT SAM-14 | IMAGING | M.G. ELECTRIC - UK | GN00001241 | RSUD Dr. R. Sosodoro Djatikoesoemo | SURABAYA-1 | JAWA TIMUR | BOJONEGORO | MAIN UNIT | CUSTOMER | 11 November 2015 | NGATARI | 26 November 2015 |  | 11 November 2015 | NGATARI | - |  | ACTIVE
1015-1717 | AS14U | SUCTION UNIT SAM-14 | IMAGING | M.G. ELECTRIC - UK | GN00001241 | RSUD Dr. R. Sosodoro Djatikoesoemo | SURABAYA-1 | JAWA TIMUR | BOJONEGORO | MAIN UNIT | CUSTOMER | 11 November 2015 | NGATARI | 27 November 2015 |  | 11 November 2015 | NGATARI | - |  | ACTIVE
1015-1718 | AS14U | SUCTION UNIT SAM-14 | IMAGING | M.G. ELECTRIC - UK | GN00001241 | RSUD Dr. R. Sosodoro Djatikoesoemo | SURABAYA-1 | JAWA TIMUR | BOJONEGORO | MAIN UNIT | CUSTOMER | 26 November 2015 | NGATARI | 26 November 2015 |  | 26 November 2015 | NGATARI | - |  | ACTIVE
1015-1722 | AS14U | SUCTION UNIT SAM-14 | IMAGING | M.G. ELECTRIC - UK | GN00001241 | RSUD Dr. R. Sosodoro Djatikoesoemo | SURABAYA-1 | JAWA TIMUR | BOJONEGORO | MAIN UNIT | CUSTOMER | 11 November 2015 | NGATARI | 27 November 2015 |  | 11 November 2015 | NGATARI | - |  | ACTIVE
1015-1723 | AS14U | SUCTION UNIT SAM-14 | IMAGING | M.G. ELECTRIC - UK | GN00000180 | RSU DUMAI | PEKAN BARU | RIAU | DUMAI | MAIN UNIT | CUSTOMER | 30 November 2015 | MULKAN | 30 November 2015 |  | 30 November 2015 | MULKAN | - |  | ACTIVE
1015-1724 | AS14U | SUCTION UNIT SAM-14 | IMAGING | M.G. ELECTRIC - UK | GN00000180 | RSU DUMAI | PEKAN BARU | RIAU | DUMAI | MAIN UNIT | CUSTOMER | 30 November 2015 | MULKAN | 30 November 2015 |  | 30 November 2015 | MULKAN | - |  | ACTIVE
1015-1725 | AS14U | SUCTION UNIT SAM-14 | IMAGING | M.G. ELECTRIC - UK | GN00000180 | RSU DUMAI | PEKAN BARU | RIAU | DUMAI | MAIN UNIT | CUSTOMER | 30 November 2015 | MULKAN | 30 November 2015 |  | 30 November 2015 | MULKAN | - |  | ACTIVE
1015-1726 | AS14U | SUCTION UNIT SAM-14 | IMAGING | M.G. ELECTRIC - UK | GN00001241 | RSUD Dr. R. Sosodoro Djatikoesoemo | SURABAYA-1 | JAWA TIMUR | BOJONEGORO | MAIN UNIT | CUSTOMER | 11 November 2015 | NGATARI | 27 November 2015 |  | 11 November 2015 | NGATARI | - |  | ACTIVE
1015-1727 | AS14U | SUCTION UNIT SAM-14 | IMAGING | M.G. ELECTRIC - UK | GN00001823 | RSUD Dr. SAIFUL ANWAR PROV JAWA TIMUR | MALANG | JAWA TIMUR | MALANG | MAIN UNIT | CUSTOMER | 19 November 2015 | ZENZEN | 19 November 2015 |  | 19 November 2015 | ZENZEN | - |  | ACTIVE
1015-1728 | AS14U | SUCTION UNIT SAM-14 | IMAGING | M.G. ELECTRIC - UK | GN00001823 | RSUD Dr. SAIFUL ANWAR PROV JAWA TIMUR | MALANG | JAWA TIMUR | MALANG | MAIN UNIT | CUSTOMER | 19 November 2015 | ZENZEN | 19 November 2015 |  | 19 November 2015 | ZENZEN | - |  | ACTIVE
1015-1729 | AS14U | SUCTION UNIT SAM-14 | IMAGING | M.G. ELECTRIC - UK | GN00001823 | RSUD Dr. SAIFUL ANWAR PROV JAWA TIMUR | MALANG | JAWA TIMUR | MALANG | MAIN UNIT | CUSTOMER | 19 November 2015 | ZENZEN | 19 November 2015 |  | 19 November 2015 | ZENZEN | - |  | ACTIVE
1015-1730 | AS14U | SUCTION UNIT SAM-14 | IMAGING | M.G. ELECTRIC - UK | GN00001823 | RSUD Dr. SAIFUL ANWAR PROV JAWA TIMUR | MALANG | JAWA TIMUR | MALANG | MAIN UNIT | CUSTOMER | 19 November 2015 | ZENZEN | 19 November 2015 |  | 19 November 2015 | ZENZEN | - |  | ACTIVE
1015-1731 | AS14U | SUCTION UNIT SAM-14 | IMAGING | M.G. ELECTRIC - UK | GN00000180 | RSU DUMAI | PEKAN BARU | RIAU | DUMAI | MAIN UNIT | CUSTOMER | 30 November 2015 | MULKAN | 30 November 2015 |  | 30 November 2015 | MULKAN | - |  | ACTIVE
1015-1732 | AS14U | SUCTION UNIT SAM-14 | IMAGING | M.G. ELECTRIC - UK | GN00001823 | RSUD Dr. SAIFUL ANWAR PROV JAWA TIMUR | MALANG | JAWA TIMUR | MALANG | MAIN UNIT | CUSTOMER | 19 November 2015 | ZENZEN | 19 November 2015 |  | 19 November 2015 | ZENZEN | - |  | ACTIVE
1015-1733 | AS14U | SUCTION UNIT SAM-14 | IMAGING | M.G. ELECTRIC - UK | GN00001241 | RSUD Dr. R. Sosodoro Djatikoesoemo | SURABAYA-1 | JAWA TIMUR | BOJONEGORO | MAIN UNIT | CUSTOMER | 11 November 2015 | NGATARI | 26 November 2015 |  | 11 November 2015 | NGATARI | - |  | ACTIVE
1015-1734 | AS14U | SUCTION UNIT SAM-14 | IMAGING | M.G. ELECTRIC - UK | GN00001823 | RSUD Dr. SAIFUL ANWAR PROV JAWA TIMUR | MALANG | JAWA TIMUR | MALANG | MAIN UNIT | CUSTOMER | 19 November 2015 | ZENZEN | 19 November 2015 |  | 19 November 2015 | ZENZEN | - |  | ACTIVE
1015-1735 | AS14U | SUCTION UNIT SAM-14 | IMAGING | M.G. ELECTRIC - UK | GN00001823 | RSUD Dr. SAIFUL ANWAR PROV JAWA TIMUR | MALANG | JAWA TIMUR | MALANG | MAIN UNIT | CUSTOMER | 19 November 2015 | ZENZEN | 19 November 2015 |  | 19 November 2015 | ZENZEN | - |  | ACTIVE
1015-1736 | AS14U | SUCTION UNIT SAM-14 | IMAGING | M.G. ELECTRIC - UK | GN00001823 | RSUD Dr. SAIFUL ANWAR PROV JAWA TIMUR | MALANG | JAWA TIMUR | MALANG | MAIN UNIT | CUSTOMER | 19 November 2015 | ZENZEN | 19 November 2015 |  | 19 November 2015 | ZENZEN | - |  | ACTIVE
1015-1737 | AS14U | SUCTION UNIT SAM-14 | IMAGING | M.G. ELECTRIC - UK | GN00000180 | RSU DUMAI | PEKAN BARU | RIAU | DUMAI | MAIN UNIT | CUSTOMER | 30 November 2015 | MULKAN | 30 November 2015 |  | 30 November 2015 | MULKAN | - |  | ACTIVE
1015-1738 | AS14U | SUCTION UNIT SAM-14 | IMAGING | M.G. ELECTRIC - UK | GN00001823 | RSUD Dr. SAIFUL ANWAR PROV JAWA TIMUR | MALANG | JAWA TIMUR | MALANG | MAIN UNIT | CUSTOMER | 19 November 2015 | ZENZEN | 19 November 2015 |  | 19 November 2015 | ZENZEN | - |  | ACTIVE
1015-1739 | AS14U | SUCTION UNIT SAM-14 | IMAGING | M.G. ELECTRIC - UK | GN00000180 | RSU DUMAI | PEKAN BARU | RIAU | DUMAI | MAIN UNIT | CUSTOMER | 30 November 2015 | MULKAN | 30 November 2015 |  | 30 November 2015 | MULKAN | - |  | ACTIVE
1015-1740 | AS14U | SUCTION UNIT SAM-14 | IMAGING | M.G. ELECTRIC - UK | GN00000180 | RSU DUMAI | PEKAN BARU | RIAU | DUMAI | MAIN UNIT | CUSTOMER | 30 November 2015 | MULKAN | 30 November 2015 |  | 30 November 2015 | MULKAN | - |  | ACTIVE
1015-1741 | AS14U | SUCTION UNIT SAM-14 | IMAGING | M.G. ELECTRIC - UK | GN00001241 | RSUD Dr. R. Sosodoro Djatikoesoemo | SURABAYA-1 | JAWA TIMUR | BOJONEGORO | MAIN UNIT | CUSTOMER | 28 November 2015 | NGATARI | 27 November 2015 |  | 28 November 2015 | NGATARI | - |  | ACTIVE
1015-1742 | AS14U | SUCTION UNIT SAM-14 | IMAGING | M.G. ELECTRIC - UK | GN00001241 | RSUD Dr. R. Sosodoro Djatikoesoemo | SURABAYA-1 | JAWA TIMUR | BOJONEGORO | MAIN UNIT | CUSTOMER | 11 November 2015 | NGATARI | 27 November 2015 |  | 11 November 2015 | NGATARI | - |  | ACTIVE
1015-1743 | AS14U | SUCTION UNIT SAM-14 | IMAGING | M.G. ELECTRIC - UK | GN00001241 | RSUD Dr. R. Sosodoro Djatikoesoemo | SURABAYA-1 | JAWA TIMUR | BOJONEGORO | MAIN UNIT | CUSTOMER | 11 November 2015 | NGATARI | 27 November 2015 |  | 11 November 2015 | NGATARI | - |  | ACTIVE
1015-1744 | AS14U | SUCTION UNIT SAM-14 | IMAGING | M.G. ELECTRIC - UK | GN00000180 | RSU DUMAI | PEKAN BARU | RIAU | DUMAI | MAIN UNIT | CUSTOMER | 30 November 2015 | MULKAN | 30 November 2015 |  | 30 November 2015 | MULKAN | - |  | ACTIVE
1015-1745 | AS14U | SUCTION UNIT SAM-14 | IMAGING | M.G. ELECTRIC - UK | GN00000180 | RSU DUMAI | PEKAN BARU | RIAU | DUMAI | MAIN UNIT | CUSTOMER | 30 November 2015 | MULKAN | 30 November 2015 |  | 30 November 2015 | MULKAN | - |  | ACTIVE
1015-1746 | AS14U | SUCTION UNIT SAM-14 | IMAGING | M.G. ELECTRIC - UK | GN00001823 | RSUD Dr. SAIFUL ANWAR PROV JAWA TIMUR | MALANG | JAWA TIMUR | MALANG | MAIN UNIT | CUSTOMER | 19 November 2015 | ZENZEN | 19 November 2015 |  | 19 November 2015 | ZENZEN | - |  | ACTIVE
1015-1827 | AS14U | SUCTION UNIT SAM-14 | IMAGING | M.G. ELECTRIC - UK | GN00007043 | DINAS KESEHATAN KAB/KOTA. MERANTI | PEKAN BARU | RIAU | SELATPANJANG | MAIN UNIT | CUSTOMER | 15 December 2015 | MULKAN | 15 December 2015 |  | 15 December 2015 | MULKAN | - |  | ACTIVE
1015-1828 | AS14U | SUCTION UNIT SAM-14 | IMAGING | M.G. ELECTRIC - UK | GN00002248 | RSUD DR SOEGIRI | SURABAYA-1 | JAWA TIMUR | LAMONGAN | MAIN UNIT | CUSTOMER | 3 December 2015 | NGATARI | 3 December 2015 |  | 3 December 2015 | NGATARI | - |  | ACTIVE
1015-1829 | AS14U | SUCTION UNIT SAM-14 | IMAGING | M.G. ELECTRIC - UK | GN00002248 | RSUD DR SOEGIRI | SURABAYA-1 | JAWA TIMUR | LAMONGAN | MAIN UNIT | CUSTOMER | 3 December 2015 | NGATARI | 3 December 2015 |  | 3 December 2015 | NGATARI | - |  | ACTIVE
1015-1830 | AS14U | SUCTION UNIT SAM-14 | IMAGING | M.G. ELECTRIC - UK | GN00007043 | DINAS KESEHATAN KAB/KOTA. MERANTI | PEKAN BARU | RIAU | SELATPANJANG | MAIN UNIT | CUSTOMER | - |  | 15 December 2015 |  | - |  | - |  | ACTIVE
1015-1831 | AS14U | SUCTION UNIT SAM-14 | IMAGING | M.G. ELECTRIC - UK | GN00007043 | DINAS KESEHATAN KAB/KOTA. MERANTI | PEKAN BARU | RIAU | SELATPANJANG | MAIN UNIT | CUSTOMER | 15 December 2015 | MULKAN | 15 December 2015 |  | 15 December 2015 | MULKAN | - |  | ACTIVE
1015-1832 | AS14U | SUCTION UNIT SAM-14 | IMAGING | M.G. ELECTRIC - UK | GN00007043 | DINAS KESEHATAN KAB/KOTA. MERANTI | PEKAN BARU | RIAU | SELATPANJANG | MAIN UNIT | CUSTOMER | 15 December 2015 | MULKAN | 15 December 2015 |  | 15 December 2015 | MULKAN | - |  | ACTIVE
1015-1833 | AS14U | SUCTION UNIT SAM-14 | IMAGING | M.G. ELECTRIC - UK | GN00007043 | DINAS KESEHATAN KAB/KOTA. MERANTI | PEKAN BARU | RIAU | SELATPANJANG | MAIN UNIT | CUSTOMER | 15 December 2015 | MULKAN | 15 December 2015 |  | 15 December 2015 | MULKAN | - |  | ACTIVE
1015-1834 | AS14U | SUCTION UNIT SAM-14 | IMAGING | M.G. ELECTRIC - UK | GN00007043 | DINAS KESEHATAN KAB/KOTA. MERANTI | PEKAN BARU | RIAU | SELATPANJANG | MAIN UNIT | CUSTOMER | 15 December 2015 | MULKAN | 15 December 2015 |  | 15 December 2015 | MULKAN | - |  | ACTIVE
1015-1835 | AS14U | SUCTION UNIT SAM-14 | IMAGING | M.G. ELECTRIC - UK | GN00007043 | DINAS KESEHATAN KAB/KOTA. MERANTI | PEKAN BARU | RIAU | SELATPANJANG | MAIN UNIT | CUSTOMER | 15 December 2015 | MULKAN | 15 December 2015 |  | 15 December 2015 | MULKAN | - |  | ACTIVE
1015-1836 | AS14U | SUCTION UNIT SAM-14 | IMAGING | M.G. ELECTRIC - UK | GN00002248 | RSUD DR SOEGIRI | SURABAYA-1 | JAWA TIMUR | LAMONGAN | MAIN UNIT | CUSTOMER | 3 December 2015 | NGATARI | 3 December 2015 |  | 3 December 2015 | NGATARI | - |  | ACTIVE
1015-1837 | AS14U | SUCTION UNIT SAM-14 | IMAGING | M.G. ELECTRIC - UK | GN00007043 | DINAS KESEHATAN KAB/KOTA. MERANTI | PEKAN BARU | RIAU | SELATPANJANG | MAIN UNIT | CUSTOMER | 15 December 2015 | MULKAN | 15 December 2015 |  | 15 December 2015 | MULKAN | - |  | ACTIVE
1015-1838 | AS14U | SUCTION UNIT SAM-14 | IMAGING | M.G. ELECTRIC - UK | GN00007043 | DINAS KESEHATAN KAB/KOTA. MERANTI | PEKAN BARU | RIAU | SELATPANJANG | MAIN UNIT | CUSTOMER | 15 December 2015 | MULKAN | 15 December 2015 |  | 15 December 2015 | MULKAN | - |  | ACTIVE
1015-1839 | AS14U | SUCTION UNIT SAM-14 | IMAGING | M.G. ELECTRIC - UK | GN00006559 | DINAS KESEHATAN KAB/KOTA. ACEH BARAT | BANDA ACEH | ACEH | MEULABOH | MAIN UNIT | CUSTOMER | 3 December 2015 | SATRIA KUSUMA - TSE | 3 December 2015 |  | 3 December 2015 | SATRIA KUSUMA - TSE | - |  | ACTIVE
1015-1840 | AS14U | SUCTION UNIT SAM-14 | IMAGING | M.G. ELECTRIC - UK | GN00002248 | RSUD DR SOEGIRI | SURABAYA-1 | JAWA TIMUR | LAMONGAN | MAIN UNIT | CUSTOMER | 3 December 2015 | NGATARI | 3 December 2015 |  | 3 December 2015 | NGATARI | - |  | ACTIVE
1015-1841 | AS14U | SUCTION UNIT SAM-14 | IMAGING | M.G. ELECTRIC - UK | GN00006559 | DINAS KESEHATAN KAB/KOTA. ACEH BARAT | BANDA ACEH | ACEH | MEULABOH | MAIN UNIT | CUSTOMER | 3 December 2015 | SATRIA KUSUMA - TSE | 3 December 2015 |  | 3 December 2015 | SATRIA KUSUMA - TSE | - |  | ACTIVE
1015-1842 | AS14U | SUCTION UNIT SAM-14 | IMAGING | M.G. ELECTRIC - UK | GN00002248 | RSUD DR SOEGIRI | SURABAYA-1 | JAWA TIMUR | LAMONGAN | MAIN UNIT | CUSTOMER | 3 December 2015 | NGATARI | 3 December 2015 |  | 3 December 2015 | NGATARI | - |  | ACTIVE
1015-1843 | AS14U | SUCTION UNIT SAM-14 | IMAGING | M.G. ELECTRIC - UK | GN00006559 | DINAS KESEHATAN KAB/KOTA. ACEH BARAT | BANDA ACEH | ACEH | MEULABOH | MAIN UNIT | CUSTOMER | 3 December 2015 | SATRIA KUSUMA - TSE | 3 December 2015 |  | 3 December 2015 | SATRIA KUSUMA - TSE | - |  | ACTIVE
1015-1844 | AS14U | SUCTION UNIT SAM-14 | IMAGING | M.G. ELECTRIC - UK | GN00001672 | RSUD JAYAPURA | JAYAPURA | PAPUA | JAYAPURA | MAIN UNIT | CUSTOMER | 17 December 2015 | ANASTASIA OCTAVIN | 17 December 2015 |  | 17 December 2015 | ANASTASIA OCTAVIN | - |  | ACTIVE
1015-1845 | AS14U | SUCTION UNIT SAM-14 | IMAGING | M.G. ELECTRIC - UK | GN00001672 | RSUD JAYAPURA | JAYAPURA | PAPUA | JAYAPURA | MAIN UNIT | CUSTOMER | 17 December 2015 | ANASTASIA OCTAVIN | 17 December 2015 |  | 17 December 2015 | ANASTASIA OCTAVIN | - |  | ACTIVE
1015-1846 | AS14U | SUCTION UNIT SAM-14 | IMAGING | M.G. ELECTRIC - UK | GN00001672 | RSUD JAYAPURA | JAYAPURA | PAPUA | JAYAPURA | MAIN UNIT | CUSTOMER | 17 December 2015 | ANASTASIA OCTAVIN | 17 December 2015 |  | 17 December 2015 | ANASTASIA OCTAVIN | - |  | ACTIVE
1015-1847 | AS14U | SUCTION UNIT SAM-14 | IMAGING | M.G. ELECTRIC - UK | GN00001672 | RSUD JAYAPURA | JAYAPURA | PAPUA | JAYAPURA | MAIN UNIT | CUSTOMER | 17 December 2015 | ANASTASIA OCTAVIN | 17 December 2015 |  | 17 December 2015 | ANASTASIA OCTAVIN | - |  | ACTIVE
1015-1848 | AS14U | SUCTION UNIT SAM-14 | IMAGING | M.G. ELECTRIC - UK | GN00001672 | RSUD JAYAPURA | JAYAPURA | PAPUA | JAYAPURA | MAIN UNIT | CUSTOMER | 17 December 2015 | ANASTASIA OCTAVIN | 17 December 2015 |  | 17 December 2015 | ANASTASIA OCTAVIN | - |  | ACTIVE
1015-1849 | AS14U | SUCTION UNIT SAM-14 | IMAGING | M.G. ELECTRIC - UK | GN00002464 | RSUD DR HARJONO S PONOROGO | KEDIRI | JAWA TIMUR | PONOROGO | MAIN UNIT | CUSTOMER | - |  | 17 December 2015 |  | - |  | - |  | ACTIVE
1015-1850 | AS14U | SUCTION UNIT SAM-14 | IMAGING | M.G. ELECTRIC - UK | GN00001672 | RSUD JAYAPURA | JAYAPURA | PAPUA | JAYAPURA | MAIN UNIT | CUSTOMER | 17 December 2015 | ANASTASIA OCTAVIN | 17 December 2015 |  | 17 December 2015 | ANASTASIA OCTAVIN | - |  | ACTIVE
1015-1851 | AS14U | SUCTION UNIT SAM-14 | IMAGING | M.G. ELECTRIC - UK | GN00001672 | RSUD JAYAPURA | JAYAPURA | PAPUA | JAYAPURA | MAIN UNIT | CUSTOMER | 17 December 2015 | ANASTASIA OCTAVIN | 17 December 2015 |  | 17 December 2015 | ANASTASIA OCTAVIN | - |  | ACTIVE
1015-1870 | AS14U | SUCTION UNIT SAM-14 | IMAGING | M.G. ELECTRIC - UK | GN00002464 | RSUD DR HARJONO S PONOROGO | KEDIRI | JAWA TIMUR | PONOROGO | MAIN UNIT | CUSTOMER | - |  | 17 December 2015 |  | - |  | - |  | ACTIVE
1015-1872 | MG15U |  |  |  | GN00003435 | DINAS KESEHATAN KAB. TEGAL | TEGAL | JAWA TENGAH | TEGAL | MAIN UNIT | CUSTOMER | 18 December 2015 | MUNADI - TSE | 18 December 2015 |  | 18 December 2015 | MUNADI - TSE | - |  | INACTIVE
1015-1873 | AS14U | SUCTION UNIT SAM-14 | IMAGING | M.G. ELECTRIC - UK | GN00002464 | RSUD DR HARJONO S PONOROGO | KEDIRI | JAWA TIMUR | PONOROGO | MAIN UNIT | CUSTOMER | - |  | 17 December 2015 |  | - |  | - |  | ACTIVE
1015-1874 | AS14U | SUCTION UNIT SAM-14 | IMAGING | M.G. ELECTRIC - UK | GN00001672 | RSUD JAYAPURA | JAYAPURA | PAPUA | JAYAPURA | MAIN UNIT | CUSTOMER | 17 December 2015 | ANASTASIA OCTAVIN | 17 December 2015 |  | 17 December 2015 | ANASTASIA OCTAVIN | - |  | ACTIVE
1015-1875 | AS14U | SUCTION UNIT SAM-14 | IMAGING | M.G. ELECTRIC - UK | GN00003435 | DINAS KESEHATAN KAB. TEGAL | TEGAL | JAWA TENGAH | TEGAL | MAIN UNIT | CUSTOMER | 18 December 2015 | MUNADI - TSE | 18 December 2015 |  | 18 December 2015 | MUNADI - TSE | - |  | ACTIVE
1015-1876 | AS14U | SUCTION UNIT SAM-14 | IMAGING | M.G. ELECTRIC - UK | GN00001672 | RSUD JAYAPURA | JAYAPURA | PAPUA | JAYAPURA | MAIN UNIT | CUSTOMER | 17 December 2015 | ANASTASIA OCTAVIN | 17 December 2015 |  | 17 December 2015 | ANASTASIA OCTAVIN | - |  | ACTIVE
1015-1877 | AS14U | SUCTION UNIT SAM-14 | IMAGING | M.G. ELECTRIC - UK | GN00001672 | RSUD JAYAPURA | JAYAPURA | PAPUA | JAYAPURA | MAIN UNIT | CUSTOMER | 17 December 2015 | ANASTASIA OCTAVIN | 17 December 2015 |  | 17 December 2015 | ANASTASIA OCTAVIN | - |  | ACTIVE
1015-1878 | AS14U | SUCTION UNIT SAM-14 | IMAGING | M.G. ELECTRIC - UK | GN00001672 | RSUD JAYAPURA | JAYAPURA | PAPUA | JAYAPURA | MAIN UNIT | CUSTOMER | 17 December 2015 | ANASTASIA OCTAVIN | 17 December 2015 |  | 17 December 2015 | ANASTASIA OCTAVIN | - |  | ACTIVE
1015-1879 | AS14U | SUCTION UNIT SAM-14 | IMAGING | M.G. ELECTRIC - UK | GN00001672 | RSUD JAYAPURA | JAYAPURA | PAPUA | JAYAPURA | MAIN UNIT | CUSTOMER | 17 December 2015 | ANASTASIA OCTAVIN | 17 December 2015 |  | 17 December 2015 | ANASTASIA OCTAVIN | - |  | ACTIVE
1015-1880 | AS14U | SUCTION UNIT SAM-14 | IMAGING | M.G. ELECTRIC - UK | GN00001672 | RSUD JAYAPURA | JAYAPURA | PAPUA | JAYAPURA | MAIN UNIT | CUSTOMER | 17 December 2015 | ANASTASIA OCTAVIN | 17 December 2015 |  | 17 December 2015 | ANASTASIA OCTAVIN | - |  | ACTIVE
1015-1881 | AS14U | SUCTION UNIT SAM-14 | IMAGING | M.G. ELECTRIC - UK | GN00001672 | RSUD JAYAPURA | JAYAPURA | PAPUA | JAYAPURA | MAIN UNIT | CUSTOMER | 17 December 2015 | ANASTASIA OCTAVIN | 17 December 2015 |  | 17 December 2015 | ANASTASIA OCTAVIN | - |  | ACTIVE
1015-1882 | AS14U | SUCTION UNIT SAM-14 | IMAGING | M.G. ELECTRIC - UK | GN00001672 | RSUD JAYAPURA | JAYAPURA | PAPUA | JAYAPURA | MAIN UNIT | CUSTOMER | 17 December 2015 | ANASTASIA OCTAVIN | 17 December 2015 |  | 17 December 2015 | ANASTASIA OCTAVIN | - |  | ACTIVE
1015-1883 | AS14U | SUCTION UNIT SAM-14 | IMAGING | M.G. ELECTRIC - UK | GN00001672 | RSUD JAYAPURA | JAYAPURA | PAPUA | JAYAPURA | MAIN UNIT | CUSTOMER | 17 December 2015 | ANASTASIA OCTAVIN | 17 December 2015 |  | 17 December 2015 | ANASTASIA OCTAVIN | - |  | ACTIVE
1015-1884 | AS14U | SUCTION UNIT SAM-14 | IMAGING | M.G. ELECTRIC - UK | GN00001672 | RSUD JAYAPURA | JAYAPURA | PAPUA | JAYAPURA | MAIN UNIT | CUSTOMER | 17 December 2015 | ANASTASIA OCTAVIN | 17 December 2015 |  | 17 December 2015 | ANASTASIA OCTAVIN | - |  | ACTIVE
1015-1885 | AS14U | SUCTION UNIT SAM-14 | IMAGING | M.G. ELECTRIC - UK | GN00001672 | RSUD JAYAPURA | JAYAPURA | PAPUA | JAYAPURA | MAIN UNIT | CUSTOMER | 17 December 2015 | ANASTASIA OCTAVIN | 17 December 2015 |  | 17 December 2015 | ANASTASIA OCTAVIN | - |  | ACTIVE
1015-1886 | AS14U | SUCTION UNIT SAM-14 | IMAGING | M.G. ELECTRIC - UK | GN00007484 | DINAS KESEHATAN KAB/KOTA. JAMBI | JAMBI | JAMBI | JAMBI | MAIN UNIT | CUSTOMER | - |  | 17 December 2015 |  | - |  | - |  | ACTIVE
1015-1888 | AS14U | SUCTION UNIT SAM-14 | IMAGING | M.G. ELECTRIC - UK | GN00000595 | RSUD DR ABDUL AZIZ | PONTIANAK | KALIMANTAN BARAT | PONTIANAK | MAIN UNIT | CUSTOMER | 30 December 2015 | ANASTASIA OCTAVIN | 16 December 2015 |  | 30 December 2015 | ANASTASIA OCTAVIN | - |  | ACTIVE
1015-1890 | AS14U | SUCTION UNIT SAM-14 | IMAGING | M.G. ELECTRIC - UK | GN00003435 | DINAS KESEHATAN KAB. TEGAL | TEGAL | JAWA TENGAH | TEGAL | MAIN UNIT | CUSTOMER | 18 December 2015 | MUNADI - TSE | 18 December 2015 |  | 18 December 2015 | MUNADI - TSE | - |  | ACTIVE
1015-1894 | AS14U | SUCTION UNIT SAM-14 | IMAGING | M.G. ELECTRIC - UK | GN00003435 | DINAS KESEHATAN KAB. TEGAL | TEGAL | JAWA TENGAH | TEGAL | MAIN UNIT | CUSTOMER | 18 December 2015 | MUNADI - TSE | 18 December 2015 |  | 18 December 2015 | MUNADI - TSE | - |  | ACTIVE
1015-1897 | AS14U | SUCTION UNIT SAM-14 | IMAGING | M.G. ELECTRIC - UK | GN00007484 | DINAS KESEHATAN KAB/KOTA. JAMBI | JAMBI | JAMBI | JAMBI | MAIN UNIT | CUSTOMER | - |  | 17 December 2014 |  | - |  | - |  | ACTIVE
1015-1898 | AS14U | SUCTION UNIT SAM-14 | IMAGING | M.G. ELECTRIC - UK | GN00002464 | RSUD DR HARJONO S PONOROGO | KEDIRI | JAWA TIMUR | PONOROGO | MAIN UNIT | CUSTOMER | - |  | 17 December 2015 |  | - |  | - |  | ACTIVE
1015-1899 | AS14U | SUCTION UNIT SAM-14 | IMAGING | M.G. ELECTRIC - UK | GN00000595 | RSUD DR ABDUL AZIZ | PONTIANAK | KALIMANTAN BARAT | PONTIANAK | MAIN UNIT | CUSTOMER | 30 December 2015 | ANASTASIA OCTAVIN | 16 December 2015 |  | 30 December 2015 | ANASTASIA OCTAVIN | - |  | ACTIVE
1015-1902 | AS14U | SUCTION UNIT SAM-14 | IMAGING | M.G. ELECTRIC - UK | GN00003435 | DINAS KESEHATAN KAB. TEGAL | TEGAL | JAWA TENGAH | TEGAL | MAIN UNIT | CUSTOMER | 18 December 2015 | MUNADI - TSE | 18 December 2015 |  | 18 December 2015 | MUNADI - TSE | - |  | ACTIVE
1015-1903 | AS14U | SUCTION UNIT SAM-14 | IMAGING | M.G. ELECTRIC - UK | GN00003435 | DINAS KESEHATAN KAB. TEGAL | TEGAL | JAWA TENGAH | TEGAL | MAIN UNIT | CUSTOMER | 18 December 2015 | MUNADI - TSE | 18 December 2015 |  | 18 December 2015 | MUNADI - TSE | - |  | ACTIVE
1015-1905 | AS14U | SUCTION UNIT SAM-14 | IMAGING | M.G. ELECTRIC - UK | GN00007484 | DINAS KESEHATAN KAB/KOTA. JAMBI | JAMBI | JAMBI | JAMBI | MAIN UNIT | CUSTOMER | 15 December 2015 | INDRA BUDI GUNAWAN | 15 January 2015 |  | 15 December 2015 | INDRA BUDI GUNAWAN | - |  | ACTIVE
1015-1914 | AS14U | SUCTION UNIT SAM-14 | IMAGING | M.G. ELECTRIC - UK | GN00010985 | RUMKIT BHAYANGKARA PADANG | PADANG | SUMATERA BARAT | PADANG | MAIN UNIT | CUSTOMER | - |  | 14 March 2016 |  | - |  | - |  | ACTIVE
10151839 | AS14U | SUCTION UNIT SAM-14 | IMAGING | M.G. ELECTRIC - UK | GN00006559 | DINAS KESEHATAN KAB/KOTA. ACEH BARAT | BANDA ACEH | ACEH | MEULABOH | MAIN UNIT | CUSTOMER | 3 December 2015 | SATRIA KUSUMA - TSE | 3 December 2015 |  | 3 December 2015 | SATRIA KUSUMA - TSE | - |  | ACTIVE
1016-1823 | AS30U | SUCTION PUMP SAM-35 | IMAGING | M.G. ELECTRIC - UK | GN00005414 | RSU PROF DR R D KANDAU MANADO - PNBP | MANADO | SULAWESI UTARA | MANADO | MAIN UNIT | CUSTOMER | 10 April 2017 | DEA MASJA SADALI - TSE | 6 April 1900 |  | 10 April 2017 | DEA MASJA SADALI - TSE | - |  | ACTIVE
1016-1824 | AS14U | SUCTION UNIT SAM-14 | IMAGING | M.G. ELECTRIC - UK | GN00002447 | RS PROF D R KANDAU MANADO ( RSUP PROF D R KANDAU MANADO ) | MANADO | SULAWESI UTARA | MANADO | MAIN UNIT | CUSTOMER | 10 April 2017 | ANTONIUS SAGITA - KALIBRASI | 10 April 2017 |  | 10 April 2017 | ANTONIUS SAGITA - KALIBRASI | - |  | ACTIVE
1016-1825 | AS14U | SUCTION UNIT SAM-14 | IMAGING | M.G. ELECTRIC - UK | GN00002447 | RS PROF D R KANDAU MANADO ( RSUP PROF D R KANDAU MANADO ) | MANADO | SULAWESI UTARA | MANADO | MAIN UNIT | CUSTOMER | 11 April 2017 | ANTONIUS SAGITA - KALIBRASI | 11 April 2017 |  | 11 April 2017 | ANTONIUS SAGITA - KALIBRASI | - |  | ACTIVE
1016-1826 | AS30U | SUCTION PUMP SAM-35 | IMAGING | M.G. ELECTRIC - UK | GN00005414 | RSU PROF DR R D KANDAU MANADO - PNBP | MANADO | SULAWESI UTARA | MANADO | MAIN UNIT | CUSTOMER | 10 April 2017 | DEA MASJA SADALI - TSE | 1 January 1900 |  | 10 April 2017 | DEA MASJA SADALI - TSE | - |  | ACTIVE
1016-1827 | AS14U | SUCTION UNIT SAM-14 | IMAGING | M.G. ELECTRIC - UK | GN00002447 | RS PROF D R KANDAU MANADO ( RSUP PROF D R KANDAU MANADO ) | MANADO | SULAWESI UTARA | MANADO | MAIN UNIT | CUSTOMER | 11 April 2017 | ANTONIUS SAGITA - KALIBRASI | 11 April 2017 |  | 11 April 2017 | ANTONIUS SAGITA - KALIBRASI | - |  | ACTIVE
1016-1828 | AS30U | SUCTION PUMP SAM-35 | IMAGING | M.G. ELECTRIC - UK | GN00005414 | RSU PROF DR R D KANDAU MANADO - PNBP | MANADO | SULAWESI UTARA | MANADO | MAIN UNIT | CUSTOMER | 10 April 2017 | DEA MASJA SADALI - TSE | 1 January 1900 |  | 10 April 2017 | DEA MASJA SADALI - TSE | - |  | ACTIVE
1016-1829 | AS30U | SUCTION PUMP SAM-35 | IMAGING | M.G. ELECTRIC - UK | GN00005414 | RSU PROF DR R D KANDAU MANADO - PNBP | MANADO | SULAWESI UTARA | MANADO | MAIN UNIT | CUSTOMER | 10 April 2017 | DEA MASJA SADALI - TSE | 1 January 1900 |  | 10 April 2017 | DEA MASJA SADALI - TSE | - |  | ACTIVE
1016-1830 | AS30U | SUCTION PUMP SAM-35 | IMAGING | M.G. ELECTRIC - UK | GN00005414 | RSU PROF DR R D KANDAU MANADO - PNBP | MANADO | SULAWESI UTARA | MANADO | MAIN UNIT | CUSTOMER | 10 April 2017 | DEA MASJA SADALI - TSE | 6 April 1900 |  | 10 April 2017 | DEA MASJA SADALI - TSE | - |  | ACTIVE
1016-1831 | AS14U | SUCTION UNIT SAM-14 | IMAGING | M.G. ELECTRIC - UK | GN00002447 | RS PROF D R KANDAU MANADO ( RSUP PROF D R KANDAU MANADO ) | MANADO | SULAWESI UTARA | MANADO | MAIN UNIT | CUSTOMER | 13 April 2017 | ANTONIUS SAGITA - KALIBRASI | 13 April 2017 |  | 13 April 2017 | ANTONIUS SAGITA - KALIBRASI | - |  | ACTIVE
1016-1832 | AS14U | SUCTION UNIT SAM-14 | IMAGING | M.G. ELECTRIC - UK | GN00002447 | RS PROF D R KANDAU MANADO ( RSUP PROF D R KANDAU MANADO ) | MANADO | SULAWESI UTARA | MANADO | MAIN UNIT | CUSTOMER | 10 April 2017 | ANTONIUS SAGITA - KALIBRASI | 10 April 2017 |  | 10 April 2017 | ANTONIUS SAGITA - KALIBRASI | - |  | ACTIVE
1016-1833 | AS30U | SUCTION PUMP SAM-35 | IMAGING | M.G. ELECTRIC - UK | GN00005414 | RSU PROF DR R D KANDAU MANADO - PNBP | MANADO | SULAWESI UTARA | MANADO | MAIN UNIT | CUSTOMER | 10 April 2017 | DEA MASJA SADALI - TSE | 1 January 1900 |  | 10 April 2017 | DEA MASJA SADALI - TSE | - |  | ACTIVE
1016-1834 | AS30U | SUCTION PUMP SAM-35 | IMAGING | M.G. ELECTRIC - UK | GN00005414 | RSU PROF DR R D KANDAU MANADO - PNBP | MANADO | SULAWESI UTARA | MANADO | MAIN UNIT | CUSTOMER | 10 April 2017 | DEA MASJA SADALI - TSE | 1 January 1900 |  | 10 April 2017 | DEA MASJA SADALI - TSE | - |  | ACTIVE
1016-1835 | AS14U | SUCTION UNIT SAM-14 | IMAGING | M.G. ELECTRIC - UK | GN00002986 | RDC PUSAT - RAWAGELAM | PUSAT | DKI JAKARTA | JAKARTA TIMUR | MAIN UNIT | EMP | 9 November 2016 | ANTONIUS SAGITA - KALIBRASI | 8 November 2016 |  | 9 November 2016 | ANTONIUS SAGITA - KALIBRASI | - |  | ACTIVE
1016-1836 | AS14U | SUCTION UNIT SAM-14 | IMAGING | M.G. ELECTRIC - UK | GN00002986 | RDC PUSAT - RAWAGELAM | PUSAT | DKI JAKARTA | JAKARTA TIMUR | MAIN UNIT | EMP | 9 November 2016 | ANTONIUS SAGITA - KALIBRASI | 8 November 2016 |  | 9 November 2016 | ANTONIUS SAGITA - KALIBRASI | - |  | ACTIVE
1016-1837 | AS14U | SUCTION UNIT SAM-14 | IMAGING | M.G. ELECTRIC - UK | GN00007468 | DINAS KESEHATAN KAB/KOTA. SUMENEP | SURABAYA-2 | JAWA TIMUR | SUMENEP | MAIN UNIT | CUSTOMER | 20 July 2017 | GANDHI YANRANGGA | 20 July 2017 |  | 20 July 2017 | GANDHI YANRANGGA | - |  | ACTIVE
10167233 | 4BL89 | Masterclave 10 config | BIOSCIENCE | BIOMERIEUX SA | GN00002986 | RDC PUSAT - RAWAGELAM | PUSAT | DKI JAKARTA | JAKARTA TIMUR | MAIN UNIT | EMP | - |  | - |  | 19 November 2024 | ERIS MAHRUS HADI - TSE CP | - |  | ACTIVE
10167438 | 4BL90 | Masterclave 20 Config | BIOSCIENCE | BIOMERIEUX SA | GN00002986 | RDC PUSAT - RAWAGELAM | PUSAT | DKI JAKARTA | JAKARTA TIMUR | MAIN UNIT | EMP | - |  | - |  | 5 August 2025 | LEO LANANG SIGIT - TSE CP | - |  | ACTIVE
10167440 | 4BL90 | Masterclave 20 Config | BIOSCIENCE | BIOMERIEUX SA | GN00002986 | RDC PUSAT - RAWAGELAM | PUSAT | DKI JAKARTA | JAKARTA TIMUR | MAIN UNIT | EMP | - |  | - |  | 19 November 2024 | ERIS MAHRUS HADI - TSE CP | - |  | ACTIVE
10167679 | 4BL86 | APS ONE CONFIG | BIOSCIENCE | BIOMERIEUX SA | GN00002986 | RDC PUSAT - RAWAGELAM | PUSAT | DKI JAKARTA | JAKARTA TIMUR | MAIN UNIT | EMP | - |  | - |  | 31 December 2024 | LEO LANANG SIGIT - TSE CP | - |  | ACTIVE
10167681 | 4BL86 | APS ONE CONFIG | BIOSCIENCE | BIOMERIEUX SA | GN00002986 | RDC PUSAT - RAWAGELAM | PUSAT | DKI JAKARTA | JAKARTA TIMUR | MAIN UNIT | EMP | - |  | - |  | 31 December 2024 | LEO LANANG SIGIT - TSE CP | - |  | ACTIVE
10168924 | 4BL34 | DILUMAT START 1 PUMP | BIOSCIENCE | BIOMERIEUX SA | GN00002986 | RDC PUSAT - RAWAGELAM | PUSAT | DKI JAKARTA | JAKARTA TIMUR | MAIN UNIT | EMP | - |  | - |  | 19 November 2024 | ERIS MAHRUS HADI - TSE CP | - |  | ACTIVE
10168927 | 4BL34 | DILUMAT START 1 PUMP | BIOSCIENCE | BIOMERIEUX SA | GN00002986 | RDC PUSAT - RAWAGELAM | PUSAT | DKI JAKARTA | JAKARTA TIMUR | MAIN UNIT | EMP | - |  | - |  | 19 November 2024 | ERIS MAHRUS HADI - TSE CP | - |  | ACTIVE
10170990 | 4BL31 | PMI PERISTALTIC PUMP | BIOSCIENCE | BIOMERIEUX SA | GN00002986 | RDC PUSAT - RAWAGELAM | PUSAT | DKI JAKARTA | JAKARTA TIMUR | MAIN UNIT | EMP | - |  | - |  | 21 November 2024 | LEO LANANG SIGIT - TSE CP | - |  | ACTIVE
10171135 | 4BL31 | PMI PERISTALTIC PUMP | BIOSCIENCE | BIOMERIEUX SA | GN00002986 | RDC PUSAT - RAWAGELAM | PUSAT | DKI JAKARTA | JAKARTA TIMUR | MAIN UNIT | EMP | - |  | - |  | 21 November 2024 | LEO LANANG SIGIT - TSE CP | - |  | ACTIVE
10171136 | 4BL31 | PMI PERISTALTIC PUMP | BIOSCIENCE | BIOMERIEUX SA | GN00002986 | RDC PUSAT - RAWAGELAM | PUSAT | DKI JAKARTA | JAKARTA TIMUR | MAIN UNIT | EMP | - |  | - |  | 22 November 2024 | LEO LANANG SIGIT - TSE CP | - |  | ACTIVE
10171138 | 4BL31 | PMI PERISTALTIC PUMP | BIOSCIENCE | BIOMERIEUX SA | GN00002986 | RDC PUSAT - RAWAGELAM | PUSAT | DKI JAKARTA | JAKARTA TIMUR | MAIN UNIT | EMP | - |  | - |  | 22 November 2024 | LEO LANANG SIGIT - TSE CP | - |  | ACTIVE
10171139 | 4BL31 | PMI PERISTALTIC PUMP | BIOSCIENCE | BIOMERIEUX SA | GN00003001 | PT. ENSEVAL MEDIKA PRIMA - HO | PUSAT | DKI JAKARTA | JAKARTA TIMUR | MAIN UNIT | EMP | - |  | - |  | 19 November 2024 | ERIS MAHRUS HADI - TSE CP | - |  | ACTIVE
1018-1715 | AS30U | SUCTION PUMP SAM-35 | IMAGING | M.G. ELECTRIC - UK | GN00001413 | RSU DR TC HILLERS MAUMERE | KUPANG | NUSA TENGGARA TIMUR | MAUMERE | MAIN UNIT | CUSTOMER | 23 November 2018 | ANDI ISMAIL - SPV TSE TIMUR | 23 November 2018 |  | 23 November 2018 | ANDI ISMAIL - SPV TSE TIMUR | - |  | ACTIVE
1018-1716 | AS30U | SUCTION PUMP SAM-35 | IMAGING | M.G. ELECTRIC - UK | GN00001413 | RSU DR TC HILLERS MAUMERE | KUPANG | NUSA TENGGARA TIMUR | MAUMERE | MAIN UNIT | CUSTOMER | 23 November 2018 | ANDI ISMAIL - SPV TSE TIMUR | 23 November 2018 |  | 23 November 2018 | ANDI ISMAIL - SPV TSE TIMUR | - |  | ACTIVE
1018-1717 | AS30U | SUCTION PUMP SAM-35 | IMAGING | M.G. ELECTRIC - UK | GN00001413 | RSU DR TC HILLERS MAUMERE | KUPANG | NUSA TENGGARA TIMUR | MAUMERE | MAIN UNIT | CUSTOMER | 23 November 2018 | ANDI ISMAIL - SPV TSE TIMUR | 23 November 2018 |  | 23 November 2018 | ANDI ISMAIL - SPV TSE TIMUR | - |  | ACTIVE
1018-1718 | AS30U | SUCTION PUMP SAM-35 | IMAGING | M.G. ELECTRIC - UK | GN00011934 | DINAS KESEHATAN KABUPATEN TANA TORAJA | MAKASSAR | SULAWESI SELATAN | MAKASSAR | MAIN UNIT | CUSTOMER | 14 October 2019 | AUGESTA NANDA PRADANA - TSE | 14 October 2019 |  | 14 October 2019 | AUGESTA NANDA PRADANA - TSE | - |  | ACTIVE
1018-1719 | AS30U | SUCTION PUMP SAM-35 | IMAGING | M.G. ELECTRIC - UK | GN19110004 | RSUD SULTAN FATAH | SEMARANG | JAWA TENGAH | SEMARANG | MAIN UNIT | CUSTOMER | 4 December 2019 | MUNADI - TSE | 4 December 2019 |  | 4 December 2019 | MUNADI - TSE | - |  | ACTIVE
1018-1720 | AS30U | SUCTION PUMP SAM-35 | IMAGING | M.G. ELECTRIC - UK | GN19110004 | RSUD SULTAN FATAH | SEMARANG | JAWA TENGAH | SEMARANG | MAIN UNIT | CUSTOMER | 4 December 2019 | MUNADI - TSE | 4 December 2019 |  | 4 December 2019 | MUNADI - TSE | - |  | ACTIVE
1018-1721 | AS30U | SUCTION PUMP SAM-35 | IMAGING | M.G. ELECTRIC - UK | GN19110004 | RSUD SULTAN FATAH | SEMARANG | JAWA TENGAH | SEMARANG | MAIN UNIT | CUSTOMER | 4 December 2019 | MUNADI - TSE | 4 December 2019 |  | 4 December 2019 | MUNADI - TSE | - |  | ACTIVE
1018-1722 | AS30U | SUCTION PUMP SAM-35 | IMAGING | M.G. ELECTRIC - UK | GN19110004 | RSUD SULTAN FATAH | SEMARANG | JAWA TENGAH | SEMARANG | MAIN UNIT | CUSTOMER | 4 December 2019 | MUNADI - TSE | 4 December 2019 |  | 4 December 2019 | MUNADI - TSE | - |  | ACTIVE
1018-1723 | AS30U | SUCTION PUMP SAM-35 | IMAGING | M.G. ELECTRIC - UK | GN19110004 | RSUD SULTAN FATAH | SEMARANG | JAWA TENGAH | SEMARANG | MAIN UNIT | CUSTOMER | 4 December 2019 | MUNADI - TSE | 4 December 2019 |  | 4 December 2019 | MUNADI - TSE | - |  | ACTIVE
1018-1724 | AS30U | SUCTION PUMP SAM-35 | IMAGING | M.G. ELECTRIC - UK | GN00002986 | RDC PUSAT - RAWAGELAM | PUSAT | DKI JAKARTA | JAKARTA TIMUR | MAIN UNIT | EMP | - |  | 23 November 2018 |  | - |  | - |  | ACTIVE
1018-1725 | AS30U | SUCTION PUMP SAM-35 | IMAGING | M.G. ELECTRIC - UK | GN00002986 | RDC PUSAT - RAWAGELAM | PUSAT | DKI JAKARTA | JAKARTA TIMUR | MAIN UNIT | EMP | - |  | 23 November 2018 |  | - |  | - |  | ACTIVE
1018-1726 | AS30U | SUCTION PUMP SAM-35 | IMAGING | M.G. ELECTRIC - UK | GN00000012 | RS PERSAHABATAN | JAKARTA-1 | DKI JAKARTA | JAKARTA TIMUR | MAIN UNIT | EMP | - |  | 23 November 2018 |  | - |  | - |  | ACTIVE
1018-1727 | AS30U | SUCTION PUMP SAM-35 | IMAGING | M.G. ELECTRIC - UK | GN00010692 | RS. IBNU SINA SIMPANG AMPEK | PADANG | SUMATERA BARAT | PADANG | MAIN UNIT | CUSTOMER | - |  | 30 September 2021 | ABDI PUTRA - TSE | - |  | 30 September 2021 | ABDI PUTRA - TSE | ACTIVE
1018-1728 | AS30U | SUCTION PUMP SAM-35 | IMAGING | M.G. ELECTRIC - UK | GN00008637 | RS MM INDRAMAYU | CIREBON | JAWA BARAT | CIREBON | MAIN UNIT | CUSTOMER | - |  | 23 November 2018 |  | - |  | - |  | ACTIVE
1018-1729 | AS30U | SUCTION PUMP SAM-35 | IMAGING | M.G. ELECTRIC - UK | GN00002921 | RS MITRA KELUARGA DEPOK ( RSMK ) | PEJATEN | JAWA BARAT | DEPOK | MAIN UNIT | CUSTOMER | - |  | 3 July 2023 | MUHAMMAD FAJAR - TSE | - |  | 3 July 2023 | MUHAMMAD FAJAR - TSE | ACTIVE
1018-1730 | AS30U | SUCTION PUMP SAM-35 | IMAGING | M.G. ELECTRIC - UK | GN00002986 | RDC PUSAT - RAWAGELAM | PUSAT | DKI JAKARTA | JAKARTA TIMUR | MAIN UNIT | EMP | - |  | 23 November 2018 |  | - |  | - |  | ACTIVE
10181728 | AS30U | SUCTION PUMP SAM-35 | IMAGING | M.G. ELECTRIC - UK | GN00008637 | RS MM INDRAMAYU | CIREBON | JAWA BARAT | CIREBON | MAIN UNIT | CUSTOMER | - |  | 11 October 2022 | ARBIANSYAH - TSE | 7 September 2022 | ANTONIUS SAGITA - KALIBRASI | 11 October 2022 | ARBIANSYAH - TSE | ACTIVE
1019-1846 | MG18U | Suction Sam-18 Mobile |  |  | GN00011268 | RSUD SK LERIK | KUPANG | NUSA TENGGARA TIMUR | KUPANG | MAIN UNIT | CUSTOMER | 2 December 2019 | ANDI ISMAIL - SPV TSE TIMUR | 2 December 2019 |  | 2 December 2019 | ANDI ISMAIL - SPV TSE TIMUR | 24 January 2025 | ANDI ISMAIL - SPV TSE TIMUR | INACTIVE
1019-1847 | MG18U | Suction Sam-18 Mobile |  |  | GN00011268 | RSUD SK LERIK | KUPANG | NUSA TENGGARA TIMUR | KUPANG | MAIN UNIT | CUSTOMER | 2 December 2019 | ANDI ISMAIL - SPV TSE TIMUR | 2 December 2019 |  | 2 December 2019 | ANDI ISMAIL - SPV TSE TIMUR | 24 January 2025 | ANDI ISMAIL - SPV TSE TIMUR | INACTIVE
1019-1848 | AS30U | SUCTION PUMP SAM-35 | IMAGING | M.G. ELECTRIC - UK | GN00002986 | RDC PUSAT - RAWAGELAM | PUSAT | DKI JAKARTA | JAKARTA TIMUR | MAIN UNIT | EMP | 30 October 2019 | ANTONIUS SAGITA - KALIBRASI | - |  | 30 October 2019 | ANTONIUS SAGITA - KALIBRASI | - |  | ACTIVE
1019-1902 | MG18U | Suction Sam-18 Mobile |  |  | GN18050004 | RSUD IR SOEKARNO SUKOHARJO | SOLO | JAWA TENGAH | SUKOHARJO | MAIN UNIT | CUSTOMER | 12 December 2019 | ANTONIUS SAGITA - KALIBRASI | 24 August 2020 | TEGAR PANDU - TSE | 12 December 2019 | ANTONIUS SAGITA - KALIBRASI | 24 August 2020 | TEGAR PANDU - TSE | INACTIVE
1019-1903 | MG18U | Suction Sam-18 Mobile |  |  | GN18050004 | RSUD IR SOEKARNO SUKOHARJO | SOLO | JAWA TENGAH | SUKOHARJO | MAIN UNIT | CUSTOMER | 12 December 2019 | ANTONIUS SAGITA - KALIBRASI | 31 August 2020 | TEGAR PANDU - TSE | 12 December 2019 | ANTONIUS SAGITA - KALIBRASI | 31 August 2020 | TEGAR PANDU - TSE | INACTIVE
1019-1904 | MG18U | Suction Sam-18 Mobile |  |  | GN18050004 | RSUD IR SOEKARNO SUKOHARJO | SOLO | JAWA TENGAH | SUKOHARJO | MAIN UNIT | CUSTOMER | 12 December 2019 | ANTONIUS SAGITA - KALIBRASI | 24 August 2020 | TEGAR PANDU - TSE | 12 December 2019 | ANTONIUS SAGITA - KALIBRASI | 24 August 2020 | TEGAR PANDU - TSE | INACTIVE
1019-1905 | MG18U | Suction Sam-18 Mobile |  |  | GN18050004 | RSUD IR SOEKARNO SUKOHARJO | SOLO | JAWA TENGAH | SUKOHARJO | MAIN UNIT | CUSTOMER | 12 December 2019 | ANTONIUS SAGITA - KALIBRASI | 31 August 2020 | TEGAR PANDU - TSE | 12 December 2019 | ANTONIUS SAGITA - KALIBRASI | 31 August 2020 | TEGAR PANDU - TSE | INACTIVE
1019-1906 | MG18U | Suction Sam-18 Mobile |  |  | GN00002986 | RDC PUSAT - RAWAGELAM | PUSAT | DKI JAKARTA | JAKARTA TIMUR | MAIN UNIT | EMP | 12 December 2019 | ANTONIUS SAGITA - KALIBRASI | - |  | 12 December 2019 | ANTONIUS SAGITA - KALIBRASI | - |  | INACTIVE
101BS3156 | 48009 | BACT ALERT 3D 60 | DIAGNOSTIC 1 | BIOMERIEUX, INC. | GN00000932 | RSU IMMANUEL | BANDUNG | JAWA BARAT | BANDUNG | MAIN UNIT | EMP | - |  | 11 January 2010 |  | - |  | - |  | ACTIVE
101BS3158 | 48009 | BACT ALERT 3D 60 | DIAGNOSTIC 1 | BIOMERIEUX, INC. | GN00003837 | PT PRAMITA (LAB PRAMITA) | SURABAYA-2 | JAWA TIMUR | SURABAYA | MAIN UNIT | EMP | - |  | 1 January 1900 |  | - |  | - |  | ACTIVE
101BS3159 | 48009 | BACT ALERT 3D 60 | DIAGNOSTIC 1 | BIOMERIEUX, INC. | GN00007559 | PT. ENSEVAL MEDIKA PRIMA - SURABAYA | SURABAYA-2 | JAWA TIMUR | SURABAYA | MAIN UNIT | EMP | - |  | 1 January 2010 |  | - |  | - |  | ACTIVE
101BS3162 | 48009 | BACT ALERT 3D 60 | DIAGNOSTIC 1 | BIOMERIEUX, INC. | GN00002341 | RS MURNI TEGUH MEMORIAL HOSPITAL ( PT. MURNI SADAR ) | MEDAN | SUMATERA UTARA | MEDAN | MAIN UNIT | CUSTOMER | 1 February 1990 | ARBIANSYAH - TSE | 27 May 2022 | BARITA P-SIMAMORA - TSE | 1 February 1990 | ARBIANSYAH - TSE | 27 May 2022 | BARITA P-SIMAMORA - TSE | ACTIVE
102/X/10 | TE007 | INCUBATOR TSN876MCD CBNT | IMAGING | TESENA INOVINDO, PT | GN00001720 | RSU SUMBAWA BESAR | MATARAM | NUSA TENGGARA BARAT | MATARAM | MAIN UNIT | CUSTOMER | 1 February 1990 | I KADEK - TSE | 1 January 1900 |  | 1 February 1990 | I KADEK - TSE | - |  | ACTIVE
102/XII/10 | BD910 |  |  |  | GN00002637 | POLTEKES PEKANBARU | PEKAN BARU | RIAU | PEKANBARU | MAIN UNIT | CUSTOMER | 26 December 2014 | MULKAN | 1 January 1900 |  | 26 December 2014 | MULKAN | - |  | INACTIVE
10202773 | MG18U | Suction Sam-18 Mobile |  |  | GN20010002 | RS BALIMED KARANGASEM | DENPASAR | BALI | DENPASAR | MAIN UNIT | CUSTOMER | 22 February 2021 | ANTONIUS SAGITA - KALIBRASI | 24 February 2021 | I KADEK - TSE | 16 December 2020 | ANTONIUS SAGITA - KALIBRASI | 24 February 2021 | I KADEK - TSE | INACTIVE
10249001 | MPESU | MEGA POWER ELECTROSURGICAL GENERATOR | IMAGING | MEGADYNE MEDICAL | GN00001771 | RSUD DR WAHIDIN SUDIROHUSODO | MAKASSAR | SULAWESI SELATAN | MAKASSAR | MAIN UNIT | CUSTOMER | 10 April 2015 |  | 1 January 1900 |  | 10 April 2015 |  | - |  | ACTIVE
102639 | 96302 | Air Ideal 90 MM | DIAGNOSTIC 1 | BIOMERIEUX SA | GN00000319 | RSUP H ADAM MALIK | MEDAN | SUMATERA UTARA | MEDAN | MAIN UNIT | CUSTOMER | - |  | 1 August 2016 |  | - |  | - |  | ACTIVE
102640 | 96302 | Air Ideal 90 MM | DIAGNOSTIC 1 | BIOMERIEUX SA | GN00002986 | RDC PUSAT - RAWAGELAM | PUSAT | DKI JAKARTA | JAKARTA TIMUR | MAIN UNIT | EMP | - |  | 26 January 2016 |  | - |  | - |  | ACTIVE
102641 | 9BM02 | AIR IDEAL 3P AIR SAMPLER 90MM | BIOSCIENCE | BIOMERIEUX SA | GN00004893 | RS PENDIDIKAN UNS SURAKARTA | SOLO | JAWA TENGAH | SURAKARTA | MAIN UNIT | CUSTOMER | - |  | 14 September 2016 |  | - |  | - |  | ACTIVE
10268001 | MPESU | MEGA POWER ELECTROSURGICAL GENERATOR | IMAGING | MEGADYNE MEDICAL | GN00000069 | RSUD DR HI ABDUL MOELOEK | BANDAR LAMPUNG | LAMPUNG | BANDAR LAMPUNG | MAIN UNIT | CUSTOMER | 19 July 2016 |  | 1 January 2013 |  | 19 July 2016 |  | - |  | ACTIVE
102774 | 96302 | Air Ideal 90 MM | DIAGNOSTIC 1 | BIOMERIEUX SA | GN00002986 | RDC PUSAT - RAWAGELAM | PUSAT | DKI JAKARTA | JAKARTA TIMUR | MAIN UNIT | EMP | 28 July 2016 | HARI UDI RAHARJO - TSE | 27 July 2016 |  | 28 July 2016 | HARI UDI RAHARJO - TSE | - |  | ACTIVE
102775 | 96302 | Air Ideal 90 MM | DIAGNOSTIC 1 | BIOMERIEUX SA | GN00002986 | RDC PUSAT - RAWAGELAM | PUSAT | DKI JAKARTA | JAKARTA TIMUR | MAIN UNIT | EMP | 28 July 2016 | HARI UDI RAHARJO - TSE | 27 July 2016 |  | 28 July 2016 | HARI UDI RAHARJO - TSE | - |  | ACTIVE
102776 | 96302 | Air Ideal 90 MM | DIAGNOSTIC 1 | BIOMERIEUX SA | GN00002986 | RDC PUSAT - RAWAGELAM | PUSAT | DKI JAKARTA | JAKARTA TIMUR | MAIN UNIT | EMP | 28 July 2016 | HARI UDI RAHARJO - TSE | 27 July 2016 |  | 28 July 2016 | HARI UDI RAHARJO - TSE | - |  | ACTIVE
103/I/11 | BD910 |  |  |  | GN00002637 | POLTEKES PEKANBARU | PEKAN BARU | RIAU | PEKANBARU | MAIN UNIT | CUSTOMER | 26 December 2014 | MULKAN | 1 January 1900 |  | 26 December 2014 | MULKAN | - |  | INACTIVE
103/XII/13 | TE020 | PHOTOTHERAPY TLC 2 HT | IMAGING | TESENA INOVINDO, PT | GN00002406 | RUMKIT TK II DR. SOEDJONO | YOGYAKARTA | YOGYAKARTA | MAGELANG | MAIN UNIT | CUSTOMER | 3 December 2014 | DIAN FEBRIYANA - TSE | 30 December 2013 |  | 3 December 2014 | DIAN FEBRIYANA - TSE | - |  | ACTIVE
1031.0.12140615 | TF167 |  |  |  | GN00001527 | DINAS KESEHATAN KOTA BATU | MALANG | JAWA TIMUR | BATU | MAIN UNIT | CUSTOMER | - |  | 13 August 2015 |  | - |  | - |  | INACTIVE
10312.0.00000615 | ND241 | NEEDLE DESTROYER | IMAGING | TESENA INOVINDO, PT | GN00001527 | DINAS KESEHATAN KOTA BATU | MALANG | JAWA TIMUR | BATU | MAIN UNIT | CUSTOMER | - |  | 13 August 2015 |  | - |  | - |  | ACTIVE
10313.0.00000615 | ND241 | NEEDLE DESTROYER | IMAGING | TESENA INOVINDO, PT | GN00001527 | DINAS KESEHATAN KOTA BATU | MALANG | JAWA TIMUR | BATU | MAIN UNIT | CUSTOMER | - |  | 13 August 2015 |  | - |  | - |  | ACTIVE
103220 | 96302 | Air Ideal 90 MM | DIAGNOSTIC 1 | BIOMERIEUX SA | GN00002986 | RDC PUSAT - RAWAGELAM | PUSAT | DKI JAKARTA | JAKARTA TIMUR | MAIN UNIT | EMP | 28 July 2016 | HARI UDI RAHARJO - TSE | 27 July 2016 |  | 28 July 2016 | HARI UDI RAHARJO - TSE | - |  | ACTIVE
103221 | 96302 | Air Ideal 90 MM | DIAGNOSTIC 1 | BIOMERIEUX SA | GN19110020 | LABORATORIUM KALIBRASI - PT. EMP | PUSAT | DKI JAKARTA | JAKARTA TIMUR | MAIN UNIT | EMP | 28 July 2016 | HARI UDI RAHARJO - TSE | 27 July 2016 |  | 28 July 2016 | HARI UDI RAHARJO - TSE | - |  | ACTIVE
103765 | 9BM02 | AIR IDEAL 3P AIR SAMPLER 90MM | BIOSCIENCE | BIOMERIEUX SA | GN00003073 | PT PHAPROS SEMARANG | SEMARANG | JAWA TENGAH | SEMARANG | MAIN UNIT | CUSTOMER | - |  | 20 July 2017 |  | - |  | - |  | ACTIVE
103766 | 9BM02 | AIR IDEAL 3P AIR SAMPLER 90MM | BIOSCIENCE | BIOMERIEUX SA | GN00003073 | PT PHAPROS SEMARANG | SEMARANG | JAWA TENGAH | SEMARANG | MAIN UNIT | CUSTOMER | - |  | 20 July 2017 |  | - |  | - |  | ACTIVE
103787 | 9BM02 | AIR IDEAL 3P AIR SAMPLER 90MM | BIOSCIENCE | BIOMERIEUX SA | GN00007677 | PT TUV NORD INDONESIA | BEKASI | JAWA BARAT | BEKASI | MAIN UNIT | CUSTOMER | 13 July 2018 | GATOT SURYA ADIPUTRA - TSE | 13 July 2018 |  | 13 July 2018 | GATOT SURYA ADIPUTRA - TSE | - |  | ACTIVE
103796 | 96302 | Air Ideal 90 MM | DIAGNOSTIC 1 | BIOMERIEUX SA | GN00003073 | PT PHAPROS SEMARANG | SEMARANG | JAWA TENGAH | SEMARANG | MAIN UNIT | CUSTOMER | - |  | 30 November 2018 |  | - |  | - |  | ACTIVE
103885 | 96302 | Air Ideal 90 MM | DIAGNOSTIC 1 | BIOMERIEUX SA | GN00001707 | RSUD DR ISKAK TULUNGAGUNG | KEDIRI | JAWA TIMUR | TULUNGAGUNG | MAIN UNIT | CUSTOMER | - |  | 13 September 2017 |  | - |  | - |  | ACTIVE
103890 | 9BM02 | AIR IDEAL 3P AIR SAMPLER 90MM | BIOSCIENCE | BIOMERIEUX SA | GN00002986 | RDC PUSAT - RAWAGELAM | PUSAT | DKI JAKARTA | JAKARTA TIMUR | MAIN UNIT | EMP | 18 September 2017 | ANTONIUS SAGITA - KALIBRASI | 13 September 2017 |  | 18 September 2017 | ANTONIUS SAGITA - KALIBRASI | - |  | ACTIVE
103891 | 9BM02 | AIR IDEAL 3P AIR SAMPLER 90MM | BIOSCIENCE | BIOMERIEUX SA | GN00002280 | UPTD LABKES PROV KALTIM | SAMARINDA | KALIMANTAN TIMUR | SAMARINDA | MAIN UNIT | CUSTOMER | - |  | 2 December 2019 |  | - |  | - |  | ACTIVE
104/II/11 | EH910 |  |  |  | GN00001028 | RS MITRA KELUARGA KELAPA GADING | JAKARTA-1 | DKI JAKARTA | JAKARTA UTARA | MAIN UNIT | CUSTOMER | 28 June 2016 |  | 1 January 2011 |  | 28 June 2016 |  | - |  | INACTIVE
104/IV/14 | 807IW |  |  |  | GN00002663 | RSUD DR SOEDIRMAN KEBUMEN | PURWOKERTO | JAWA TENGAH | PURWOKERTO | MAIN UNIT | CUSTOMER | 11 December 2014 | DIAN FEBRIYANA - TSE | 11 December 2014 |  | 11 December 2014 | DIAN FEBRIYANA - TSE | - |  | INACTIVE
104/X/ 10 | TE007 | INCUBATOR TSN876MCD CBNT | IMAGING | TESENA INOVINDO, PT | GN00008421 | PUSKESMAS MEGAMENDUNG | BOGOR | JAWA BARAT | BOGOR | MAIN UNIT | CUSTOMER | - |  | 5 March 2015 |  | - |  | - |  | ACTIVE
104/XI/12T985FD | TM42U |  |  |  | GN00001919 | RSB NYAEN | YOGYAKARTA | YOGYAKARTA | YOGYAKARTA | MAIN UNIT | CUSTOMER | 8 March 2016 | ANDRIAS NUGROHO - TSE | 1 January 1900 |  | 8 March 2016 | ANDRIAS NUGROHO - TSE | - |  | INACTIVE
104/XII?13 | TE020 | PHOTOTHERAPY TLC 2 HT | IMAGING | TESENA INOVINDO, PT | GN00000073 | RSUD MENGGALA TULANG BAWANG | BANDAR LAMPUNG | LAMPUNG | BANDAR LAMPUNG | MAIN UNIT | CUSTOMER | - |  | 19 December 2013 |  | - |  | - |  | ACTIVE
104/XIII/13 | NI20U | PHOTOTHERAPY PT-2000 H | IMAGING | NAKAMURA MEDICAL | GN00000073 | RSUD MENGGALA TULANG BAWANG | BANDAR LAMPUNG | LAMPUNG | BANDAR LAMPUNG | MAIN UNIT | CUSTOMER | - |  | 19 December 2013 |  | - |  | - |  | ACTIVE
1040.0.12140615 | TF167 |  |  |  | GN00001527 | DINAS KESEHATAN KOTA BATU | MALANG | JAWA TIMUR | BATU | MAIN UNIT | CUSTOMER | 13 August 2015 | ZENZEN | 13 August 2015 |  | 13 August 2015 | ZENZEN | - |  | INACTIVE
1043.0.12140615 | TF167 |  |  |  | GN00001527 | DINAS KESEHATAN KOTA BATU | MALANG | JAWA TIMUR | BATU | MAIN UNIT | CUSTOMER | - |  | 13 August 2015 |  | - |  | - |  | INACTIVE
104519 | 9BM02 | AIR IDEAL 3P AIR SAMPLER 90MM | BIOSCIENCE | BIOMERIEUX SA | GN00003073 | PT PHAPROS SEMARANG | SEMARANG | JAWA TENGAH | SEMARANG | MAIN UNIT | CUSTOMER | - |  | 30 November 2018 |  | - |  | - |  | ACTIVE
104521 | 9BM02 | AIR IDEAL 3P AIR SAMPLER 90MM | BIOSCIENCE | BIOMERIEUX SA | GN00003073 | PT PHAPROS SEMARANG | SEMARANG | JAWA TENGAH | SEMARANG | MAIN UNIT | CUSTOMER | - |  | 30 November 2018 |  | - |  | - |  | ACTIVE
105/11/09 | TE014 |  |  |  | GN00000201 | RSUD ARIFIN ACHMAD - PEKANBARU | PEKAN BARU | RIAU | PEKANBARU | MAIN UNIT | CUSTOMER | - |  | 1 January 1900 |  | - |  | - |  | INACTIVE
105/XII/13 | HT2LC |  |  |  | GN00007332 | RSUD BRIDGEN H HASAN BASRI | BANJARMASIN | KALIMANTAN SELATAN | BANJARMASIN | MAIN UNIT | CUSTOMER | 22 August 2014 | GANDHI YANRANGGA | 1 January 1900 |  | 22 August 2014 | GANDHI YANRANGGA | - |  | INACTIVE
1058 | NI14U | INFANT INCUBATOR LCS-ICU | IMAGING | NAKAMURA MEDICAL | GN00002986 | RDC PUSAT - RAWAGELAM | PUSAT | DKI JAKARTA | JAKARTA TIMUR | MAIN UNIT | EMP | - |  | - |  | 9 October 2023 | ANTONIUS SAGITA - KALIBRASI | - |  | ACTIVE
106/X/10 | TE007 | INCUBATOR TSN876MCD CBNT | IMAGING | TESENA INOVINDO, PT | GN00001131 | RSUD SERANG | TANGERANG | BANTEN | SERANG | MAIN UNIT | CUSTOMER | 1 February 1990 | TRIYONO - TSE AREA BARAT | 1 January 2010 |  | 1 February 1990 | TRIYONO - TSE AREA BARAT | - |  | ACTIVE
106/XII/10 | BD910 |  |  |  | GN00001124 | RSUD DR. SOEKARDJO KOTA TASIKMALAYA | TASIKMALAYA | JAWA BARAT | TASIKMALAYA | MAIN UNIT | CUSTOMER | 29 December 2014 |  | 1 January 1900 |  | 29 December 2014 |  | - |  | INACTIVE
106/XII/13 | TE020 | PHOTOTHERAPY TLC 2 HT | IMAGING | TESENA INOVINDO, PT | GN00002406 | RUMKIT TK II DR. SOEDJONO | YOGYAKARTA | YOGYAKARTA | MAGELANG | MAIN UNIT | CUSTOMER | 12 May 2016 | DIAN FEBRIYANA - TSE | 30 December 2013 |  | 12 May 2016 | DIAN FEBRIYANA - TSE | - |  | ACTIVE
1062.0.00000615 | TF167 |  |  |  | GN00001527 | DINAS KESEHATAN KOTA BATU | MALANG | JAWA TIMUR | BATU | MAIN UNIT | CUSTOMER | 13 August 2015 | ZENZEN | 13 August 2015 |  | 13 August 2015 | ZENZEN | - |  | INACTIVE
1063.0.00000615 | TF167 |  |  |  | GN00001527 | DINAS KESEHATAN KOTA BATU | MALANG | JAWA TIMUR | BATU | MAIN UNIT | CUSTOMER | - |  | 13 August 2015 |  | - |  | - |  | INACTIVE
1065.0.00000615 | TF167 |  |  |  | GN00001527 | DINAS KESEHATAN KOTA BATU | MALANG | JAWA TIMUR | BATU | MAIN UNIT | CUSTOMER | - |  | 13 August 2015 |  | - |  | - |  | INACTIVE
1067.0.00000615 | TF167 |  |  |  | GN00001527 | DINAS KESEHATAN KOTA BATU | MALANG | JAWA TIMUR | BATU | MAIN UNIT | CUSTOMER | 13 August 2015 | ZENZEN | 13 August 2015 |  | 13 August 2015 | ZENZEN | - |  | INACTIVE
1069.0.00000615 | TF167 |  |  |  | GN00001527 | DINAS KESEHATAN KOTA BATU | MALANG | JAWA TIMUR | BATU | MAIN UNIT | CUSTOMER | 13 August 2015 | ZENZEN | 13 August 2015 |  | 13 August 2015 | ZENZEN | - |  | INACTIVE
106CR3933 | 47006 | BACT/ALERT 3D COMBO 230V | DIAGNOSTIC 1 | BIOMERIEUX, INC. | GN00001409 | RSU PROF DR W Z JOHANES | KUPANG | NUSA TENGGARA TIMUR | KUPANG | MAIN UNIT | CUSTOMER | - |  | 1 January 1900 |  | - |  | - |  | ACTIVE
107/X/10 | TE007 | INCUBATOR TSN876MCD CBNT | IMAGING | TESENA INOVINDO, PT | GN00001786 | RSUD DR SOEDIRAN MS WONOGIRI | SOLO | JAWA TENGAH | WONOGIRI | MAIN UNIT | CUSTOMER | 19 December 2014 | RAKHMAT | 1 January 1900 |  | 19 December 2014 | RAKHMAT | - |  | ACTIVE
1073.0.00000615 | TF167 |  |  |  | GN00001527 | DINAS KESEHATAN KOTA BATU | MALANG | JAWA TIMUR | BATU | MAIN UNIT | CUSTOMER | - |  | 13 August 2015 |  | - |  | - |  | INACTIVE
10779-132 | CPB59 | PARAFFIN SECTION - ROUND BATH |  |  | GN00000514 | RS ST. ELISABETH (RJ) | SEMARANG | JAWA TENGAH | SEMARANG | MAIN UNIT | CUSTOMER | - |  | 1 January 2002 |  | - |  | - |  | ACTIVE
1078.0.00000615 | TF167 |  |  |  | GN00001527 | DINAS KESEHATAN KOTA BATU | MALANG | JAWA TIMUR | BATU | MAIN UNIT | CUSTOMER | 13 August 2015 | ZENZEN | 13 August 2015 |  | 13 August 2015 | ZENZEN | - |  | INACTIVE
108032317 | 47007 | bacTAlert Virtuo | DIAGNOSTIC 1 | BIOMERIEUX, INC. | GN00000009 | RSU DR CIPTO MANGUNKUSUMO | JAKARTA-1 | DKI JAKARTA | JAKARTA PUSAT | MAIN UNIT | CUSTOMER | - |  | 27 October 2025 |  | 23 March 2022 | LEO LANANG SIGIT - TSE CP | 3 November 2025 | SAHID DERMAWAN - SPV TSE BARAT | ACTIVE
10868 | JSAC8 |  |  |  | GN00003153 | BALAI BESAR VETERINER MAROS | MAKASSAR | SULAWESI SELATAN | MAROS | MAIN UNIT | CUSTOMER | 1 February 1990 | HARI UDI RAHARJO - TSE | 1 January 1900 |  | 1 February 1990 | HARI UDI RAHARJO - TSE | - |  | INACTIVE
1089/XI/13 | TE040 | EXAMINATION TSN 015 FHCB |  |  | GN00002419 | RS USU ( UNIVERSITAS SUMATERA UTARA ) | MEDAN | SUMATERA UTARA | MEDAN | MAIN UNIT | CUSTOMER | 27 March 2015 | ARBIANSYAH - TSE | 1 January 2013 |  | 27 March 2015 | ARBIANSYAH - TSE | - |  | INACTIVE
109/XI/11 | BD910 |  |  |  | GN00001674 | RSUD SORONG | JAYAPURA | PAPUA | SORONG | MAIN UNIT | CUSTOMER | 10 April 2015 |  | 1 January 1900 |  | 10 April 2015 |  | - |  | INACTIVE
1090/XI/13 | TE040 | EXAMINATION TSN 015 FHCB |  |  | GN00002419 | RS USU ( UNIVERSITAS SUMATERA UTARA ) | MEDAN | SUMATERA UTARA | MEDAN | MAIN UNIT | CUSTOMER | 27 March 2015 | ARBIANSYAH - TSE | 1 December 2013 |  | 27 March 2015 | ARBIANSYAH - TSE | - |  | INACTIVE
10904 | JSAC8 |  |  |  | GN00000786 | RS PENDIDIKAN UNHAS | MAKASSAR | SULAWESI SELATAN | MAKASSAR | MAIN UNIT | CUSTOMER | 6 January 2016 |  | 27 November 2013 |  | 6 January 2016 |  | - |  | INACTIVE
1093/XI/13 | TE040 | EXAMINATION TSN 015 FHCB |  |  | GN00002419 | RS USU ( UNIVERSITAS SUMATERA UTARA ) | MEDAN | SUMATERA UTARA | MEDAN | MAIN UNIT | CUSTOMER | 27 March 2015 | ARBIANSYAH - TSE | 1 January 2013 |  | 27 March 2015 | ARBIANSYAH - TSE | - |  | INACTIVE
1093A1211 | SH001 | HISTOSTAR | DIAGNOSTIC 2 | SHANDON DIAGNOSTICS Ltd. | GN00000167 | RSUD H. HANAFI - MUARA BUNGO | JAMBI | JAMBI | MUARA BUNGO | MAIN UNIT | CUSTOMER | 26 December 2014 |  | 1 January 1900 |  | 26 December 2014 |  | - |  | ACTIVE
1096/XI/13 | TE040 | EXAMINATION TSN 015 FHCB |  |  | GN00002419 | RS USU ( UNIVERSITAS SUMATERA UTARA ) | MEDAN | SUMATERA UTARA | MEDAN | MAIN UNIT | CUSTOMER | 27 March 2015 | ARBIANSYAH - TSE | 1 December 2013 |  | 27 March 2015 | ARBIANSYAH - TSE | - |  | INACTIVE
1098.0.00000815.T015FHC | TE039 | EXAMINATION TSN 015 FHC | IMAGING | TESENA INOVINDO, PT | GN00002380 | RSUD KAYEN PATI | SEMARANG | JAWA TENGAH | SEMARANG | MAIN UNIT | CUSTOMER | - |  | 17 September 2015 |  | - |  | - |  | ACTIVE
1099.0.00000815.T015FHC | TE039 | EXAMINATION TSN 015 FHC | IMAGING | TESENA INOVINDO, PT | GN00001785 | RSUD SUKOHARJO | SOLO | JAWA TENGAH | SUKOHARJO | MAIN UNIT | CUSTOMER | 31 August 2015 | RAKHMAT | 31 August 2015 |  | 31 August 2015 | RAKHMAT | - |  | ACTIVE
1099/XII/13 | TE040 | EXAMINATION TSN 015 FHCB |  |  | GN00002419 | RS USU ( UNIVERSITAS SUMATERA UTARA ) | MEDAN | SUMATERA UTARA | MEDAN | MAIN UNIT | CUSTOMER | 27 March 2015 | ARBIANSYAH - TSE | 1 December 2013 |  | 27 March 2015 | ARBIANSYAH - TSE | - |  | INACTIVE
10CZ3512T4LW | 47565 | MYLA SYSTEM | DIAGNOSTIC 1 | BIOMERIEUX SA | GN00003001 | PT. ENSEVAL MEDIKA PRIMA - HO | PUSAT | DKI JAKARTA | JAKARTA TIMUR | MAIN UNIT | EMP | 14 June 2016 | ANDI YUNIARTO - CORE | 7 September 2018 |  | 14 June 2016 | ANDI YUNIARTO - CORE | 14 January 2025 | SAHID DERMAWAN - SPV TSE BARAT | ACTIVE
10CZ3512T4M0 | 47565 | MYLA SYSTEM | DIAGNOSTIC 1 | BIOMERIEUX SA | GN00002986 | RDC PUSAT - RAWAGELAM | PUSAT | DKI JAKARTA | JAKARTA TIMUR | MAIN UNIT | EMP | 6 September 2018 | TRIYONO - TSE AREA BARAT | 6 September 2018 |  | 6 September 2018 | TRIYONO - TSE AREA BARAT | - |  | ACTIVE
10CZ3512T4MN | 47565 | MYLA SYSTEM | DIAGNOSTIC 1 | BIOMERIEUX SA | GN00002986 | RDC PUSAT - RAWAGELAM | PUSAT | DKI JAKARTA | JAKARTA TIMUR | MAIN UNIT | EMP | - |  | - |  | 20 March 2022 | LEO LANANG SIGIT - TSE CP | - |  | ACTIVE
10CZ3512T4MO | 47565 | MYLA SYSTEM | DIAGNOSTIC 1 | BIOMERIEUX SA | GN00002985 | WORKSHOOP CSM PUSAT | PUSAT | DKI JAKARTA | JAKARTA TIMUR | MAIN UNIT | EMP | 10 May 2019 | SUKMA WIJAYA - TSE | 23 November 2017 |  | 10 May 2019 | SUKMA WIJAYA - TSE | - |  | ACTIVE
10CZC5102JFX | 24804 | Observa |  |  | GN00002986 | RDC PUSAT - RAWAGELAM | PUSAT | DKI JAKARTA | JAKARTA TIMUR | MAIN UNIT | EMP | 5 November 2015 | LEO LANANG SIGIT - TSE CP | 1 January 1900 |  | 5 November 2015 | LEO LANANG SIGIT - TSE CP | - |  | ACTIVE
110/X/10 | TE007 | INCUBATOR TSN876MCD CBNT | IMAGING | TESENA INOVINDO, PT | GN00001131 | RSUD SERANG | TANGERANG | BANTEN | SERANG | MAIN UNIT | CUSTOMER | 1 February 1990 | TRIYONO - TSE AREA BARAT | 1 January 2010 |  | 1 February 1990 | TRIYONO - TSE AREA BARAT | - |  | ACTIVE
110/XI/11 | BD910 |  |  |  | GN00001674 | RSUD SORONG | JAYAPURA | PAPUA | SORONG | MAIN UNIT | CUSTOMER | 10 April 2015 |  | 1 January 1900 |  | 10 April 2015 |  | - |  | INACTIVE
1100.0.00000815.T015FHC | TE039 | EXAMINATION TSN 015 FHC | IMAGING | TESENA INOVINDO, PT | GN00001785 | RSUD SUKOHARJO | SOLO | JAWA TENGAH | SUKOHARJO | MAIN UNIT | CUSTOMER | 31 August 2015 | RAKHMAT | 31 August 2015 |  | 31 August 2015 | RAKHMAT | - |  | ACTIVE
110014-08 | JS001 | BIO SAFE-CAB TYPE-A2 900 | DIAGNOSTIC 2 | JS RESEARCH INC. | GN00000188 | RS AWAL BROS PEKANBARU | PEKAN BARU | RIAU | PEKANBARU | MAIN UNIT | CUSTOMER | 30 July 2015 | MULKAN | 1 January 1900 |  | 30 July 2015 | MULKAN | - |  | ACTIVE
1101-0663 | AS30U | SUCTION PUMP SAM-35 | IMAGING | M.G. ELECTRIC - UK | GN00001971 | RS MITRA KELUARGA BEKASI BARAT | BEKASI | JAWA BARAT | BEKASI | MAIN UNIT | CUSTOMER | 17 June 2014 | ANASTASIA OCTAVIN | 24 June 2002 |  | 17 June 2014 | ANASTASIA OCTAVIN | - |  | ACTIVE
1101-0668 | AS30U | SUCTION PUMP SAM-35 | IMAGING | M.G. ELECTRIC - UK | GN00001971 | RS MITRA KELUARGA BEKASI BARAT | BEKASI | JAWA BARAT | BEKASI | MAIN UNIT | CUSTOMER | 29 December 2014 | BUDI SUROSO - TSE | 24 June 2002 |  | 29 December 2014 | BUDI SUROSO - TSE | - |  | ACTIVE
1101004 | NX23U |  |  |  | GN00000529 | RSUD RA KARTINI | SEMARANG | JAWA TENGAH | JEPARA | MAIN UNIT | CUSTOMER | 10 April 2015 | MUNADI - TSE | 1 January 2012 |  | 10 April 2015 | MUNADI - TSE | - |  | INACTIVE
11010663 | AS30U | SUCTION PUMP SAM-35 | IMAGING | M.G. ELECTRIC - UK | GN00001971 | RS MITRA KELUARGA BEKASI BARAT | BEKASI | JAWA BARAT | BEKASI | MAIN UNIT | CUSTOMER | 24 July 2014 | IBNUL AZIZ - TSE | 24 June 2000 |  | 24 July 2014 | IBNUL AZIZ - TSE | - |  | ACTIVE
110121-03 | JS008 | LAMINAR FLOW CABINET VERTICAL (1800 MM) | DIAGNOSTIC 2 | JS RESEARCH INC. | GN00001196 | RSUD TANGERANG SELATAN | TANGERANG | BANTEN | TANGERANG | MAIN UNIT | CUSTOMER | 6 August 2014 | ARIEF SETIAWAN - TSE CP | 1 January 1900 |  | 6 August 2014 | ARIEF SETIAWAN - TSE CP | - |  | ACTIVE
110121-06 | JS001 | BIO SAFE-CAB TYPE-A2 900 | DIAGNOSTIC 2 | JS RESEARCH INC. | GN00008373 | BALAI PENGOBATAN PENYAKIT PARU-PARU KEBUMEN | PURWOKERTO | JAWA TENGAH | PURWOKERTO | MAIN UNIT | CUSTOMER | 8 January 2015 | DIAN FEBRIYANA - TSE | 1 January 1900 |  | 8 January 2015 | DIAN FEBRIYANA - TSE | - |  | ACTIVE
1101704-23 | JC13C | Cooling Bath Circulator 13l |  |  | GN00002239 | UNIV SRIWIJAYA | PALEMBANG | SUMATERA SELATAN | PALEMBANG | MAIN UNIT | CUSTOMER | 23 August 2016 |  | 1 January 2012 |  | 23 August 2016 |  | - |  | ACTIVE
110171115 | JS032 |  |  |  | GN00002813 | RS Universitas Yarsi | JAKARTA-1 | DKI JAKARTA |  | MAIN UNIT | CUSTOMER | 26 September 2016 |  | 1 January 2011 |  | 26 September 2016 |  | - |  | INACTIVE
1102009 | NI23U | VACUUM EXTRACTOR GT 200 | IMAGING | NAKAMURA MEDICAL | GN00000280 | RSUD AROSUKA | PADANG | SUMATERA BARAT | AROSUKA | MAIN UNIT | CUSTOMER | - |  | 1 January 2013 |  | - |  | - |  | ACTIVE
1104.0.00000815.T015FHC | TE039 | EXAMINATION TSN 015 FHC | IMAGING | TESENA INOVINDO, PT | GN00000544 | DINAS KESEHATAN KAB/ KOTA. REMBANG | KUDUS | JAWA TENGAH | REMBANG | MAIN UNIT | CUSTOMER | 22 September 2015 | MUNADI - TSE | 22 September 2015 |  | 22 September 2015 | MUNADI - TSE | - |  | ACTIVE
1104006459 | 00204 | BIOMERIEUX READER 270 |  |  | GN00002177 | LABKESDA TANGERANG SELATAN | TANGERANG | BANTEN | TANGERANG | MAIN UNIT | CUSTOMER | 1 February 1990 | AGUS FAUZI | 1 January 1900 |  | 1 February 1990 | AGUS FAUZI | - |  | INACTIVE
1104006464 | 00204 | BIOMERIEUX READER 270 |  |  | GN00002286 | LAB TERPADU USU | MEDAN | SUMATERA UTARA | MEDAN | MAIN UNIT | CUSTOMER | 23 June 2016 |  | 1 January 2013 |  | 23 June 2016 |  | - |  | INACTIVE
1105.0.00000815.T015FHC | TE039 | EXAMINATION TSN 015 FHC | IMAGING | TESENA INOVINDO, PT | GN00001785 | RSUD SUKOHARJO | SOLO | JAWA TENGAH | SUKOHARJO | MAIN UNIT | CUSTOMER | 31 August 2015 | RAKHMAT | 31 August 2015 |  | 31 August 2015 | RAKHMAT | - |  | ACTIVE
1105005 | NI20U | PHOTOTHERAPY PT-2000 H | IMAGING | NAKAMURA MEDICAL | GN00002178 | RSUD DR SOETOMO SURABAYA | SURABAYA-1 | JAWA TIMUR | SURABAYA | MAIN UNIT | CUSTOMER | - |  | 1 January 1900 |  | - |  | - |  | ACTIVE
1105006 | NI20U | PHOTOTHERAPY PT-2000 H | IMAGING | NAKAMURA MEDICAL | GN00002178 | RSUD DR SOETOMO SURABAYA | SURABAYA-1 | JAWA TIMUR | SURABAYA | MAIN UNIT | CUSTOMER | - |  | 1 January 1900 |  | - |  | - |  | ACTIVE
1105007 | NI20U | PHOTOTHERAPY PT-2000 H | IMAGING | NAKAMURA MEDICAL | GN00002178 | RSUD DR SOETOMO SURABAYA | SURABAYA-1 | JAWA TIMUR | SURABAYA | MAIN UNIT | CUSTOMER | - |  | 1 January 1900 |  | - |  | - |  | ACTIVE
110516-317 | JS002 | BIOHAZARD SAFETY CABINET TYPE A2 (1200 MM) | DIAGNOSTIC 2 | JS RESEARCH INC. | GN00002108 | RS MITRA SATELIT SURABAYA | SURABAYA-1 | JAWA TIMUR | SURABAYA | MAIN UNIT | CUSTOMER | - |  | 6 August 2011 |  | - |  | - |  | ACTIVE
110516-38 | JS002 | BIOHAZARD SAFETY CABINET TYPE A2 (1200 MM) | DIAGNOSTIC 2 | JS RESEARCH INC. | GN00002813 | RS Universitas Yarsi | JAKARTA-1 | DKI JAKARTA |  | MAIN UNIT | CUSTOMER | 18 June 2018 | MOHAMAD SUKARJO - TSE CP | 18 June 2018 |  | 18 June 2018 | MOHAMAD SUKARJO - TSE CP | - |  | ACTIVE
110524 | 9BM02 | AIR IDEAL 3P AIR SAMPLER 90MM | BIOSCIENCE | BIOMERIEUX SA | GN00003073 | PT PHAPROS SEMARANG | SEMARANG | JAWA TENGAH | SEMARANG | MAIN UNIT | CUSTOMER | - |  | 3 August 2019 |  | - |  | - |  | ACTIVE
1106.0.00000815.T015FHC | TE039 | EXAMINATION TSN 015 FHC | IMAGING | TESENA INOVINDO, PT | GN00000544 | DINAS KESEHATAN KAB/ KOTA. REMBANG | KUDUS | JAWA TENGAH | REMBANG | MAIN UNIT | CUSTOMER | 22 September 2015 | MUNADI - TSE | 22 September 2015 |  | 22 September 2015 | MUNADI - TSE | - |  | ACTIVE
1106003 | NX23U |  |  |  | GN00000256 | RS PT SEMEN PADANG | PADANG | SUMATERA BARAT | PADANG | MAIN UNIT | CUSTOMER | 26 December 2014 | TRIYONO - TSE AREA BARAT | 1 January 2013 |  | 26 December 2014 | TRIYONO - TSE AREA BARAT | - |  | INACTIVE
1106004 | NX23U |  |  |  | GN00000450 | RSUD SABANG | BANDA ACEH | ACEH | SABANG | MAIN UNIT | CUSTOMER | 1 February 1990 | TRIYONO - TSE AREA BARAT | 1 January 2011 |  | 1 February 1990 | TRIYONO - TSE AREA BARAT | - |  | INACTIVE
1106004230 | 00205 |  |  |  | GN00009087 | RSUD BENER MERIAH (RSUD MUNYANG KUTE) | LHOKSEUMAWE | ACEH | BANDA ACEH | MAIN UNIT | CUSTOMER | 1 February 1990 | TRIYONO - TSE AREA BARAT | 1 January 2011 |  | 1 February 1990 | TRIYONO - TSE AREA BARAT | - |  | INACTIVE
1106004232 | 00205 |  |  |  | GN00002010 | UPT LAB BIOSCIENE & BIOTEKNOLOGI (UNUD) | DENPASAR | BALI | DENPASAR | MAIN UNIT | CUSTOMER | 1 February 1990 | I KADEK - TSE | 1 January 1900 |  | 1 February 1990 | I KADEK - TSE | - |  | INACTIVE
1106004235 | 00205 |  |  |  | GN00001993 | LAB MIKRO FAKULTAS KEDOKTERAN UNIVERSITAS UDAYANA | DENPASAR | BALI | DENPASAR | MAIN UNIT | CUSTOMER | 1 February 1990 | I KADEK - TSE | 1 January 1900 |  | 1 February 1990 | I KADEK - TSE | - |  | INACTIVE
1106004237 | 00205 |  |  |  | GN00001220 | RSUP SANGLAH DENPASAR | DENPASAR | BALI | DENPASAR | MAIN UNIT | CUSTOMER | 13 May 2015 | I KADEK - TSE | 1 January 1900 |  | 13 May 2015 | I KADEK - TSE | - |  | INACTIVE
1106004239 | 00205 |  |  |  | GN00011539 | PG23 | PUSAT | DKI JAKARTA | JAKARTA TIMUR | MAIN UNIT | EMP | - |  | 1 January 1900 |  | - |  | - |  | INACTIVE
1106004240 | 00205 |  |  |  | GN00002285 | KLINIK SPESIALIS ANUGERAH IBU | MEDAN | SUMATERA UTARA | MEDAN | MAIN UNIT | EMP | - |  | 1 January 2010 |  | - |  | - |  | INACTIVE
1106004249 | 00255 |  |  |  | GN00003001 | PT. ENSEVAL MEDIKA PRIMA - HO | PUSAT | DKI JAKARTA | JAKARTA TIMUR | MAIN UNIT | EMP | 24 November 2014 | VAC - YULI YULIANI - CORE | 9 August 2017 |  | 24 November 2014 | VAC - YULI YULIANI - CORE | 14 January 2025 | SAHID DERMAWAN - SPV TSE BARAT | INACTIVE
110605 | NI23U | VACUUM EXTRACTOR GT 200 | IMAGING | NAKAMURA MEDICAL | GN00001901 | RSUP SOERADJI KLATEN | YOGYAKARTA | YOGYAKARTA | YOGYAKARTA | MAIN UNIT | CUSTOMER | 17 April 2015 |  | 1 January 1900 |  | 17 April 2015 |  | - |  | ACTIVE
110637 | 96302 | Air Ideal 90 MM | DIAGNOSTIC 1 | BIOMERIEUX SA | GN00003073 | PT PHAPROS SEMARANG | SEMARANG | JAWA TENGAH | SEMARANG | MAIN UNIT | CUSTOMER | - |  | 3 August 2019 |  | - |  | - |  | ACTIVE
1107-2965 | AS20U | Suction Pump Sam-18 |  |  | GN00002921 | RS MITRA KELUARGA DEPOK ( RSMK ) | PEJATEN | JAWA BARAT | DEPOK | MAIN UNIT | CUSTOMER | 26 August 2014 | IBNUL AZIZ - TSE | 1 March 2012 |  | 26 August 2014 | IBNUL AZIZ - TSE | - |  | INACTIVE
1107-2977 | AS30U | SUCTION PUMP SAM-35 | IMAGING | M.G. ELECTRIC - UK | GN00002921 | RS MITRA KELUARGA DEPOK ( RSMK ) | PEJATEN | JAWA BARAT | DEPOK | MAIN UNIT | CUSTOMER | 26 August 2014 | IBNUL AZIZ - TSE | 1 March 2012 |  | 26 August 2014 | IBNUL AZIZ - TSE | - |  | ACTIVE
1107.0.00000815.T015FHC | TE039 | EXAMINATION TSN 015 FHC | IMAGING | TESENA INOVINDO, PT | GN00001785 | RSUD SUKOHARJO | SOLO | JAWA TENGAH | SUKOHARJO | MAIN UNIT | CUSTOMER | 31 August 2015 | RAKHMAT | 31 August 2015 |  | 31 August 2015 | RAKHMAT | - |  | ACTIVE
11072961 | MG40U | Suction Pump SAM420 | IMAGING | M.G. ELECTRIC - UK | GN00000868 | RSU PROV SULBAR | MAKASSAR | SULAWESI BARAT | MAMUJU | MAIN UNIT | CUSTOMER | 10 April 2015 |  | 1 January 1900 |  | 10 April 2015 |  | - |  | INACTIVE
11072976 | AS10U | SUCTION PUMP SAM-12 | IMAGING | M.G. ELECTRIC - UK | GN00000481 | RSUD DATU BERU | BANDA ACEH | ACEH | TAKENGON | MAIN UNIT | CUSTOMER | 1 February 1990 | TRIYONO - TSE AREA BARAT | 1 January 2010 |  | 1 February 1990 | TRIYONO - TSE AREA BARAT | - |  | ACTIVE
11083032 | AS10U | SUCTION PUMP SAM-12 | IMAGING | M.G. ELECTRIC - UK | GN00000669 | RSUD PULANG PISAU | BANJARMASIN | KALIMANTAN TENGAH | PALANGKA RAYA | MAIN UNIT | CUSTOMER | 10 April 2015 |  | 1 January 1900 |  | 10 April 2015 |  | - |  | ACTIVE
1109-2785 | AS10U | SUCTION PUMP SAM-12 | IMAGING | M.G. ELECTRIC - UK | GN00000757 | RS WOODWARD | PALU | SULAWESI TENGAH | PALU | MAIN UNIT | CUSTOMER | 10 April 2015 |  | 1 January 1900 |  | 10 April 2015 |  | - |  | ACTIVE
1109.0.00000815.T015FHC | TE039 | EXAMINATION TSN 015 FHC | IMAGING | TESENA INOVINDO, PT | GN00001785 | RSUD SUKOHARJO | SOLO | JAWA TENGAH | SUKOHARJO | MAIN UNIT | CUSTOMER | 31 August 2015 | RAKHMAT | 31 August 2015 |  | 31 August 2015 | RAKHMAT | - |  | ACTIVE
11090510 | JS005 | LAMINAR FLOW VERT 900MM | DIAGNOSTIC 2 | JS RESEARCH INC. | GN00008129 | BPOM (BADAN PENGAWAS OBAT DAN MAKANAN) | SURABAYA-2 | JAWA TIMUR | SURABAYA | MAIN UNIT | CUSTOMER | - |  | 10 August 2022 |  | 10 August 2022 | LEO LANANG SIGIT - TSE CP | - |  | ACTIVE
11090520 | JS007 | LAMINAR FLOW CABINET VERTICAL (1500 MM) | DIAGNOSTIC 2 | JS RESEARCH INC. | GN00001466 | RSUD SIDOARJO | SURABAYA-1 | JAWA TIMUR | SIDOARJO | MAIN UNIT | CUSTOMER | - |  | 1 January 1900 |  | - |  | - |  | ACTIVE
110926-10 | JS002 | BIOHAZARD SAFETY CABINET TYPE A2 (1200 MM) | DIAGNOSTIC 2 | JS RESEARCH INC. | GN00000535 | RSUP DR KARIADI | SEMARANG | JAWA TENGAH | SEMARANG | MAIN UNIT | CUSTOMER | 10 April 2015 |  | 1 January 1900 |  | 10 April 2015 |  | - |  | ACTIVE
111/XI/10 | TE007 | INCUBATOR TSN876MCD CBNT | IMAGING | TESENA INOVINDO, PT | GN00001131 | RSUD SERANG | TANGERANG | BANTEN | SERANG | MAIN UNIT | CUSTOMER | 1 February 1990 | TRIYONO - TSE AREA BARAT | 1 January 2010 |  | 1 February 1990 | TRIYONO - TSE AREA BARAT | - |  | ACTIVE
111/XI/11 | BD910 |  |  |  | GN00001674 | RSUD SORONG | JAYAPURA | PAPUA | SORONG | MAIN UNIT | CUSTOMER | 10 April 2015 |  | 1 January 1900 |  | 10 April 2015 |  | - |  | INACTIVE
111004-01 | JS002 | BIOHAZARD SAFETY CABINET TYPE A2 (1200 MM) | DIAGNOSTIC 2 | JS RESEARCH INC. | GN00001387 | RSUD JOMBANG | SURABAYA-1 | JAWA TIMUR | JOMBANG | MAIN UNIT | CUSTOMER | - |  | 1 January 1900 |  | - |  | - |  | ACTIVE
111004-02 | JS002 | BIOHAZARD SAFETY CABINET TYPE A2 (1200 MM) | DIAGNOSTIC 2 | JS RESEARCH INC. | GN00002419 | RS USU ( UNIVERSITAS SUMATERA UTARA ) | MEDAN | SUMATERA UTARA | MEDAN | MAIN UNIT | CUSTOMER | - |  | 1 January 2012 |  | - |  | - |  | ACTIVE
1111001406 | 00204 | BIOMERIEUX READER 270 |  |  | GN00001220 | RSUP SANGLAH DENPASAR | DENPASAR | BALI | DENPASAR | MAIN UNIT | CUSTOMER | 13 May 2015 | I KADEK - TSE | 1 January 1900 |  | 13 May 2015 | I KADEK - TSE | - |  | INACTIVE
1111001412 | 00204 | BIOMERIEUX READER 270 |  |  | GN00001993 | LAB MIKRO FAKULTAS KEDOKTERAN UNIVERSITAS UDAYANA | DENPASAR | BALI | DENPASAR | MAIN UNIT | CUSTOMER | 1 February 1990 | I KADEK - TSE | 1 January 1900 |  | 1 February 1990 | I KADEK - TSE | - |  | INACTIVE
1111001413 | 00204 | BIOMERIEUX READER 270 |  |  | GN00002798 | LAB PRODIA PUSAT RUJUKAN NASIONAL (PRN) | JAKARTA-1 | DKI JAKARTA | JAKARTA PUSAT | MAIN UNIT | CUSTOMER | 28 June 2016 |  | 1 January 2013 |  | 28 June 2016 |  | - |  | INACTIVE
1111001418 | 00204 | BIOMERIEUX READER 270 |  |  | GN00011539 | PG23 | PUSAT | DKI JAKARTA | JAKARTA TIMUR | MAIN UNIT | EMP | 5 May 2017 | LEO LANANG SIGIT - TSE CP | 1 January 1900 |  | 5 May 2017 | LEO LANANG SIGIT - TSE CP | - |  | INACTIVE
1111001420 | 00204 | BIOMERIEUX READER 270 |  |  | GN00001745 | PMI GARUT | TASIKMALAYA | JAWA BARAT | GARUT | MAIN UNIT | EMP | 24 November 2014 | SUKMA WIJAYA - TSE | 1 January 1900 |  | 24 November 2014 | SUKMA WIJAYA - TSE | - |  | INACTIVE
1111008751 | 00205 |  |  |  | GN00002286 | LAB TERPADU USU | MEDAN | SUMATERA UTARA | MEDAN | MAIN UNIT | CUSTOMER | 23 June 2016 |  | 1 January 2013 |  | 23 June 2016 |  | - |  | INACTIVE
1111008753 | 00205 |  |  |  | GN17120005 | AKADEMI BHAKTI KEMANUSIAAN PMI | DEPOK | JAWA BARAT | JAKARTA SELATAN | MAIN UNIT | EMP | 29 December 2017 | FARIDA ADELINA | 29 December 2017 |  | 29 December 2017 | FARIDA ADELINA | - |  | INACTIVE
1111008757 | 00205 |  |  |  | GN00002587 | POLTEKKES KEMENKES BANDUNG | BANDUNG | JAWA BARAT | BANDUNG | MAIN UNIT | CUSTOMER | 23 December 2014 | SUKMA WIJAYA - TSE | 21 October 2010 |  | 23 December 2014 | SUKMA WIJAYA - TSE | - |  | INACTIVE
111137 | 96302 | Air Ideal 90 MM | DIAGNOSTIC 1 | BIOMERIEUX SA | GN00009617 | LAB KESEHATAN DAERAH DINKES BANYUWANGI | MALANG | JAWA TIMUR | MALANG | MAIN UNIT | CUSTOMER | - |  | 29 July 2022 | FAJAR LESMANA - TSE | 28 June 2022 | LEO LANANG SIGIT - TSE CP | 29 July 2022 | FAJAR LESMANA - TSE | ACTIVE
1112-2538 | AS30U | SUCTION PUMP SAM-35 | IMAGING | M.G. ELECTRIC - UK | GN00000008 | RSPAD GATOT SOEBROTO | JAKARTA-1 | DKI JAKARTA | JAKARTA PUSAT | MAIN UNIT | CUSTOMER | 9 September 2014 | ARDI HERMAWAN - TSE CP | 9 September 2014 |  | 9 September 2014 | ARDI HERMAWAN - TSE CP | - |  | ACTIVE
1112-2539 | AS30U | SUCTION PUMP SAM-35 | IMAGING | M.G. ELECTRIC - UK | GN00002848 | RS PEKERJA KBN (KAWASAN BERIKAT NUSANTARA) | JAKARTA-1 | DKI JAKARTA | JAKARTA UTARA | MAIN UNIT | CUSTOMER | - |  | 19 November 2013 |  | - |  | - |  | ACTIVE
1112-2540 | AS30U | SUCTION PUMP SAM-35 | IMAGING | M.G. ELECTRIC - UK | GN00002848 | RS PEKERJA KBN (KAWASAN BERIKAT NUSANTARA) | JAKARTA-1 | DKI JAKARTA | JAKARTA UTARA | MAIN UNIT | CUSTOMER | - |  | 19 November 2013 |  | - |  | - |  | ACTIVE
1112-2541 | AS30U | SUCTION PUMP SAM-35 | IMAGING | M.G. ELECTRIC - UK | GN00000660 | RSUD DR H SOEMARNO S | BANJARMASIN | KALIMANTAN TENGAH | PALANGKA RAYA | MAIN UNIT | CUSTOMER | 10 April 2015 |  | 1 January 1900 |  | 10 April 2015 |  | - |  | ACTIVE
1112-2542 | AS30U | SUCTION PUMP SAM-35 | IMAGING | M.G. ELECTRIC - UK | GN00000006 | RS SULIYANTI SAROSO | JAKARTA-1 | DKI JAKARTA | JAKARTA UTARA | MAIN UNIT | CUSTOMER | 28 August 2014 | ARDI HERMAWAN - TSE CP | 27 December 1962 |  | 28 August 2014 | ARDI HERMAWAN - TSE CP | - |  | ACTIVE
1112-2543 | AS10U | SUCTION PUMP SAM-12 | IMAGING | M.G. ELECTRIC - UK | GN00001934 | PUSKESMAS PANJATAN I | YOGYAKARTA | YOGYAKARTA | YOGYAKARTA | MAIN UNIT | CUSTOMER | 1 February 1990 | DIAN FEBRIYANA - TSE | 1 January 1900 |  | 1 February 1990 | DIAN FEBRIYANA - TSE | - |  | ACTIVE
1112-2706 | AS10U | SUCTION PUMP SAM-12 | IMAGING | M.G. ELECTRIC - UK | GN00000877 | RSUD POLEWALI | MAKASSAR | SULAWESI SELATAN | POLEWALI | MAIN UNIT | CUSTOMER | 10 April 2015 |  | 1 January 1900 |  | 10 April 2015 |  | - |  | ACTIVE
1112-2707 | AS10U | SUCTION PUMP SAM-12 | IMAGING | M.G. ELECTRIC - UK | GN00000877 | RSUD POLEWALI | MAKASSAR | SULAWESI SELATAN | POLEWALI | MAIN UNIT | CUSTOMER | 10 April 2015 |  | 1 January 1900 |  | 10 April 2015 |  | - |  | ACTIVE
1113-2371 | AS30U | SUCTION PUMP SAM-35 | IMAGING | M.G. ELECTRIC - UK | GN00002915 | RS KEJAKSAAN | JAKARTA-2 | DKI JAKARTA | JAKARTA TIMUR | MAIN UNIT | CUSTOMER | - |  | 17 December 2013 |  | - |  | - |  | ACTIVE
1113-2372 | AS30U | SUCTION PUMP SAM-35 | IMAGING | M.G. ELECTRIC - UK | GN00002276 | RSUD TAMAN HUSADA BONTANG | SAMARINDA | KALIMANTAN TIMUR | BONTANG | MAIN UNIT | CUSTOMER | - |  | 29 June 2015 |  | - |  | - |  | ACTIVE
1113-2376 | AS30U | SUCTION PUMP SAM-35 | IMAGING | M.G. ELECTRIC - UK | GN00002464 | RSUD DR HARJONO S PONOROGO | KEDIRI | JAWA TIMUR | PONOROGO | MAIN UNIT | CUSTOMER | - |  | 20 June 2014 |  | - |  | - |  | ACTIVE
1113-2377 | AS30U | SUCTION PUMP SAM-35 | IMAGING | M.G. ELECTRIC - UK | GN00003061 | RS LARAS PTPN IV | MEDAN | SUMATERA UTARA | SIMALUNGUN | MAIN UNIT | CUSTOMER | 9 October 2014 | ARBIANSYAH - TSE | 9 October 2014 |  | 9 October 2014 | ARBIANSYAH - TSE | - |  | ACTIVE
1113-2378 | AS30U | SUCTION PUMP SAM-35 | IMAGING | M.G. ELECTRIC - UK | GN00002986 | RDC PUSAT - RAWAGELAM | PUSAT | DKI JAKARTA | JAKARTA TIMUR | MAIN UNIT | EMP | 3 September 2014 | LEONARDUS ADI | 1 January 1900 |  | 3 September 2014 | LEONARDUS ADI | - |  | ACTIVE
1113-2379 | AS30U | SUCTION PUMP SAM-35 | IMAGING | M.G. ELECTRIC - UK | GN00000971 | RSUD SOREANG | BANDUNG | JAWA BARAT | BANDUNG | MAIN UNIT | CUSTOMER | 10 September 2014 | SUKMA WIJAYA - TSE | 27 October 2014 |  | 10 September 2014 | SUKMA WIJAYA - TSE | - |  | ACTIVE
1113-2380 | AS30U | SUCTION PUMP SAM-35 | IMAGING | M.G. ELECTRIC - UK | GN00002986 | RDC PUSAT - RAWAGELAM | PUSAT | DKI JAKARTA | JAKARTA TIMUR | MAIN UNIT | EMP | 17 September 2014 | LEONARDUS ADI | 1 January 1900 |  | 17 September 2014 | LEONARDUS ADI | - |  | ACTIVE
1113-2381 | AS30U | SUCTION PUMP SAM-35 | IMAGING | M.G. ELECTRIC - UK | GN00001413 | RSU DR TC HILLERS MAUMERE | KUPANG | NUSA TENGGARA TIMUR | MAUMERE | MAIN UNIT | CUSTOMER | 29 November 2014 | I KADEK - TSE | 29 November 2014 |  | 29 November 2014 | I KADEK - TSE | - |  | ACTIVE
1113-2382 | AS30U | SUCTION PUMP SAM-35 | IMAGING | M.G. ELECTRIC - UK | GN00000972 | RSUD SUBANG | BANDUNG | JAWA BARAT | SUBANG | MAIN UNIT | CUSTOMER | 10 September 2014 | SUKMA WIJAYA - TSE | 15 December 2014 |  | 10 September 2014 | SUKMA WIJAYA - TSE | - |  | ACTIVE
1113-2454 | MG40U | Suction Pump SAM420 | IMAGING | M.G. ELECTRIC - UK | GN00000868 | RSU PROV SULBAR | MAKASSAR | SULAWESI BARAT | MAMUJU | MAIN UNIT | CUSTOMER | - |  | 7 January 2014 |  | - |  | - |  | INACTIVE
1113-2455 | MG40U | Suction Pump SAM420 | IMAGING | M.G. ELECTRIC - UK | GN00000868 | RSU PROV SULBAR | MAKASSAR | SULAWESI BARAT | MAMUJU | MAIN UNIT | CUSTOMER | - |  | 7 January 2014 |  | - |  | - |  | INACTIVE
1113-2456 | MG40U | Suction Pump SAM420 | IMAGING | M.G. ELECTRIC - UK | GN00000868 | RSU PROV SULBAR | MAKASSAR | SULAWESI BARAT | MAMUJU | MAIN UNIT | CUSTOMER | - |  | 7 January 2014 |  | - |  | - |  | INACTIVE
1113-2457 | MG40U | Suction Pump SAM420 | IMAGING | M.G. ELECTRIC - UK | GN00000868 | RSU PROV SULBAR | MAKASSAR | SULAWESI BARAT | MAMUJU | MAIN UNIT | CUSTOMER | - |  | 7 January 2014 |  | - |  | - |  | INACTIVE
1113-2458 | MG40U | Suction Pump SAM420 | IMAGING | M.G. ELECTRIC - UK | GN00000868 | RSU PROV SULBAR | MAKASSAR | SULAWESI BARAT | MAMUJU | MAIN UNIT | CUSTOMER | - |  | 7 January 2014 |  | - |  | - |  | INACTIVE
1113-2459 | MG40U | Suction Pump SAM420 | IMAGING | M.G. ELECTRIC - UK | GN00000868 | RSU PROV SULBAR | MAKASSAR | SULAWESI BARAT | MAMUJU | MAIN UNIT | CUSTOMER | - |  | 7 January 2014 |  | - |  | - |  | INACTIVE
1113-2460 | MG40U | Suction Pump SAM420 | IMAGING | M.G. ELECTRIC - UK | GN00000868 | RSU PROV SULBAR | MAKASSAR | SULAWESI BARAT | MAMUJU | MAIN UNIT | CUSTOMER | - |  | 7 January 2014 |  | - |  | - |  | INACTIVE
111397 | 9BM02 | AIR IDEAL 3P AIR SAMPLER 90MM | BIOSCIENCE | BIOMERIEUX SA | GN00011429 | LABKESDA KOTA BEKASI | BEKASI | JAWA BARAT | BEKASI | MAIN UNIT | CUSTOMER | 22 July 2020 | LEO LANANG SIGIT - TSE CP | 22 October 2020 | GATOT SURYA ADIPUTRA - TSE | 22 July 2020 | LEO LANANG SIGIT - TSE CP | 22 October 2020 | GATOT SURYA ADIPUTRA - TSE | ACTIVE
111399 | 9BM02 | AIR IDEAL 3P AIR SAMPLER 90MM | BIOSCIENCE | BIOMERIEUX SA | GN00003383 | Balai Laboratorium Kesehatan Ambon | MAKASSAR | MALUKU |  | MAIN UNIT | CUSTOMER | 22 July 2020 | LEO LANANG SIGIT - TSE CP | 14 January 2021 | AUGESTA NANDA PRADANA - TSE | 22 July 2020 | LEO LANANG SIGIT - TSE CP | 14 January 2021 | AUGESTA NANDA PRADANA - TSE | ACTIVE
1114-2250 | AS30U | SUCTION PUMP SAM-35 | IMAGING | M.G. ELECTRIC - UK | GN00001677 | RSUD TIMIKA | JAYAPURA | PAPUA | TIMIKA | MAIN UNIT | CUSTOMER | - |  | 1 January 1900 |  | - |  | - |  | ACTIVE
1114-2251 | AS30U | SUCTION PUMP SAM-35 | IMAGING | M.G. ELECTRIC - UK | GN00001677 | RSUD TIMIKA | JAYAPURA | PAPUA | TIMIKA | MAIN UNIT | CUSTOMER | - |  | 22 January 2015 |  | - |  | - |  | ACTIVE
1114-2252 | AS30U | SUCTION PUMP SAM-35 | IMAGING | M.G. ELECTRIC - UK | GN00002986 | RDC PUSAT - RAWAGELAM | PUSAT | DKI JAKARTA | JAKARTA TIMUR | MAIN UNIT | EMP | 5 January 2015 | ARIEF SETIAWAN - TSE CP | 5 January 2015 |  | 5 January 2015 | ARIEF SETIAWAN - TSE CP | - |  | ACTIVE
1114-2253 | AS30U | SUCTION PUMP SAM-35 | IMAGING | M.G. ELECTRIC - UK | GN00002986 | RDC PUSAT - RAWAGELAM | PUSAT | DKI JAKARTA | JAKARTA TIMUR | MAIN UNIT | EMP | 5 January 2015 | ARIEF SETIAWAN - TSE CP | 5 January 2015 |  | 5 January 2015 | ARIEF SETIAWAN - TSE CP | - |  | ACTIVE
1114-2254 | AS30U | SUCTION PUMP SAM-35 | IMAGING | M.G. ELECTRIC - UK | GN00000971 | RSUD SOREANG | BANDUNG | JAWA BARAT | BANDUNG | MAIN UNIT | CUSTOMER | 5 January 2015 | SUKMA WIJAYA - TSE | 1 July 2015 |  | 5 January 2015 | SUKMA WIJAYA - TSE | - |  | ACTIVE
1114-2255 | AS30U | SUCTION PUMP SAM-35 | IMAGING | M.G. ELECTRIC - UK | GN00000971 | RSUD SOREANG | BANDUNG | JAWA BARAT | BANDUNG | MAIN UNIT | CUSTOMER | 5 January 2015 | SUKMA WIJAYA - TSE | 1 July 2015 |  | 5 January 2015 | SUKMA WIJAYA - TSE | - |  | ACTIVE
1114-2256 | AS30U | SUCTION PUMP SAM-35 | IMAGING | M.G. ELECTRIC - UK | GN00000971 | RSUD SOREANG | BANDUNG | JAWA BARAT | BANDUNG | MAIN UNIT | CUSTOMER | 5 January 2015 | SUKMA WIJAYA - TSE | 1 July 2015 |  | 5 January 2015 | SUKMA WIJAYA - TSE | - |  | ACTIVE
111405 | 9BM02 | AIR IDEAL 3P AIR SAMPLER 90MM | BIOSCIENCE | BIOMERIEUX SA | GN21030049 | LABKESDA LUMAJANG | SURABAYA-1 | JAWA TIMUR | SURABAYA | MAIN UNIT | CUSTOMER | 22 July 2020 | LEO LANANG SIGIT - TSE CP | 22 June 2021 | GANDHI YANRANGGA | 22 July 2020 | LEO LANANG SIGIT - TSE CP | 22 June 2021 | GANDHI YANRANGGA | ACTIVE
111406 | 9BM02 | AIR IDEAL 3P AIR SAMPLER 90MM | BIOSCIENCE | BIOMERIEUX SA | GN00002986 | RDC PUSAT - RAWAGELAM | PUSAT | DKI JAKARTA | JAKARTA TIMUR | MAIN UNIT | EMP | 22 July 2020 | LEO LANANG SIGIT - TSE CP | - |  | 22 July 2020 | LEO LANANG SIGIT - TSE CP | - |  | ACTIVE
1115 - 1955 | AS30U | SUCTION PUMP SAM-35 | IMAGING | M.G. ELECTRIC - UK | GN00003801 | RSU DR H SOEWONDO KENDAL | SEMARANG | JAWA TENGAH | SEMARANG | MAIN UNIT | CUSTOMER | 15 December 2015 | MUNADI - TSE | 15 December 2015 |  | 15 December 2015 | MUNADI - TSE | - |  | ACTIVE
1115-1943 | AS30U | SUCTION PUMP SAM-35 | IMAGING | M.G. ELECTRIC - UK | GN00002464 | RSUD DR HARJONO S PONOROGO | KEDIRI | JAWA TIMUR | PONOROGO | MAIN UNIT | CUSTOMER | - |  | 17 December 2015 |  | - |  | - |  | ACTIVE
1115-1946 | AS30U | SUCTION PUMP SAM-35 | IMAGING | M.G. ELECTRIC - UK | GN00002464 | RSUD DR HARJONO S PONOROGO | KEDIRI | JAWA TIMUR | PONOROGO | MAIN UNIT | CUSTOMER | - |  | 17 December 2015 |  | - |  | - |  | ACTIVE
1115-1947 | AS30U | SUCTION PUMP SAM-35 | IMAGING | M.G. ELECTRIC - UK | GN00003801 | RSU DR H SOEWONDO KENDAL | SEMARANG | JAWA TENGAH | SEMARANG | MAIN UNIT | CUSTOMER | 15 December 2015 | MUNADI - TSE | 15 December 2015 |  | 15 December 2015 | MUNADI - TSE | - |  | ACTIVE
1115-1949 | AS30U | SUCTION PUMP SAM-35 | IMAGING | M.G. ELECTRIC - UK | GN00000595 | RSUD DR ABDUL AZIZ | PONTIANAK | KALIMANTAN BARAT | PONTIANAK | MAIN UNIT | CUSTOMER | 30 December 2015 | ANASTASIA OCTAVIN | 16 December 2015 |  | 30 December 2015 | ANASTASIA OCTAVIN | - |  | ACTIVE
1115-1950 | AS30U | SUCTION PUMP SAM-35 | IMAGING | M.G. ELECTRIC - UK | GN00006456 | RSUD KOTA BENGKULU | BENGKULU | BENGKULU | BENGKULU | MAIN UNIT | CUSTOMER | - |  | 21 December 2015 |  | - |  | - |  | ACTIVE
1115-1951 | AS30U | SUCTION PUMP SAM-35 | IMAGING | M.G. ELECTRIC - UK | GN00002464 | RSUD DR HARJONO S PONOROGO | KEDIRI | JAWA TIMUR | PONOROGO | MAIN UNIT | CUSTOMER | - |  | 17 December 2015 |  | - |  | - |  | ACTIVE
1115-1953 | AS30U | SUCTION PUMP SAM-35 | IMAGING | M.G. ELECTRIC - UK | GN00003801 | RSU DR H SOEWONDO KENDAL | SEMARANG | JAWA TENGAH | SEMARANG | MAIN UNIT | CUSTOMER | 15 December 2015 | MUNADI - TSE | 15 December 2015 |  | 15 December 2015 | MUNADI - TSE | - |  | ACTIVE
1115-1954 | AS30U | SUCTION PUMP SAM-35 | IMAGING | M.G. ELECTRIC - UK | GN00003801 | RSU DR H SOEWONDO KENDAL | SEMARANG | JAWA TENGAH | SEMARANG | MAIN UNIT | CUSTOMER | 15 December 2015 | MUNADI - TSE | 15 December 2015 |  | 15 December 2015 | MUNADI - TSE | - |  | ACTIVE
1115-1956 | AS30U | SUCTION PUMP SAM-35 | IMAGING | M.G. ELECTRIC - UK | GN00000201 | RSUD ARIFIN ACHMAD - PEKANBARU | PEKAN BARU | RIAU | PEKANBARU | MAIN UNIT | CUSTOMER | 30 December 2015 | SATRIA KUSUMA - TSE | 30 December 2015 |  | 30 December 2015 | SATRIA KUSUMA - TSE | - |  | ACTIVE
1115-1957 | AS30U | SUCTION PUMP SAM-35 | IMAGING | M.G. ELECTRIC - UK | GN00003801 | RSU DR H SOEWONDO KENDAL | SEMARANG | JAWA TENGAH | SEMARANG | MAIN UNIT | CUSTOMER | 15 December 2015 | MUNADI - TSE | 15 December 2015 |  | 15 December 2015 | MUNADI - TSE | - |  | ACTIVE
1115-1960 | AS30U | SUCTION PUMP SAM-35 | IMAGING | M.G. ELECTRIC - UK | GN00006456 | RSUD KOTA BENGKULU | BENGKULU | BENGKULU | BENGKULU | MAIN UNIT | CUSTOMER | - |  | 21 December 2015 |  | - |  | - |  | ACTIVE
1115-1961 | AS30U | SUCTION PUMP SAM-35 | IMAGING | M.G. ELECTRIC - UK | GN00000972 | RSUD SUBANG | BANDUNG | JAWA BARAT | SUBANG | MAIN UNIT | CUSTOMER | 4 April 2016 | SUKMA WIJAYA - TSE | 4 April 2016 |  | 4 April 2016 | SUKMA WIJAYA - TSE | - |  | ACTIVE
1115-1962 | AS30U | SUCTION PUMP SAM-35 | IMAGING | M.G. ELECTRIC - UK | GN00000972 | RSUD SUBANG | BANDUNG | JAWA BARAT | SUBANG | MAIN UNIT | CUSTOMER | 4 April 2016 | SUKMA WIJAYA - TSE | 4 April 2016 |  | 4 April 2016 | SUKMA WIJAYA - TSE | - |  | ACTIVE
1115-1963 | AS30U | SUCTION PUMP SAM-35 | IMAGING | M.G. ELECTRIC - UK | GN00000595 | RSUD DR ABDUL AZIZ | PONTIANAK | KALIMANTAN BARAT | PONTIANAK | MAIN UNIT | CUSTOMER | 30 December 2015 | ANASTASIA OCTAVIN | 16 December 2015 |  | 30 December 2015 | ANASTASIA OCTAVIN | - |  | ACTIVE
1115-1964 | AS30U | SUCTION PUMP SAM-35 | IMAGING | M.G. ELECTRIC - UK | GN00000972 | RSUD SUBANG | BANDUNG | JAWA BARAT | SUBANG | MAIN UNIT | CUSTOMER | 4 April 2016 | SUKMA WIJAYA - TSE | 4 April 2016 |  | 4 April 2016 | SUKMA WIJAYA - TSE | - |  | ACTIVE
1115-1965 | AS30U | SUCTION PUMP SAM-35 | IMAGING | M.G. ELECTRIC - UK | GN00000595 | RSUD DR ABDUL AZIZ | PONTIANAK | KALIMANTAN BARAT | PONTIANAK | MAIN UNIT | CUSTOMER | 30 December 2015 | ANASTASIA OCTAVIN | 16 December 2015 |  | 30 December 2015 | ANASTASIA OCTAVIN | - |  | ACTIVE
1115-1966 | AS30U | SUCTION PUMP SAM-35 | IMAGING | M.G. ELECTRIC - UK | GN00000595 | RSUD DR ABDUL AZIZ | PONTIANAK | KALIMANTAN BARAT | PONTIANAK | MAIN UNIT | CUSTOMER | 30 December 2015 | ANASTASIA OCTAVIN | 16 December 2015 |  | 30 December 2015 | ANASTASIA OCTAVIN | - |  | ACTIVE
1115-1967 | AS30U | SUCTION PUMP SAM-35 | IMAGING | M.G. ELECTRIC - UK | GN00002464 | RSUD DR HARJONO S PONOROGO | KEDIRI | JAWA TIMUR | PONOROGO | MAIN UNIT | CUSTOMER | - |  | 17 December 2015 |  | - |  | - |  | ACTIVE
1115-1968 | AS30U | SUCTION PUMP SAM-35 | IMAGING | M.G. ELECTRIC - UK | GN00000595 | RSUD DR ABDUL AZIZ | PONTIANAK | KALIMANTAN BARAT | PONTIANAK | MAIN UNIT | CUSTOMER | 30 December 2015 | ANASTASIA OCTAVIN | 16 December 2015 |  | 30 December 2015 | ANASTASIA OCTAVIN | - |  | ACTIVE
1115-1969 | AS30U | SUCTION PUMP SAM-35 | IMAGING | M.G. ELECTRIC - UK | GN00000595 | RSUD DR ABDUL AZIZ | PONTIANAK | KALIMANTAN BARAT | PONTIANAK | MAIN UNIT | CUSTOMER | 30 December 2015 | ANASTASIA OCTAVIN | 16 December 2015 |  | 30 December 2015 | ANASTASIA OCTAVIN | - |  | ACTIVE
1115-1970 | AS30U | SUCTION PUMP SAM-35 | IMAGING | M.G. ELECTRIC - UK | GN00003801 | RSU DR H SOEWONDO KENDAL | SEMARANG | JAWA TENGAH | SEMARANG | MAIN UNIT | CUSTOMER | 15 December 2015 | MUNADI - TSE | 15 December 2015 |  | 15 December 2015 | MUNADI - TSE | - |  | ACTIVE
1115-1971 | AS30U | SUCTION PUMP SAM-35 | IMAGING | M.G. ELECTRIC - UK | GN00000595 | RSUD DR ABDUL AZIZ | PONTIANAK | KALIMANTAN BARAT | PONTIANAK | MAIN UNIT | CUSTOMER | 30 December 2015 | ANASTASIA OCTAVIN | 16 December 2015 |  | 30 December 2015 | ANASTASIA OCTAVIN | - |  | ACTIVE
1115-1972 | AS30U | SUCTION PUMP SAM-35 | IMAGING | M.G. ELECTRIC - UK | GN00001707 | RSUD DR ISKAK TULUNGAGUNG | KEDIRI | JAWA TIMUR | TULUNGAGUNG | MAIN UNIT | CUSTOMER | - |  | 1 January 1900 |  | - |  | - |  | ACTIVE
1115-1974 | AS30U | SUCTION PUMP SAM-35 | IMAGING | M.G. ELECTRIC - UK | GN00001413 | RSU DR TC HILLERS MAUMERE | KUPANG | NUSA TENGGARA TIMUR | MAUMERE | MAIN UNIT | CUSTOMER | - |  | 15 January 2016 |  | - |  | - |  | ACTIVE
1115-1976 | AS30U | SUCTION PUMP SAM-35 | IMAGING | M.G. ELECTRIC - UK | GN00002464 | RSUD DR HARJONO S PONOROGO | KEDIRI | JAWA TIMUR | PONOROGO | MAIN UNIT | CUSTOMER | - |  | 17 December 2015 |  | - |  | - |  | ACTIVE
1115-1977 | AS30U | SUCTION PUMP SAM-35 | IMAGING | M.G. ELECTRIC - UK | GN00000595 | RSUD DR ABDUL AZIZ | PONTIANAK | KALIMANTAN BARAT | PONTIANAK | MAIN UNIT | CUSTOMER | 30 December 2015 | ANASTASIA OCTAVIN | 16 December 2015 |  | 30 December 2015 | ANASTASIA OCTAVIN | - |  | ACTIVE
1115-1978 | AS30U | SUCTION PUMP SAM-35 | IMAGING | M.G. ELECTRIC - UK | GN00000595 | RSUD DR ABDUL AZIZ | PONTIANAK | KALIMANTAN BARAT | PONTIANAK | MAIN UNIT | CUSTOMER | 30 December 2015 | ANASTASIA OCTAVIN | 16 December 2015 |  | 30 December 2015 | ANASTASIA OCTAVIN | - |  | ACTIVE
1115-1980 | AS30U | SUCTION PUMP SAM-35 | IMAGING | M.G. ELECTRIC - UK | GN00001413 | RSU DR TC HILLERS MAUMERE | KUPANG | NUSA TENGGARA TIMUR | MAUMERE | MAIN UNIT | CUSTOMER | - |  | 15 January 2016 |  | - |  | - |  | ACTIVE
1115-1982 | AS30U | SUCTION PUMP SAM-35 | IMAGING | M.G. ELECTRIC - UK | GN00003801 | RSU DR H SOEWONDO KENDAL | SEMARANG | JAWA TENGAH | SEMARANG | MAIN UNIT | CUSTOMER | 15 December 2015 | MUNADI - TSE | 15 December 2015 |  | 15 December 2015 | MUNADI - TSE | - |  | ACTIVE
1115-1986 | AS30U | SUCTION PUMP SAM-35 | IMAGING | M.G. ELECTRIC - UK | GN00000972 | RSUD SUBANG | BANDUNG | JAWA BARAT | SUBANG | MAIN UNIT | CUSTOMER | 6 June 2016 | SUKMA WIJAYA - TSE | 4 April 2016 |  | 6 June 2016 | SUKMA WIJAYA - TSE | - |  | ACTIVE
1115-1987 | AS30U | SUCTION PUMP SAM-35 | IMAGING | M.G. ELECTRIC - UK | GN00002986 | RDC PUSAT - RAWAGELAM | PUSAT | DKI JAKARTA | JAKARTA TIMUR | MAIN UNIT | EMP | 13 October 2017 | ANTONIUS SAGITA - KALIBRASI | 13 October 1900 |  | 13 October 2017 | ANTONIUS SAGITA - KALIBRASI | - |  | ACTIVE
1115-1989 | AS30U | SUCTION PUMP SAM-35 | IMAGING | M.G. ELECTRIC - UK | GN00003801 | RSU DR H SOEWONDO KENDAL | SEMARANG | JAWA TENGAH | SEMARANG | MAIN UNIT | CUSTOMER | 15 December 2015 | MUNADI - TSE | 15 December 2015 |  | 15 December 2015 | MUNADI - TSE | - |  | ACTIVE
1115-1990 | AS30U | SUCTION PUMP SAM-35 | IMAGING | M.G. ELECTRIC - UK | GN00000595 | RSUD DR ABDUL AZIZ | PONTIANAK | KALIMANTAN BARAT | PONTIANAK | MAIN UNIT | CUSTOMER | 30 December 2015 | ANASTASIA OCTAVIN | 16 December 2015 |  | 30 December 2015 | ANASTASIA OCTAVIN | - |  | ACTIVE
1115-1991 | AS30U | SUCTION PUMP SAM-35 | IMAGING | M.G. ELECTRIC - UK | GN00003801 | RSU DR H SOEWONDO KENDAL | SEMARANG | JAWA TENGAH | SEMARANG | MAIN UNIT | CUSTOMER | 15 December 2015 | MUNADI - TSE | 15 December 2015 |  | 15 December 2015 | MUNADI - TSE | - |  | ACTIVE
1115-1992 | AS30U | SUCTION PUMP SAM-35 | IMAGING | M.G. ELECTRIC - UK | GN00003801 | RSU DR H SOEWONDO KENDAL | SEMARANG | JAWA TENGAH | SEMARANG | MAIN UNIT | CUSTOMER | 15 December 2015 | MUNADI - TSE | 15 December 2015 |  | 15 December 2015 | MUNADI - TSE | - |  | ACTIVE
1115-1993 | AS30U | SUCTION PUMP SAM-35 | IMAGING | M.G. ELECTRIC - UK | GN00000972 | RSUD SUBANG | BANDUNG | JAWA BARAT | SUBANG | MAIN UNIT | CUSTOMER | 6 December 2015 | SUKMA WIJAYA - TSE | 5 December 2015 |  | 6 December 2015 | SUKMA WIJAYA - TSE | - |  | ACTIVE
1115-1994 | AS30U | SUCTION PUMP SAM-35 | IMAGING | M.G. ELECTRIC - UK | GN00000972 | RSUD SUBANG | BANDUNG | JAWA BARAT | SUBANG | MAIN UNIT | CUSTOMER | 6 December 2015 | SUKMA WIJAYA - TSE | 5 December 2015 |  | 6 December 2015 | SUKMA WIJAYA - TSE | - |  | ACTIVE
1115-1999 | AS30U | SUCTION PUMP SAM-35 | IMAGING | M.G. ELECTRIC - UK | GN00000153 | RSUD IBNU SUTOWO BATURAJA | PALEMBANG | SUMATERA SELATAN | BATURAJA | MAIN UNIT | CUSTOMER | 12 December 2015 | INDRA BUDI GUNAWAN | 12 January 2015 |  | 12 December 2015 | INDRA BUDI GUNAWAN | - |  | ACTIVE
1115-2002 | AS30U | SUCTION PUMP SAM-35 | IMAGING | M.G. ELECTRIC - UK | GN00000972 | RSUD SUBANG | BANDUNG | JAWA BARAT | SUBANG | MAIN UNIT | CUSTOMER | 6 December 2015 | SUKMA WIJAYA - TSE | 5 December 2015 |  | 6 December 2015 | SUKMA WIJAYA - TSE | - |  | ACTIVE
1115-2003 | AS30U | SUCTION PUMP SAM-35 | IMAGING | M.G. ELECTRIC - UK | GN00000153 | RSUD IBNU SUTOWO BATURAJA | PALEMBANG | SUMATERA SELATAN | BATURAJA | MAIN UNIT | CUSTOMER | - |  | 12 January 2015 |  | - |  | - |  | ACTIVE
1115-2004 | AS30U | SUCTION PUMP SAM-35 | IMAGING | M.G. ELECTRIC - UK | GN00000153 | RSUD IBNU SUTOWO BATURAJA | PALEMBANG | SUMATERA SELATAN | BATURAJA | MAIN UNIT | CUSTOMER | - |  | 12 January 2015 |  | - |  | - |  | ACTIVE
1115-2005 | AS30U | SUCTION PUMP SAM-35 | IMAGING | M.G. ELECTRIC - UK | GN00009328 | RSUD. UMBU RARA MEHA | KUPANG | NUSA TENGGARA TIMUR | WAINGAPU | MAIN UNIT | CUSTOMER | 21 December 2016 | I KADEK - TSE | 15 December 2015 |  | 21 December 2016 | I KADEK - TSE | - |  | ACTIVE
1115-2006 | AS30U | SUCTION PUMP SAM-35 | IMAGING | M.G. ELECTRIC - UK | GN00009328 | RSUD. UMBU RARA MEHA | KUPANG | NUSA TENGGARA TIMUR | WAINGAPU | MAIN UNIT | CUSTOMER | 21 December 2016 | I KADEK - TSE | 15 December 2015 |  | 21 December 2016 | I KADEK - TSE | - |  | ACTIVE
1115-2007 | AS30U | SUCTION PUMP SAM-35 | IMAGING | M.G. ELECTRIC - UK | GN00009328 | RSUD. UMBU RARA MEHA | KUPANG | NUSA TENGGARA TIMUR | WAINGAPU | MAIN UNIT | CUSTOMER | 21 December 2016 | I KADEK - TSE | 15 December 2015 |  | 21 December 2016 | I KADEK - TSE | - |  | ACTIVE
1115-2008 | AS30U | SUCTION PUMP SAM-35 | IMAGING | M.G. ELECTRIC - UK | GN00009328 | RSUD. UMBU RARA MEHA | KUPANG | NUSA TENGGARA TIMUR | WAINGAPU | MAIN UNIT | CUSTOMER | 21 December 2016 | I KADEK - TSE | 15 December 2015 |  | 21 December 2016 | I KADEK - TSE | - |  | ACTIVE
1115-2009 | AS30U | SUCTION PUMP SAM-35 | IMAGING | M.G. ELECTRIC - UK | GN00000153 | RSUD IBNU SUTOWO BATURAJA | PALEMBANG | SUMATERA SELATAN | BATURAJA | MAIN UNIT | CUSTOMER | 12 December 2015 | INDRA BUDI GUNAWAN | 12 December 2014 |  | 12 December 2015 | INDRA BUDI GUNAWAN | - |  | ACTIVE
1115-2010 | AS30U | SUCTION PUMP SAM-35 | IMAGING | M.G. ELECTRIC - UK | GN00009328 | RSUD. UMBU RARA MEHA | KUPANG | NUSA TENGGARA TIMUR | WAINGAPU | MAIN UNIT | CUSTOMER | 21 December 2016 | I KADEK - TSE | 15 December 2015 |  | 21 December 2016 | I KADEK - TSE | - |  | ACTIVE
1115-2011 | AS30U | SUCTION PUMP SAM-35 | IMAGING | M.G. ELECTRIC - UK | GN00009328 | RSUD. UMBU RARA MEHA | KUPANG | NUSA TENGGARA TIMUR | WAINGAPU | MAIN UNIT | CUSTOMER | 21 December 2016 | I KADEK - TSE | 15 December 2015 |  | 21 December 2016 | I KADEK - TSE | - |  | ACTIVE
1115-2012 | AS30U | SUCTION PUMP SAM-35 | IMAGING | M.G. ELECTRIC - UK | GN00009328 | RSUD. UMBU RARA MEHA | KUPANG | NUSA TENGGARA TIMUR | WAINGAPU | MAIN UNIT | CUSTOMER | 21 December 2016 | I KADEK - TSE | 15 December 2015 |  | 21 December 2016 | I KADEK - TSE | - |  | ACTIVE
1115-2013 | AS30U | SUCTION PUMP SAM-35 | IMAGING | M.G. ELECTRIC - UK | GN00009328 | RSUD. UMBU RARA MEHA | KUPANG | NUSA TENGGARA TIMUR | WAINGAPU | MAIN UNIT | CUSTOMER | 21 December 2016 | I KADEK - TSE | 15 December 2015 |  | 21 December 2016 | I KADEK - TSE | - |  | ACTIVE
1115-2014 | AS30U | SUCTION PUMP SAM-35 | IMAGING | M.G. ELECTRIC - UK | GN00009328 | RSUD. UMBU RARA MEHA | KUPANG | NUSA TENGGARA TIMUR | WAINGAPU | MAIN UNIT | CUSTOMER | 21 December 2016 | I KADEK - TSE | 15 December 2015 |  | 21 December 2016 | I KADEK - TSE | - |  | ACTIVE
1115-2015 | AS30U | SUCTION PUMP SAM-35 | IMAGING | M.G. ELECTRIC - UK | GN00009328 | RSUD. UMBU RARA MEHA | KUPANG | NUSA TENGGARA TIMUR | WAINGAPU | MAIN UNIT | CUSTOMER | 21 December 2016 | I KADEK - TSE | 15 December 2015 |  | 21 December 2016 | I KADEK - TSE | - |  | ACTIVE
1115-2016 | AS30U | SUCTION PUMP SAM-35 | IMAGING | M.G. ELECTRIC - UK | GN00009328 | RSUD. UMBU RARA MEHA | KUPANG | NUSA TENGGARA TIMUR | WAINGAPU | MAIN UNIT | CUSTOMER | 21 December 2016 | I KADEK - TSE | 15 December 2015 |  | 21 December 2016 | I KADEK - TSE | - |  | ACTIVE
1115-2017 | AS30U | SUCTION PUMP SAM-35 | IMAGING | M.G. ELECTRIC - UK | GN00003801 | RSU DR H SOEWONDO KENDAL | SEMARANG | JAWA TENGAH | SEMARANG | MAIN UNIT | CUSTOMER | 15 December 2015 | MUNADI - TSE | 15 December 2015 |  | 15 December 2015 | MUNADI - TSE | - |  | ACTIVE
11151975 | AS30U | SUCTION PUMP SAM-35 | IMAGING | M.G. ELECTRIC - UK | GN00011414 | RSUD KUDUNGGA | SAMARINDA | KALIMANTAN TIMUR | SAMARINDA | MAIN UNIT | CUSTOMER | 19 October 2016 | TEGAR PANDU - TSE | 8 September 2016 |  | 19 October 2016 | TEGAR PANDU - TSE | - |  | ACTIVE
111762 | 96302 | Air Ideal 90 MM | DIAGNOSTIC 1 | BIOMERIEUX SA | GN00002199 | RS PHC SURABAYA | SURABAYA-1 | JAWA TIMUR | SURABAYA | MAIN UNIT | EMP | - |  | 19 July 2022 | MIKKI FAHRIZI - TSE | 8 September 2021 | LEO LANANG SIGIT - TSE CP | 19 July 2022 | MIKKI FAHRIZI - TSE | ACTIVE
11187001 | MPESU | MEGA POWER ELECTROSURGICAL GENERATOR | IMAGING | MEGADYNE MEDICAL | GN00001413 | RSU DR TC HILLERS MAUMERE | KUPANG | NUSA TENGGARA TIMUR | MAUMERE | MAIN UNIT | CUSTOMER | 7 February 2018 | TRIYONO - TSE AREA BARAT | 8 December 2014 |  | 7 February 2018 | TRIYONO - TSE AREA BARAT | - |  | ACTIVE
111881 | 96302 | Air Ideal 90 MM | DIAGNOSTIC 1 | BIOMERIEUX SA | GN00009617 | LAB KESEHATAN DAERAH DINKES BANYUWANGI | MALANG | JAWA TIMUR | MALANG | MAIN UNIT | CUSTOMER | - |  | 29 July 2022 | FAJAR LESMANA - TSE | 28 June 2022 | LEO LANANG SIGIT - TSE CP | 29 July 2022 | FAJAR LESMANA - TSE | ACTIVE
111SHBS003109 | VPMCM | Votem Central Monitor | IMAGING | VOTEM CO., Ltd | GN00002986 | RDC PUSAT - RAWAGELAM | PUSAT | DKI JAKARTA | JAKARTA TIMUR | MAIN UNIT | EMP | 21 April 2022 | ANTONIUS SAGITA - KALIBRASI | - |  | 14 March 2022 | ANTONIUS SAGITA - KALIBRASI | - |  | ACTIVE
111SHDP003146 | VPMCM | Votem Central Monitor | IMAGING | VOTEM CO., Ltd | GN00002986 | RDC PUSAT - RAWAGELAM | PUSAT | DKI JAKARTA | JAKARTA TIMUR | MAIN UNIT | EMP | 21 April 2022 | ANTONIUS SAGITA - KALIBRASI | - |  | 14 March 2022 | ANTONIUS SAGITA - KALIBRASI | - |  | ACTIVE
111SHEW003124 | VPMCM | Votem Central Monitor | IMAGING | VOTEM CO., Ltd | GN00002986 | RDC PUSAT - RAWAGELAM | PUSAT | DKI JAKARTA | JAKARTA TIMUR | MAIN UNIT | EMP | 21 April 2022 | ANTONIUS SAGITA - KALIBRASI | - |  | 14 March 2022 | ANTONIUS SAGITA - KALIBRASI | - |  | ACTIVE
111SHKH003101 | VPMCM | Votem Central Monitor | IMAGING | VOTEM CO., Ltd | GN00002986 | RDC PUSAT - RAWAGELAM | PUSAT | DKI JAKARTA | JAKARTA TIMUR | MAIN UNIT | EMP | 21 April 2022 | ANTONIUS SAGITA - KALIBRASI | - |  | 14 March 2022 | ANTONIUS SAGITA - KALIBRASI | - |  | ACTIVE
111SHPT003112 | VPMCM | Votem Central Monitor | IMAGING | VOTEM CO., Ltd | GN00002986 | RDC PUSAT - RAWAGELAM | PUSAT | DKI JAKARTA | JAKARTA TIMUR | MAIN UNIT | EMP | 21 April 2022 | ANTONIUS SAGITA - KALIBRASI | - |  | 14 March 2022 | ANTONIUS SAGITA - KALIBRASI | - |  | ACTIVE
112/VII/14 T50 SF | TE042 | SUCTION TSN 50 SF |  |  | GN00003378 | RS KEPOLISIAN BHAYANGKARA | MAKASSAR | SULAWESI SELATAN | MAKASSAR | MAIN UNIT | CUSTOMER | 11 July 2015 | HARI UDI RAHARJO - TSE | 1 January 1900 |  | 11 July 2015 | HARI UDI RAHARJO - TSE | - |  | ACTIVE
112/X/10 | TE007 | INCUBATOR TSN876MCD CBNT | IMAGING | TESENA INOVINDO, PT | GN00001131 | RSUD SERANG | TANGERANG | BANTEN | SERANG | MAIN UNIT | CUSTOMER | 1 February 1990 | TRIYONO - TSE AREA BARAT | 1 January 2010 |  | 1 February 1990 | TRIYONO - TSE AREA BARAT | - |  | ACTIVE
112/XI/11 | BD910 |  |  |  | GN00001674 | RSUD SORONG | JAYAPURA | PAPUA | SORONG | MAIN UNIT | CUSTOMER | 10 April 2015 |  | 1 January 1900 |  | 10 April 2015 |  | - |  | INACTIVE
11200 | 9BM02 | AIR IDEAL 3P AIR SAMPLER 90MM | BIOSCIENCE | BIOMERIEUX SA | GN00002986 | RDC PUSAT - RAWAGELAM | PUSAT | DKI JAKARTA | JAKARTA TIMUR | MAIN UNIT | EMP | - |  | - |  | 7 May 2021 | LEO LANANG SIGIT - TSE CP | - |  | ACTIVE
11201 | 9BM02 | AIR IDEAL 3P AIR SAMPLER 90MM | BIOSCIENCE | BIOMERIEUX SA | GN00002986 | RDC PUSAT - RAWAGELAM | PUSAT | DKI JAKARTA | JAKARTA TIMUR | MAIN UNIT | EMP | - |  | - |  | 7 May 2021 | LEO LANANG SIGIT - TSE CP | - |  | ACTIVE
11212317 | JSAC8 |  |  |  | GN00001032 | RS HERMINA PODOMORO | JAKARTA-1 | DKI JAKARTA | JAKARTA UTARA | MAIN UNIT | CUSTOMER | 26 September 2016 |  | 1 January 2011 |  | 26 September 2016 |  | - |  | INACTIVE
112364 | 96302 | Air Ideal 90 MM | DIAGNOSTIC 1 | BIOMERIEUX SA | GN00002986 | RDC PUSAT - RAWAGELAM | PUSAT | DKI JAKARTA | JAKARTA TIMUR | MAIN UNIT | EMP | - |  | - |  | 16 August 2021 | LEO LANANG SIGIT - TSE CP | - |  | ACTIVE
11239001 | ESUMP | ELECTRO SURGERY GENERATOR | IMAGING | MEGADYNE MEDICAL | GN00000658 | RSUD DR DORIS SYLVANUS | BANJARMASIN | KALIMANTAN TENGAH | PALANGKA RAYA | MAIN UNIT | CUSTOMER | 10 April 2015 |  | 1 January 1900 |  | 10 April 2015 |  | - |  | ACTIVE
11240001 | MPESU | MEGA POWER ELECTROSURGICAL GENERATOR | IMAGING | MEGADYNE MEDICAL | GN00001771 | RSUD DR WAHIDIN SUDIROHUSODO | MAKASSAR | SULAWESI SELATAN | MAKASSAR | MAIN UNIT | CUSTOMER | 10 April 2015 |  | 1 January 1900 |  | 10 April 2015 |  | - |  | ACTIVE
112410 | 96302 | Air Ideal 90 MM | DIAGNOSTIC 1 | BIOMERIEUX SA | GN00008011 | LABKESDA RIAU | PEKAN BARU | RIAU | PEKANBARU | MAIN UNIT | CUSTOMER | 24 January 2022 | RUDI SETIAWAN - TSE | 26 November 2021 | RUDI SETIAWAN - TSE | 8 October 2021 | LEO LANANG SIGIT - TSE CP | 24 January 2022 | RUDI SETIAWAN - TSE | ACTIVE
112422 | 96302 | Air Ideal 90 MM | DIAGNOSTIC 1 | BIOMERIEUX SA | GN00011969 | LAB KESEHATAN DAERAH DINKES KAB MALANG | MALANG | JAWA TIMUR | MALANG | MAIN UNIT | CUSTOMER | - |  | 18 July 2022 | AHMAD FATKHUDIN - TSE | 8 October 2021 | LEO LANANG SIGIT - TSE CP | 18 July 2022 | AHMAD FATKHUDIN - TSE | ACTIVE
11245001 | MPESU | MEGA POWER ELECTROSURGICAL GENERATOR | IMAGING | MEGADYNE MEDICAL | GN00001270 | RS Palang Biru Kutoarjo | PURWOKERTO | JAWA TENGAH | PURWOREJO | MAIN UNIT | CUSTOMER | 1 February 1990 | DIAN FEBRIYANA - TSE | 1 January 1900 |  | 1 February 1990 | DIAN FEBRIYANA - TSE | - |  | ACTIVE
11262001 | MPESU | MEGA POWER ELECTROSURGICAL GENERATOR | IMAGING | MEGADYNE MEDICAL | GN00001905 | RSUD TIDAR KAB MAGELANG | YOGYAKARTA | YOGYAKARTA | YOGYAKARTA | MAIN UNIT | CUSTOMER | 1 February 1990 | ANDRIAS NUGROHO - TSE | 1 January 1900 |  | 1 February 1990 | ANDRIAS NUGROHO - TSE | - |  | ACTIVE
112BS3686 | 48009 | BACT ALERT 3D 60 | DIAGNOSTIC 1 | BIOMERIEUX, INC. | GN00007730 | LAB CAYA MAKASSAR | MAKASSAR | SULAWESI SELATAN | MAKASSAR | MAIN UNIT | CUSTOMER | - |  | 1 January 1900 |  | - |  | - |  | ACTIVE
112BS3687 | 48009 | BACT ALERT 3D 60 | DIAGNOSTIC 1 | BIOMERIEUX, INC. | GN00004096 | RSIA BUDI KEMULIAAN | JAKARTA-2 | DKI JAKARTA | JAKARTA PUSAT | MAIN UNIT | CUSTOMER | 1 February 2018 | TRIYONO - TSE AREA BARAT | 1 January 1900 |  | 1 February 2018 | TRIYONO - TSE AREA BARAT | - |  | ACTIVE
112BS3689 | 48009 | BACT ALERT 3D 60 | DIAGNOSTIC 1 | BIOMERIEUX, INC. | GN00001909 | RSUD MUNTILAN | YOGYAKARTA | YOGYAKARTA | YOGYAKARTA | MAIN UNIT | CUSTOMER | - |  | 5 January 2021 | RIDWAN - TSE | - |  | 5 January 2021 | RIDWAN - TSE | ACTIVE
112BS3690 | 48009 | BACT ALERT 3D 60 | DIAGNOSTIC 1 | BIOMERIEUX, INC. | GN00011535 | LAB PRAMITA - AHMAD DAHLAN | PALEMBANG | SUMATERA SELATAN | PALEMBANG | MAIN UNIT | EMP | - |  | 1 January 2010 |  | - |  | - |  | ACTIVE
112BS3691 | 48009 | BACT ALERT 3D 60 | DIAGNOSTIC 1 | BIOMERIEUX, INC. | GN00001205 | RSUD BANYUMAS | PURWOKERTO | JAWA TENGAH | BANYUMAS | MAIN UNIT | EMP | - |  | 10 December 2020 | RIDWAN - TSE | - |  | 10 December 2020 | RIDWAN - TSE | ACTIVE
112CR4130 | 47006 | BACT/ALERT 3D COMBO 230V | DIAGNOSTIC 1 | BIOMERIEUX, INC. | GN00002259 | RSUD SAMPANG | SURABAYA-1 | JAWA TIMUR | SAMPANG | MAIN UNIT | EMP | 22 November 2017 | MERAMSYAH SYAHRUL | 2 February 2024 |  | 22 November 2017 | MERAMSYAH SYAHRUL | 7 February 2024 | ANDI ISMAIL - SPV TSE TIMUR | ACTIVE
112CR4131 | 47006 | BACT/ALERT 3D COMBO 230V | DIAGNOSTIC 1 | BIOMERIEUX, INC. | GN00002985 | WORKSHOOP CSM PUSAT | PUSAT | DKI JAKARTA | JAKARTA TIMUR | MAIN UNIT | EMP | - |  | 7 July 2023 |  | - |  | 25 March 2025 | SAHID DERMAWAN - SPV TSE BARAT | ACTIVE
112CR4133 | 47006 | BACT/ALERT 3D COMBO 230V | DIAGNOSTIC 1 | BIOMERIEUX, INC. | GN00004673 | RSUD AL-IHSAN BANDUNG | BANDUNG | JAWA BARAT | BANDUNG | MAIN UNIT | CUSTOMER | - |  | 4 December 2020 | ARBIANSYAH - TSE | - |  | 4 December 2020 | ARBIANSYAH - TSE | ACTIVE
112CR4135 | 47006 | BACT/ALERT 3D COMBO 230V | DIAGNOSTIC 1 | BIOMERIEUX, INC. | GN00006278 | RS CAROLUS | JAKARTA-1 | DKI JAKARTA | JAKARTA PUSAT | MAIN UNIT | EMP | - |  | 1 January 2010 |  | - |  | - |  | ACTIVE
113137 | 96302 | Air Ideal 90 MM | DIAGNOSTIC 1 | BIOMERIEUX SA | GN00002986 | RDC PUSAT - RAWAGELAM | PUSAT | DKI JAKARTA | JAKARTA TIMUR | MAIN UNIT | EMP | - |  | - |  | 5 August 2022 | LEO LANANG SIGIT - TSE CP | - |  | ACTIVE
113138 | 96302 | Air Ideal 90 MM | DIAGNOSTIC 1 | BIOMERIEUX SA | GN22010017 | RSUD Dr AGOESDJAM KETAPANG | PONTIANAK | KALIMANTAN BARAT | PONTIANAK | MAIN UNIT | CUSTOMER | - |  | 4 October 2022 | MUHAMMAD FAJAR - TSE | 5 August 2022 | LEO LANANG SIGIT - TSE CP | 4 October 2022 | MUHAMMAD FAJAR - TSE | ACTIVE
113139 | 96302 | Air Ideal 90 MM | DIAGNOSTIC 1 | BIOMERIEUX SA | GN00002986 | RDC PUSAT - RAWAGELAM | PUSAT | DKI JAKARTA | JAKARTA TIMUR | MAIN UNIT | EMP | - |  | - |  | 14 September 2022 | LEO LANANG SIGIT - TSE CP | - |  | ACTIVE
113140 | 96302 | Air Ideal 90 MM | DIAGNOSTIC 1 | BIOMERIEUX SA | GN00002986 | RDC PUSAT - RAWAGELAM | PUSAT | DKI JAKARTA | JAKARTA TIMUR | MAIN UNIT | EMP | - |  | - |  | 14 September 2022 | LEO LANANG SIGIT - TSE CP | - |  | ACTIVE
113141 | 96302 | Air Ideal 90 MM | DIAGNOSTIC 1 | BIOMERIEUX SA | GN00000188 | RS AWAL BROS PEKANBARU | PEKAN BARU | RIAU | PEKANBARU | MAIN UNIT | CUSTOMER | - |  | 2 July 2024 |  | 14 September 2022 | LEO LANANG SIGIT - TSE CP | 19 July 2024 | SAHID DERMAWAN - SPV TSE BARAT | ACTIVE
113142 | 96302 | Air Ideal 90 MM | DIAGNOSTIC 1 | BIOMERIEUX SA | GN18050025 | POLTEKES JAMBI | JAMBI | JAMBI | JAMBI | MAIN UNIT | CUSTOMER | - |  | 26 November 2024 |  | 14 September 2022 | LEO LANANG SIGIT - TSE CP | 3 December 2024 | SAHID DERMAWAN - SPV TSE BARAT | ACTIVE
113145 | 96302 | Air Ideal 90 MM | DIAGNOSTIC 1 | BIOMERIEUX SA | GN00002280 | UPTD LABKES PROV KALTIM | SAMARINDA | KALIMANTAN TIMUR | SAMARINDA | MAIN UNIT | CUSTOMER | - |  | 7 October 2022 | YUNAN ARIMUNTIAN - TSE | 5 August 2022 | LEO LANANG SIGIT - TSE CP | 7 October 2022 | YUNAN ARIMUNTIAN - TSE | ACTIVE
113146 | 96302 | Air Ideal 90 MM | DIAGNOSTIC 1 | BIOMERIEUX SA | GN00001340 | RSUD DR. H. SLAMET MARTODIRDJO | SURABAYA-1 | JAWA TIMUR | PAMEKASAN | MAIN UNIT | CUSTOMER | - |  | 7 October 2022 | FAJAR LESMANA - TSE | 5 August 2022 | LEO LANANG SIGIT - TSE CP | 7 October 2022 | FAJAR LESMANA - TSE | ACTIVE
113147 | 96302 | Air Ideal 90 MM | DIAGNOSTIC 1 | BIOMERIEUX SA | GN00002986 | RDC PUSAT - RAWAGELAM | PUSAT | DKI JAKARTA | JAKARTA TIMUR | MAIN UNIT | EMP | - |  | - |  | 5 August 2022 | LEO LANANG SIGIT - TSE CP | - |  | ACTIVE
113148 | 96302 | Air Ideal 90 MM | DIAGNOSTIC 1 | BIOMERIEUX SA | GN00002986 | RDC PUSAT - RAWAGELAM | PUSAT | DKI JAKARTA | JAKARTA TIMUR | MAIN UNIT | EMP | - |  | - |  | 5 August 2022 | LEO LANANG SIGIT - TSE CP | - |  | ACTIVE
113191 | 96302 | Air Ideal 90 MM | DIAGNOSTIC 1 | BIOMERIEUX SA | GN00010970 | RSUD KOTA TANJUNG PINANG | PEMATANG SIANTAR | SUMATERA UTARA | PEMATANG SIANTAR | MAIN UNIT | CUSTOMER | - |  | 16 December 2024 |  | 14 September 2022 | LEO LANANG SIGIT - TSE CP | 6 January 2025 | SAHID DERMAWAN - SPV TSE BARAT | ACTIVE
113207 | 96302 | Air Ideal 90 MM | DIAGNOSTIC 1 | BIOMERIEUX SA | GN00002986 | RDC PUSAT - RAWAGELAM | PUSAT | DKI JAKARTA | JAKARTA TIMUR | MAIN UNIT | EMP | - |  | - |  | 14 September 2022 | LEO LANANG SIGIT - TSE CP | - |  | ACTIVE
113209 | 96302 | Air Ideal 90 MM | DIAGNOSTIC 1 | BIOMERIEUX SA | GN00002986 | RDC PUSAT - RAWAGELAM | PUSAT | DKI JAKARTA | JAKARTA TIMUR | MAIN UNIT | EMP | - |  | - |  | 14 September 2022 | LEO LANANG SIGIT - TSE CP | - |  | ACTIVE
113210 | 96302 | Air Ideal 90 MM | DIAGNOSTIC 1 | BIOMERIEUX SA | GN00002986 | RDC PUSAT - RAWAGELAM | PUSAT | DKI JAKARTA | JAKARTA TIMUR | MAIN UNIT | EMP | - |  | - |  | 14 September 2022 | LEO LANANG SIGIT - TSE CP | - |  | ACTIVE
113211 | 96302 | Air Ideal 90 MM | DIAGNOSTIC 1 | BIOMERIEUX SA | GN00002986 | RDC PUSAT - RAWAGELAM | PUSAT | DKI JAKARTA | JAKARTA TIMUR | MAIN UNIT | EMP | - |  | - |  | 14 September 2022 | LEO LANANG SIGIT - TSE CP | - |  | ACTIVE
113219 | 96302 | Air Ideal 90 MM | DIAGNOSTIC 1 | BIOMERIEUX SA | GN00002986 | RDC PUSAT - RAWAGELAM | PUSAT | DKI JAKARTA | JAKARTA TIMUR | MAIN UNIT | EMP | - |  | - |  | 14 September 2022 | LEO LANANG SIGIT - TSE CP | - |  | ACTIVE
1132380 | KU700 |  |  |  | GN00000271 | RSU LUBUK SIKAPING | PADANG | SUMATERA BARAT | LUBUK SIKAPING | MAIN UNIT | CUSTOMER | - |  | 12 November 2014 |  | - |  | - |  | INACTIVE
1137.0.00000915.T015FHC | TE039 | EXAMINATION TSN 015 FHC | IMAGING | TESENA INOVINDO, PT | GN00008869 | DINAS KESEHATAN KAB/ KOTA. BULUNGAN | SAMARINDA | KALIMANTAN UTARA | SAMARINDA | MAIN UNIT | CUSTOMER | - |  | 20 October 2015 |  | - |  | - |  | ACTIVE
114/XI/10 | TE007 | INCUBATOR TSN876MCD CBNT | IMAGING | TESENA INOVINDO, PT | GN00001786 | RSUD DR SOEDIRAN MS WONOGIRI | SOLO | JAWA TENGAH | WONOGIRI | MAIN UNIT | CUSTOMER | 19 December 2014 | RAKHMAT | 1 January 1900 |  | 19 December 2014 | RAKHMAT | - |  | ACTIVE
1143.0.00000915.T015FHC | TE039 | EXAMINATION TSN 015 FHC | IMAGING | TESENA INOVINDO, PT | GN00008869 | DINAS KESEHATAN KAB/ KOTA. BULUNGAN | SAMARINDA | KALIMANTAN UTARA | SAMARINDA | MAIN UNIT | CUSTOMER | - |  | 20 October 2015 |  | - |  | - |  | ACTIVE
1150.0.00000915.T015FHC | TE039 | EXAMINATION TSN 015 FHC | IMAGING | TESENA INOVINDO, PT | GN00008869 | DINAS KESEHATAN KAB/ KOTA. BULUNGAN | SAMARINDA | KALIMANTAN UTARA | SAMARINDA | MAIN UNIT | CUSTOMER | - |  | 20 October 2015 |  | - |  | - |  | ACTIVE
1151 | F0060 | ATV 60 TABLETOP AUTOCLAVE | DIAGNOSTIC 2 | FALC INSTRUMENT S.R.L. | GN00002915 | RS KEJAKSAAN | JAKARTA-2 | DKI JAKARTA | JAKARTA TIMUR | MAIN UNIT | CUSTOMER | 22 September 2014 | ARIEF SETIAWAN - TSE CP | 1 December 2013 |  | 22 September 2014 | ARIEF SETIAWAN - TSE CP | - |  | ACTIVE
1151.0.00000915.T015FHC | TE039 | EXAMINATION TSN 015 FHC | IMAGING | TESENA INOVINDO, PT | GN00008869 | DINAS KESEHATAN KAB/ KOTA. BULUNGAN | SAMARINDA | KALIMANTAN UTARA | SAMARINDA | MAIN UNIT | CUSTOMER | - |  | 20 October 2015 |  | - |  | - |  | ACTIVE
1152.0.00000915.T015FHC | TE039 | EXAMINATION TSN 015 FHC | IMAGING | TESENA INOVINDO, PT | GN00008869 | DINAS KESEHATAN KAB/ KOTA. BULUNGAN | SAMARINDA | KALIMANTAN UTARA | SAMARINDA | MAIN UNIT | CUSTOMER | - |  | 20 October 2015 |  | - |  | - |  | ACTIVE
1153.0.00000915.T015FHC | TE039 | EXAMINATION TSN 015 FHC | IMAGING | TESENA INOVINDO, PT | GN00008869 | DINAS KESEHATAN KAB/ KOTA. BULUNGAN | SAMARINDA | KALIMANTAN UTARA | SAMARINDA | MAIN UNIT | CUSTOMER | - |  | 20 October 2015 |  | - |  | - |  | ACTIVE
1154.0.00000915.T015FHC | TE039 | EXAMINATION TSN 015 FHC | IMAGING | TESENA INOVINDO, PT | GN00008869 | DINAS KESEHATAN KAB/ KOTA. BULUNGAN | SAMARINDA | KALIMANTAN UTARA | SAMARINDA | MAIN UNIT | CUSTOMER | - |  | 20 October 2015 |  | - |  | - |  | ACTIVE
1155.0.00000915.T015FHC | TE039 | EXAMINATION TSN 015 FHC | IMAGING | TESENA INOVINDO, PT | GN00008869 | DINAS KESEHATAN KAB/ KOTA. BULUNGAN | SAMARINDA | KALIMANTAN UTARA | SAMARINDA | MAIN UNIT | CUSTOMER | - |  | 20 October 2015 |  | - |  | - |  | ACTIVE
1157.0.00000915.T015FHC | TE039 | EXAMINATION TSN 015 FHC | IMAGING | TESENA INOVINDO, PT | GN00008869 | DINAS KESEHATAN KAB/ KOTA. BULUNGAN | SAMARINDA | KALIMANTAN UTARA | SAMARINDA | MAIN UNIT | CUSTOMER | - |  | 20 October 2015 |  | - |  | - |  | ACTIVE
116/III/11 | BD910 |  |  |  | GN00001060 | RS TRIMITRA CIBINONG (TRI MITRA) | BOGOR | JAWA BARAT | CIBINONG | MAIN UNIT | CUSTOMER | 1 February 1990 | LEONARDUS ADI | 1 January 2012 |  | 1 February 1990 | LEONARDUS ADI | - |  | INACTIVE
116/XII/11 | BD910 |  |  |  | GN00001674 | RSUD SORONG | JAYAPURA | PAPUA | SORONG | MAIN UNIT | CUSTOMER | 10 April 2015 |  | 1 January 1900 |  | 10 April 2015 |  | - |  | INACTIVE
1161.0.00000915.T015FHC | TE039 | EXAMINATION TSN 015 FHC | IMAGING | TESENA INOVINDO, PT | GN00008869 | DINAS KESEHATAN KAB/ KOTA. BULUNGAN | SAMARINDA | KALIMANTAN UTARA | SAMARINDA | MAIN UNIT | CUSTOMER | - |  | 20 October 2015 |  | - |  | - |  | ACTIVE
11671001 | MPESU | MEGA POWER ELECTROSURGICAL GENERATOR | IMAGING | MEGADYNE MEDICAL | GN00003001 | PT. ENSEVAL MEDIKA PRIMA - HO | PUSAT | DKI JAKARTA | JAKARTA TIMUR | MAIN UNIT | EMP | 22 February 2017 | ANTONIUS SAGITA - KALIBRASI | 1 January 1900 |  | 22 February 2017 | ANTONIUS SAGITA - KALIBRASI | - |  | ACTIVE
117/III/11 | BD910 |  |  |  | GN00001060 | RS TRIMITRA CIBINONG (TRI MITRA) | BOGOR | JAWA BARAT | CIBINONG | MAIN UNIT | CUSTOMER | 19 July 2016 |  | 1 January 2012 |  | 19 July 2016 |  | - |  | INACTIVE
117/XI/10 | TE007 | INCUBATOR TSN876MCD CBNT | IMAGING | TESENA INOVINDO, PT | GN00000596 | RSU DR SOEDARSO PONTIANAK | PONTIANAK | KALIMANTAN BARAT | PONTIANAK | MAIN UNIT | CUSTOMER | - |  | 30 November 2013 |  | - |  | - |  | ACTIVE
117/XII/11 | BD910 |  |  |  | GN00001720 | RSU SUMBAWA BESAR | MATARAM | NUSA TENGGARA BARAT | MATARAM | MAIN UNIT | CUSTOMER | 1 February 1990 | I KADEK - TSE | 1 January 1900 |  | 1 February 1990 | I KADEK - TSE | - |  | INACTIVE
11746001 | MPESU | MEGA POWER ELECTROSURGICAL GENERATOR | IMAGING | MEGADYNE MEDICAL | GN00001710 | RSU PROVINSI SULAWESI TENGGARA | PALU | SULAWESI TENGGARA | KENDARI | MAIN UNIT | CUSTOMER | 20 May 2015 |  | 1 January 1900 |  | 20 May 2015 |  | - |  | ACTIVE
1176.0.00001015.T015FHC | TE039 | EXAMINATION TSN 015 FHC | IMAGING | TESENA INOVINDO, PT | GN00006534 | DINAS KESEHATAN KAB/KOTA. BANGKA SELATAN | PANGKAL PINANG | KEPULAUAN BANGKA BELITUNG | BANGKA SELATAN | MAIN UNIT | CUSTOMER | - |  | 2 December 2015 |  | - |  | - |  | ACTIVE
11762 | 96302 | Air Ideal 90 MM | DIAGNOSTIC 1 | BIOMERIEUX SA | GN00002986 | RDC PUSAT - RAWAGELAM | PUSAT | DKI JAKARTA | JAKARTA TIMUR | MAIN UNIT | EMP | - |  | - |  | 25 August 2021 | LEO LANANG SIGIT - TSE CP | - |  | ACTIVE
1177.0.00001015.T015FHC | TE039 | EXAMINATION TSN 015 FHC | IMAGING | TESENA INOVINDO, PT | GN00006534 | DINAS KESEHATAN KAB/KOTA. BANGKA SELATAN | PANGKAL PINANG | KEPULAUAN BANGKA BELITUNG | BANGKA SELATAN | MAIN UNIT | CUSTOMER | - |  | 2 December 2015 |  | - |  | - |  | ACTIVE
118/IV/14 | HT2LC |  |  |  | GN00002954 | RSUD KARDINAH ( RSUD TEGAL ) | TEGAL | JAWA TENGAH | TEGAL | MAIN UNIT | CUSTOMER | - |  | 27 November 2014 |  | - |  | - |  | INACTIVE
118/XI/10 | TE007 | INCUBATOR TSN876MCD CBNT | IMAGING | TESENA INOVINDO, PT | GN00008424 | PUSKESMAS CIRIMEKAR | BOGOR | JAWA BARAT | BOGOR | MAIN UNIT | CUSTOMER | 3 March 2015 | IBNUL AZIZ - TSE | 3 March 2015 |  | 3 March 2015 | IBNUL AZIZ - TSE | - |  | ACTIVE
118/XII/11 | EH910 |  |  |  | GN00000194 | RSUD PETALA BUMI | PEKAN BARU | RIAU | PEKANBARU | MAIN UNIT | CUSTOMER | 26 December 2014 |  | 1 January 1900 |  | 26 December 2014 |  | - |  | INACTIVE
1187/V/14 | TE040 | EXAMINATION TSN 015 FHCB |  |  | GN00000011 | RSUD BUDHI ASIH | JAKARTA-1 | DKI JAKARTA | JAKARTA TIMUR | MAIN UNIT | CUSTOMER | 9 November 2015 | IBNUL AZIZ - TSE | 4 November 2015 |  | 9 November 2015 | IBNUL AZIZ - TSE | - |  | INACTIVE
11893001 | MPESU | MEGA POWER ELECTROSURGICAL GENERATOR | IMAGING | MEGADYNE MEDICAL | GN00001728 | RSUD TANJUNG PANDAN | PANGKAL PINANG | KEPULAUAN BANGKA BELITUNG | BANGKA | MAIN UNIT | CUSTOMER | 16 April 2015 |  | 1 January 1900 |  | 16 April 2015 |  | - |  | ACTIVE
119/XII/11 | TE004 | INCUBATOR TSN910SCC | IMAGING | TESENA INOVINDO, PT | GN00002642 | RS PENDIDIKAN RIAU | PEKAN BARU | RIAU | PEKANBARU | MAIN UNIT | CUSTOMER | 26 December 2014 |  | 1 January 1900 |  | 26 December 2014 |  | - |  | ACTIVE
1192 | 14195 | RAL STAINER INSTRUMENT | DIAGNOSTIC 1 | BIOMERIEUX SA | GN00002985 | WORKSHOOP CSM PUSAT | PUSAT | DKI JAKARTA | JAKARTA TIMUR | MAIN UNIT | EMP | 14 June 2016 | LEO LANANG SIGIT - TSE CP | 1 January 1900 |  | 14 June 2016 | LEO LANANG SIGIT - TSE CP | - |  | ACTIVE
12-420-1443 | 00204 | BIOMERIEUX READER 270 |  |  | GN00001673 | BLK JAYAPURA | JAYAPURA | PAPUA | JAYAPURA | MAIN UNIT | EMP | - |  | 1 January 2009 |  | - |  | - |  | INACTIVE
120/I/12 | TM01U | Infant Incubator Tsn910Sc |  |  | GN00000658 | RSUD DR DORIS SYLVANUS | BANJARMASIN | KALIMANTAN TENGAH | PALANGKA RAYA | MAIN UNIT | CUSTOMER | 13 April 2015 |  | 1 January 1900 |  | 13 April 2015 |  | - |  | ACTIVE
120/I/12/ | TM01U | Infant Incubator Tsn910Sc |  |  | GN00000658 | RSUD DR DORIS SYLVANUS | BANJARMASIN | KALIMANTAN TENGAH | PALANGKA RAYA | MAIN UNIT | CUSTOMER | 13 April 2015 |  | 1 January 1900 |  | 13 April 2015 |  | - |  | ACTIVE
120/V14 | TE020 | PHOTOTHERAPY TLC 2 HT | IMAGING | TESENA INOVINDO, PT | GN00003358 | RSU PRAYA | MATARAM | NUSA TENGGARA BARAT | PRAYA | MAIN UNIT | CUSTOMER | 12 November 2014 | HARI UDI RAHARJO - TSE | 12 November 2014 |  | 12 November 2014 | HARI UDI RAHARJO - TSE | - |  | ACTIVE
120/XII/09 | BD910 |  |  |  | GN00001782 | RSU KASIH IBU SURAKARTA | SOLO | JAWA TENGAH | SURAKARTA | MAIN UNIT | CUSTOMER | 3 July 2014 | RAKHMAT | 1 January 2010 |  | 3 July 2014 | RAKHMAT | - |  | INACTIVE
120214 | H8FUS | AUTOMATIC URINALYSIS SETS | DIAGNOSTIC 2 | DIRUI MEDICAL INDONESIA, PT. | GN00000674 | RSUD ABDUL WAHAB SJAHRANIE | SAMARINDA | KALIMANTAN TIMUR | SAMARINDA | MAIN UNIT | EMP | 13 July 2018 | TRIYONO - TSE AREA BARAT | 2 February 2016 |  | 13 July 2018 | TRIYONO - TSE AREA BARAT | - |  | ACTIVE
12031871 | 26001 | GEM PREMIER 3500 ANALYZER | DIAGNOSTIC 2 | WERFEN HONG KONG LIMITED | GN00000658 | RSUD DR DORIS SYLVANUS | BANJARMASIN | KALIMANTAN TENGAH | PALANGKA RAYA | ACCESSORIES | CUSTOMER | 20 September 2019 | HARI UDI RAHARJO - TSE | 1 January 1900 |  | 20 September 2019 | HARI UDI RAHARJO - TSE | - |  | ACTIVE
12033001 | MPESU | MEGA POWER ELECTROSURGICAL GENERATOR | IMAGING | MEGADYNE MEDICAL | GN00001771 | RSUD DR WAHIDIN SUDIROHUSODO | MAKASSAR | SULAWESI SELATAN | MAKASSAR | MAIN UNIT | CUSTOMER | 10 April 2015 |  | 1 January 1900 |  | 10 April 2015 |  | - |  | ACTIVE
1204007794 | 00204 | BIOMERIEUX READER 270 |  |  | GN00001892 | PMI UTDC KLATEN | YOGYAKARTA | YOGYAKARTA | YOGYAKARTA | MAIN UNIT | EMP | 6 January 2016 |  | 1 January 1900 |  | 6 January 2016 |  | - |  | INACTIVE
1204007795 | 00204 | BIOMERIEUX READER 270 |  |  | GN00001936 | POLTEKKES YOGYAKARTA | YOGYAKARTA | YOGYAKARTA | YOGYAKARTA | MAIN UNIT | CUSTOMER | 1 February 1990 | DIAN FEBRIYANA - TSE | 1 January 1900 |  | 1 February 1990 | DIAN FEBRIYANA - TSE | - |  | INACTIVE
1204007799 | 00204 | BIOMERIEUX READER 270 |  |  | GN00011539 | PG23 | PUSAT | DKI JAKARTA | JAKARTA TIMUR | MAIN UNIT | EMP | - |  | 28 October 2013 |  | - |  | - |  | INACTIVE
1204007807 | 00204 | BIOMERIEUX READER 270 |  |  | GN00004410 | UTD PMI SULAWESI TENGAH | PALU | SULAWESI TENGAH | PALU | MAIN UNIT | EMP | 28 August 2014 | THERESIA MEISKE - AS | 1 January 1900 |  | 28 August 2014 | THERESIA MEISKE - AS | - |  | INACTIVE
1204007809 | 00204 | BIOMERIEUX READER 270 |  |  | GN00002975 | POLTEKKES SEMARANG | SEMARANG | JAWA TENGAH | SEMARANG | MAIN UNIT | CUSTOMER | 2 April 2015 | MUNADI - TSE | 1 January 1900 |  | 2 April 2015 | MUNADI - TSE | - |  | INACTIVE
1204007811 | 00204 | BIOMERIEUX READER 270 |  |  | GN00003001 | PT. ENSEVAL MEDIKA PRIMA - HO | PUSAT | DKI JAKARTA | JAKARTA TIMUR | MAIN UNIT | EMP | - |  | 6 December 2014 |  | - |  | - |  | INACTIVE
120402-24 | JS002 | BIOHAZARD SAFETY CABINET TYPE A2 (1200 MM) | DIAGNOSTIC 2 | JS RESEARCH INC. | GN00002341 | RS MURNI TEGUH MEMORIAL HOSPITAL ( PT. MURNI SADAR ) | MEDAN | SUMATERA UTARA | MEDAN | MAIN UNIT | CUSTOMER | 23 June 2016 |  | 1 January 2013 |  | 23 June 2016 |  | - |  | ACTIVE
120402-25 | JS002 | BIOHAZARD SAFETY CABINET TYPE A2 (1200 MM) | DIAGNOSTIC 2 | JS RESEARCH INC. | GN00002341 | RS MURNI TEGUH MEMORIAL HOSPITAL ( PT. MURNI SADAR ) | MEDAN | SUMATERA UTARA | MEDAN | MAIN UNIT | CUSTOMER | 2 April 2015 | TRIYONO - TSE AREA BARAT | 1 October 2013 |  | 2 April 2015 | TRIYONO - TSE AREA BARAT | - |  | ACTIVE
120521-12 | JS002 | BIOHAZARD SAFETY CABINET TYPE A2 (1200 MM) | DIAGNOSTIC 2 | JS RESEARCH INC. | GN00002341 | RS MURNI TEGUH MEMORIAL HOSPITAL ( PT. MURNI SADAR ) | MEDAN | SUMATERA UTARA | MEDAN | MAIN UNIT | CUSTOMER | 23 June 2016 |  | 1 January 2013 |  | 23 June 2016 |  | - |  | ACTIVE
120625-15 | JS003 | BIOHAZARD SAFETY CABINET TYPE A2 (1500 MM) | DIAGNOSTIC 2 | JS RESEARCH INC. | GN00002643 | BBPTU SAPI PERAH | PURWOKERTO | JAWA TENGAH | PURWOKERTO | MAIN UNIT | CUSTOMER | 13 April 2015 |  | 1 January 1900 |  | 13 April 2015 |  | - |  | ACTIVE
1207003262 | 00205 |  |  |  | GN00001892 | PMI UTDC KLATEN | YOGYAKARTA | YOGYAKARTA | YOGYAKARTA | MAIN UNIT | EMP | - |  | 1 January 2010 |  | - |  | - |  | INACTIVE
1207003265 | 00205 |  |  |  | GN00001936 | POLTEKKES YOGYAKARTA | YOGYAKARTA | YOGYAKARTA | YOGYAKARTA | MAIN UNIT | CUSTOMER | 1 February 1990 | DIAN FEBRIYANA - TSE | 1 January 1900 |  | 1 February 1990 | DIAN FEBRIYANA - TSE | - |  | INACTIVE
1207003269 | 00205 |  |  |  | GN00002586 | PT BIOFARMA | BANDUNG | JAWA BARAT | BANDUNG | MAIN UNIT | CUSTOMER | 1 February 1990 | SUKMA WIJAYA - TSE | 13 June 2012 |  | 1 February 1990 | SUKMA WIJAYA - TSE | - |  | INACTIVE
1207003271 | 0Z205 |  |  |  | GN00002205 | RS RKZ | SURABAYA-1 | JAWA TIMUR | SURABAYA | MAIN UNIT | CUSTOMER | 25 July 2014 | ANDI ISMAIL - SPV TSE TIMUR | 1 January 1900 |  | 25 July 2014 | ANDI ISMAIL - SPV TSE TIMUR | - |  | INACTIVE
120813-34 | JS002 | BIOHAZARD SAFETY CABINET TYPE A2 (1200 MM) | DIAGNOSTIC 2 | JS RESEARCH INC. | GN00000516 | RS TELOGOREJO | SEMARANG | JAWA TENGAH | SEMARANG | MAIN UNIT | CUSTOMER | 1 February 1990 | MUNADI - TSE | 1 January 1900 |  | 1 February 1990 | MUNADI - TSE | - |  | ACTIVE
1209001 | NI23U | VACUUM EXTRACTOR GT 200 | IMAGING | NAKAMURA MEDICAL | GN00000201 | RSUD ARIFIN ACHMAD - PEKANBARU | PEKAN BARU | RIAU | PEKANBARU | MAIN UNIT | CUSTOMER | - |  | 1 January 1900 |  | - |  | - |  | ACTIVE
1209003 | NX23U |  |  |  | GN00007930 | RS PERTA MEDIKA SENTUL | BOGOR | JAWA BARAT | BOGOR | MAIN UNIT | CUSTOMER | 11 March 2015 | LEONARDUS ADI | 1 September 2014 |  | 11 March 2015 | LEONARDUS ADI | - |  | INACTIVE
1209004 | NX23U |  |  |  | GN00007930 | RS PERTA MEDIKA SENTUL | BOGOR | JAWA BARAT | BOGOR | MAIN UNIT | CUSTOMER | - |  | 1 September 2014 |  | - |  | - |  | INACTIVE
1209005 | NX23U |  |  |  | GN00007930 | RS PERTA MEDIKA SENTUL | BOGOR | JAWA BARAT | BOGOR | MAIN UNIT | CUSTOMER | - |  | 1 October 2014 |  | - |  | - |  | INACTIVE
120924-20 | JS002 | BIOHAZARD SAFETY CABINET TYPE A2 (1200 MM) | DIAGNOSTIC 2 | JS RESEARCH INC. | GN00002921 | RS MITRA KELUARGA DEPOK ( RSMK ) | PEJATEN | JAWA BARAT | DEPOK | MAIN UNIT | CUSTOMER | 5 December 2019 | IBNUL AZIZ - TSE | 5 December 2019 |  | 5 December 2019 | IBNUL AZIZ - TSE | - |  | ACTIVE
120924-31 | JS002 | BIOHAZARD SAFETY CABINET TYPE A2 (1200 MM) | DIAGNOSTIC 2 | JS RESEARCH INC. | GN00000676 | RSUD A.M. PARIKESIT | SAMARINDA | KALIMANTAN TIMUR | TENGGARONG | MAIN UNIT | CUSTOMER | - |  | 1 January 2011 |  | - |  | - |  | ACTIVE
121/I/12 | TM01U | Infant Incubator Tsn910Sc |  |  | GN00000658 | RSUD DR DORIS SYLVANUS | BANJARMASIN | KALIMANTAN TENGAH | PALANGKA RAYA | MAIN UNIT | CUSTOMER | 13 April 2015 |  | 1 January 1900 |  | 13 April 2015 |  | - |  | ACTIVE
121/V/14 | TE020 | PHOTOTHERAPY TLC 2 HT | IMAGING | TESENA INOVINDO, PT | GN00003358 | RSU PRAYA | MATARAM | NUSA TENGGARA BARAT | PRAYA | MAIN UNIT | CUSTOMER | 12 November 2014 | I KADEK - TSE | 12 November 2014 |  | 12 November 2014 | I KADEK - TSE | - |  | ACTIVE
1210-2021 | AS14U | SUCTION UNIT SAM-14 | IMAGING | M.G. ELECTRIC - UK | GN00002966 | RSUD CALANG | BANDA ACEH | ACEH | BANDA ACEH | MAIN UNIT | CUSTOMER | 14 March 2015 | TRIYONO - TSE AREA BARAT | 1 January 2010 |  | 14 March 2015 | TRIYONO - TSE AREA BARAT | - |  | ACTIVE
1210-2620 | AS14U | SUCTION UNIT SAM-14 | IMAGING | M.G. ELECTRIC - UK | GN00002966 | RSUD CALANG | BANDA ACEH | ACEH | BANDA ACEH | MAIN UNIT | CUSTOMER | 14 March 2015 | TRIYONO - TSE AREA BARAT | 1 January 2010 |  | 14 March 2015 | TRIYONO - TSE AREA BARAT | - |  | ACTIVE
121002231 | 00204 | BIOMERIEUX READER 270 |  |  | GN00002985 | WORKSHOOP CSM PUSAT | PUSAT | DKI JAKARTA | JAKARTA TIMUR | MAIN UNIT | EMP | - |  | 19 October 2018 |  | - |  | - |  | INACTIVE
121022-31 | JS002 | BIOHAZARD SAFETY CABINET TYPE A2 (1200 MM) | DIAGNOSTIC 2 | JS RESEARCH INC. | GN00002984 | LP2IL (Loka Pemeriksaan Penyakit Ikan dan Lingkungan) | TANGERANG | BANTEN | SERANG | MAIN UNIT | CUSTOMER | 26 August 2014 | PETRUS SIMON | 14 December 2012 |  | 26 August 2014 | PETRUS SIMON | - |  | ACTIVE
121022-32 | JS002 | BIOHAZARD SAFETY CABINET TYPE A2 (1200 MM) | DIAGNOSTIC 2 | JS RESEARCH INC. | GN00001241 | RSUD Dr. R. Sosodoro Djatikoesoemo | SURABAYA-1 | JAWA TIMUR | BOJONEGORO | MAIN UNIT | CUSTOMER | - |  | 1 January 1900 |  | - |  | - |  | ACTIVE
121022-35 | JS005 | LAMINAR FLOW VERT 900MM | DIAGNOSTIC 2 | JS RESEARCH INC. | GN00001028 | RS MITRA KELUARGA KELAPA GADING | JAKARTA-1 | DKI JAKARTA | JAKARTA UTARA | MAIN UNIT | CUSTOMER | 1 February 1990 | SURYADI | 1 January 2013 |  | 1 February 1990 | SURYADI | - |  | ACTIVE
1211002226 | 00204 | BIOMERIEUX READER 270 |  |  | GN00002067 | PMI LENTENG AGUNG | JAKARTA-2 | DKI JAKARTA | JAKARTA SELATAN | MAIN UNIT | EMP | - |  | 3 January 2013 |  | - |  | - |  | INACTIVE
1211002231 | 00204 | BIOMERIEUX READER 270 |  |  | GN00011539 | PG23 | PUSAT | DKI JAKARTA | JAKARTA TIMUR | MAIN UNIT | EMP | - |  | 11 July 2014 |  | - |  | - |  | INACTIVE
1211002240 | 00204 | BIOMERIEUX READER 270 |  |  | GN00008486 | FAKULTAS KEDOKTERAN UNSOED | PURWOKERTO | JAWA TENGAH | PURWOKERTO | MAIN UNIT | CUSTOMER | 25 February 2015 | DIAN FEBRIYANA - TSE | 1 January 1900 |  | 25 February 2015 | DIAN FEBRIYANA - TSE | - |  | INACTIVE
1211006860 | 00204 | BIOMERIEUX READER 270 |  |  | GN00008500 | FK KEDOKERAN UNHAS | MAKASSAR | SULAWESI SELATAN | MAKASSAR | MAIN UNIT | CUSTOMER | 3 August 2015 | WISPI SIAGARI - TSE | 1 January 1900 |  | 3 August 2015 | WISPI SIAGARI - TSE | - |  | INACTIVE
1211007185 | 00205 |  |  |  | GN00004410 | UTD PMI SULAWESI TENGAH | PALU | SULAWESI TENGAH | PALU | MAIN UNIT | EMP | - |  | 1 January 2010 |  | - |  | - |  | INACTIVE
1211007188 | 00205 |  |  |  | GN00002067 | PMI LENTENG AGUNG | JAKARTA-2 | DKI JAKARTA | JAKARTA SELATAN | MAIN UNIT | EMP | 18 August 2014 | LEONARDUS ADI | 3 January 2013 |  | 18 August 2014 | LEONARDUS ADI | - |  | INACTIVE
1211007189 | 00205 |  |  |  | GN00002975 | POLTEKKES SEMARANG | SEMARANG | JAWA TENGAH | SEMARANG | MAIN UNIT | CUSTOMER | 2 April 2015 | MUNADI - TSE | 1 January 1900 |  | 2 April 2015 | MUNADI - TSE | - |  | INACTIVE
1211007191 | 00205 |  |  |  | GN17120015 | LAB CITO SURABAYA | SURABAYA-1 | JAWA TIMUR | SURABAYA | MAIN UNIT | EMP | - |  | 23 August 2018 |  | - |  | - |  | INACTIVE
1211007192 | 00205 |  |  |  | GN00003001 | PT. ENSEVAL MEDIKA PRIMA - HO | PUSAT | DKI JAKARTA | JAKARTA TIMUR | MAIN UNIT | EMP | 14 March 2016 |  | 19 March 2018 |  | 14 March 2016 |  | 14 January 2025 | SAHID DERMAWAN - SPV TSE BARAT | INACTIVE
1211007193 | 00205 |  |  |  | GN00003001 | PT. ENSEVAL MEDIKA PRIMA - HO | PUSAT | DKI JAKARTA | JAKARTA TIMUR | MAIN UNIT | EMP | 1 February 1990 | SUSWENDI EKA PUTRA | 28 October 2013 |  | 1 February 1990 | SUSWENDI EKA PUTRA | - |  | INACTIVE
1211007197 | 00205 |  |  |  | GN00008486 | FAKULTAS KEDOKTERAN UNSOED | PURWOKERTO | JAWA TENGAH | PURWOKERTO | MAIN UNIT | CUSTOMER | 25 February 2015 | DIAN FEBRIYANA - TSE | 1 January 1900 |  | 25 February 2015 | DIAN FEBRIYANA - TSE | - |  | INACTIVE
121112-09 | JS001 | BIO SAFE-CAB TYPE-A2 900 | DIAGNOSTIC 2 | JS RESEARCH INC. | GN00000125 | RS CHARITAS PALEMBANG | PALEMBANG | SUMATERA SELATAN | PALEMBANG | MAIN UNIT | CUSTOMER | - |  | 4 July 2012 |  | - |  | - |  | ACTIVE
121112-10 | JS006 | LAMINAR FLOW CABINET VERTICAL (1200 MM) | DIAGNOSTIC 2 | JS RESEARCH INC. | GN00000004 | RSUD BEKASI ( RSUD PEMERINTAH KOTA BEKASI ) | BEKASI | JAWA BARAT | BEKASI | MAIN UNIT | CUSTOMER | 8 July 2015 | GATOT SURYA ADIPUTRA - TSE | 1 January 2012 |  | 8 July 2015 | GATOT SURYA ADIPUTRA - TSE | - |  | ACTIVE
121112-11 | JS005 | LAMINAR FLOW VERT 900MM | DIAGNOSTIC 2 | JS RESEARCH INC. | GN00000201 | RSUD ARIFIN ACHMAD - PEKANBARU | PEKAN BARU | RIAU | PEKANBARU | MAIN UNIT | CUSTOMER | - |  | 1 January 1900 |  | - |  | - |  | ACTIVE
1214 - 2397 | AS30U | SUCTION PUMP SAM-35 | IMAGING | M.G. ELECTRIC - UK | GN00002986 | RDC PUSAT - RAWAGELAM | PUSAT | DKI JAKARTA | JAKARTA TIMUR | MAIN UNIT | EMP | 5 January 2015 | GATOT SURYA ADIPUTRA - TSE | 1 January 1900 |  | 5 January 2015 | GATOT SURYA ADIPUTRA - TSE | - |  | ACTIVE
1214 - 2406 | AS30U | SUCTION PUMP SAM-35 | IMAGING | M.G. ELECTRIC - UK | GN00001677 | RSUD TIMIKA | JAYAPURA | PAPUA | TIMIKA | MAIN UNIT | CUSTOMER | 5 January 2015 | WISPI SIAGARI - TSE | 1 January 1900 |  | 5 January 2015 | WISPI SIAGARI - TSE | - |  | ACTIVE
1214-2390 | AS30U | SUCTION PUMP SAM-35 | IMAGING | M.G. ELECTRIC - UK | GN00006544 | RSUD DR HYULIDIN AWAY | BANDA ACEH | ACEH | BANDA ACEH | MAIN UNIT | CUSTOMER | 5 January 2015 | ARBIANSYAH - TSE | 27 May 2015 |  | 5 January 2015 | ARBIANSYAH - TSE | - |  | ACTIVE
1214-2391 | AS30U | SUCTION PUMP SAM-35 | IMAGING | M.G. ELECTRIC - UK | GN00006544 | RSUD DR HYULIDIN AWAY | BANDA ACEH | ACEH | BANDA ACEH | MAIN UNIT | CUSTOMER | 5 January 2015 | ARBIANSYAH - TSE | 27 May 2015 |  | 5 January 2015 | ARBIANSYAH - TSE | - |  | ACTIVE
1214-2392 | AS30U | SUCTION PUMP SAM-35 | IMAGING | M.G. ELECTRIC - UK | GN00006544 | RSUD DR HYULIDIN AWAY | BANDA ACEH | ACEH | BANDA ACEH | MAIN UNIT | CUSTOMER | 5 January 2015 | ARBIANSYAH - TSE | 27 May 2015 |  | 5 January 2015 | ARBIANSYAH - TSE | - |  | ACTIVE
1214-2393 | AS30U | SUCTION PUMP SAM-35 | IMAGING | M.G. ELECTRIC - UK | GN00002986 | RDC PUSAT - RAWAGELAM | PUSAT | DKI JAKARTA | JAKARTA TIMUR | MAIN UNIT | EMP | 5 January 2015 | ARIEF SETIAWAN - TSE CP | 5 January 2015 |  | 5 January 2015 | ARIEF SETIAWAN - TSE CP | - |  | ACTIVE
1214-2394 | AS30U | SUCTION PUMP SAM-35 | IMAGING | M.G. ELECTRIC - UK | GN00002986 | RDC PUSAT - RAWAGELAM | PUSAT | DKI JAKARTA | JAKARTA TIMUR | MAIN UNIT | EMP | 5 January 2015 | ARIEF SETIAWAN - TSE CP | 5 January 2015 |  | 5 January 2015 | ARIEF SETIAWAN - TSE CP | - |  | ACTIVE
1214-2395 | AS30U | SUCTION PUMP SAM-35 | IMAGING | M.G. ELECTRIC - UK | GN00002986 | RDC PUSAT - RAWAGELAM | PUSAT | DKI JAKARTA | JAKARTA TIMUR | MAIN UNIT | EMP | 5 January 2015 | ARIEF SETIAWAN - TSE CP | 5 January 2015 |  | 5 January 2015 | ARIEF SETIAWAN - TSE CP | - |  | ACTIVE
1214-2396 | AS30U | SUCTION PUMP SAM-35 | IMAGING | M.G. ELECTRIC - UK | GN00002986 | RDC PUSAT - RAWAGELAM | PUSAT | DKI JAKARTA | JAKARTA TIMUR | MAIN UNIT | EMP | 5 January 2015 | ARIEF SETIAWAN - TSE CP | 5 January 2015 |  | 5 January 2015 | ARIEF SETIAWAN - TSE CP | - |  | ACTIVE
1214-2404 | AS30U | SUCTION PUMP SAM-35 | IMAGING | M.G. ELECTRIC - UK | GN00001677 | RSUD TIMIKA | JAYAPURA | PAPUA | TIMIKA | MAIN UNIT | CUSTOMER | 5 January 2015 | WISPI SIAGARI - TSE | 1 January 1900 |  | 5 January 2015 | WISPI SIAGARI - TSE | - |  | ACTIVE
1214-2405 | AS30U | SUCTION PUMP SAM-35 | IMAGING | M.G. ELECTRIC - UK | GN00001677 | RSUD TIMIKA | JAYAPURA | PAPUA | TIMIKA | MAIN UNIT | CUSTOMER | 5 January 2015 | WISPI SIAGARI - TSE | 22 January 2015 |  | 5 January 2015 | WISPI SIAGARI - TSE | - |  | ACTIVE
1214-406 | AS30U | SUCTION PUMP SAM-35 | IMAGING | M.G. ELECTRIC - UK | GN00001677 | RSUD TIMIKA | JAYAPURA | PAPUA | TIMIKA | MAIN UNIT | CUSTOMER | 23 January 2015 | WISPI SIAGARI - TSE | 1 January 1900 |  | 23 January 2015 | WISPI SIAGARI - TSE | - |  | ACTIVE
1217-2594 | AS30U | SUCTION PUMP SAM-35 | IMAGING | M.G. ELECTRIC - UK | GN00002986 | RDC PUSAT - RAWAGELAM | PUSAT | DKI JAKARTA | JAKARTA TIMUR | MAIN UNIT | EMP | 19 March 2018 | ARIEF SETIAWAN - TSE CP | 16 March 2018 |  | 19 March 2018 | ARIEF SETIAWAN - TSE CP | - |  | ACTIVE
1219/X/14 | TE040 | EXAMINATION TSN 015 FHCB |  |  | GN00000011 | RSUD BUDHI ASIH | JAKARTA-1 | DKI JAKARTA | JAKARTA TIMUR | MAIN UNIT | CUSTOMER | 9 November 2015 | IBNUL AZIZ - TSE | 4 November 2015 |  | 9 November 2015 | IBNUL AZIZ - TSE | - |  | INACTIVE
122/ XII/ 12 | TE037 | OPERATING LAMP TSN 9304 S | IMAGING | TESENA INOVINDO, PT | GN00002642 | RS PENDIDIKAN RIAU | PEKAN BARU | RIAU | PEKANBARU | MAIN UNIT | CUSTOMER | - |  | 1 December 2012 |  | - |  | - |  | ACTIVE
122101032708793 | SH003 | HISTOSTAR-COLDPLATE | DIAGNOSTIC 2 | SHANDON DIAGNOSTICS Ltd. | GN00000944 | RS SANTOSA KEBON JATI | BANDUNG | JAWA BARAT | BANDUNG | MAIN UNIT | CUSTOMER | 20 March 2015 | SUKMA WIJAYA - TSE | 14 October 2013 |  | 20 March 2015 | SUKMA WIJAYA - TSE | - |  | ACTIVE
123/9806 WHSD/13 | WHS98 | WEIGHING SCALE MANUAL | IMAGING | TESENA INOVINDO, PT | GN00000292 | RSUD DR H RM DJOELHAM | MEDAN | SUMATERA UTARA | BINJAI | MAIN UNIT | CUSTOMER | - |  | 20 December 2013 |  | - |  | - |  | INACTIVE
123/V/14-TCL2ht | HT2LC |  |  |  | GN00000446 | RSUD NATAL | PEMATANG SIANTAR | SUMATERA UTARA | PANYABUNGAN | MAIN UNIT | CUSTOMER | 9 December 2014 | ARBIANSYAH - TSE | 9 December 2014 |  | 9 December 2014 | ARBIANSYAH - TSE | - |  | INACTIVE
12306001 | MPESU | MEGA POWER ELECTROSURGICAL GENERATOR | IMAGING | MEGADYNE MEDICAL | GN00001771 | RSUD DR WAHIDIN SUDIROHUSODO | MAKASSAR | SULAWESI SELATAN | MAKASSAR | MAIN UNIT | CUSTOMER | 20 May 2015 |  | 1 January 1900 |  | 20 May 2015 |  | - |  | ACTIVE
12310001 | MPESU | MEGA POWER ELECTROSURGICAL GENERATOR | IMAGING | MEGADYNE MEDICAL | GN00002178 | RSUD DR SOETOMO SURABAYA | SURABAYA-1 | JAWA TIMUR | SURABAYA | MAIN UNIT | CUSTOMER | 10 April 2015 |  | 1 January 1900 |  | 10 April 2015 |  | - |  | ACTIVE
1239100659515 | SCP60 |  |  |  | GN00003209 | RSIA MUHAMMADIYAH TAMAN PURING | JAKARTA-2 | DKI JAKARTA | JAKARTA SELATAN | MAIN UNIT | CUSTOMER | 26 September 2016 |  | 1 June 2012 |  | 26 September 2016 |  | - |  | INACTIVE
124/III/13 | TE030 | DOPPLER TSN 985 FD | IMAGING | TESENA INOVINDO, PT | GN00000674 | RSUD ABDUL WAHAB SJAHRANIE | SAMARINDA | KALIMANTAN TIMUR | SAMARINDA | MAIN UNIT | CUSTOMER | 7 January 2015 | RIDWAN - TSE | 24 December 2013 |  | 7 January 2015 | RIDWAN - TSE | - |  | ACTIVE
124/IV/11 | TM39U |  |  |  | GN00000039 | RSUD KAB BELITUNG TIMUR | PANGKAL PINANG | KEPULAUAN BANGKA BELITUNG | BELITUNG TIMUR | MAIN UNIT | CUSTOMER | 26 December 2014 |  | 1 January 1900 |  | 26 December 2014 |  | - |  | INACTIVE
124202130 | 0Z204 |  |  |  | GN00002621 | PMI UTDC PADANG | PADANG | SUMATERA BARAT | PADANG | MAIN UNIT | EMP | 31 August 2015 | LEO LANANG SIGIT - TSE CP | 1 January 1900 |  | 31 August 2015 | LEO LANANG SIGIT - TSE CP | - |  | INACTIVE
1247 | 14195 | RAL STAINER INSTRUMENT | DIAGNOSTIC 1 | BIOMERIEUX SA | GN00002985 | WORKSHOOP CSM PUSAT | PUSAT | DKI JAKARTA | JAKARTA TIMUR | MAIN UNIT | EMP | 14 June 2016 | RUDI RAHMADIAN FIRDAUS | 20 December 2024 |  | 14 June 2016 | RUDI RAHMADIAN FIRDAUS | 7 August 2025 | SAHID DERMAWAN - SPV TSE BARAT | ACTIVE
1248 | 14195 | RAL STAINER INSTRUMENT | DIAGNOSTIC 1 | BIOMERIEUX SA | GN00002986 | RDC PUSAT - RAWAGELAM | PUSAT | DKI JAKARTA | JAKARTA TIMUR | MAIN UNIT | EMP | 14 June 2016 | LEO LANANG SIGIT - TSE CP | 1 January 1900 |  | 14 June 2016 | LEO LANANG SIGIT - TSE CP | - |  | ACTIVE
125/IV/10 | TE014 |  |  |  | GN00001908 | RSUD PANEMBAHAN SENOPATI | YOGYAKARTA | YOGYAKARTA | YOGYAKARTA | MAIN UNIT | CUSTOMER | 11 September 2015 | DIAN FEBRIYANA - TSE | 1 January 1900 |  | 11 September 2015 | DIAN FEBRIYANA - TSE | - |  | INACTIVE
125/VII/14 | TE044 | SUCTION TSN 505 PS | IMAGING | TESENA INOVINDO, PT | GN00003084 | DINAS KESEHATAN KAB/ KOTA. SOPPENG | MAKASSAR | SULAWESI SELATAN | MAKASSAR | MAIN UNIT | CUSTOMER | 7 January 2015 | HARI UDI RAHARJO - TSE | 7 January 2015 |  | 7 January 2015 | HARI UDI RAHARJO - TSE | - |  | ACTIVE
125248CB | A8461 | SLIMLINE WAX DISPENSER | DIAGNOSTIC 2 | THERMO FISHER SCIEN. CO | GN00008697 | RS UNIVERSITAS INDONESIA (RSUI) | PEJATEN | JAWA BARAT | DEPOK | MAIN UNIT | CUSTOMER | - |  | 12 March 2019 |  | - |  | - |  | ACTIVE
1254 | 14195 | RAL STAINER INSTRUMENT | DIAGNOSTIC 1 | BIOMERIEUX SA | GN00001220 | RSUP SANGLAH DENPASAR | DENPASAR | BALI | DENPASAR | MAIN UNIT | EMP | - |  | 22 February 2016 |  | - |  | - |  | ACTIVE
125767CB | A8461 | SLIMLINE WAX DISPENSER | DIAGNOSTIC 2 | THERMO FISHER SCIEN. CO | GN00003801 | RSU DR H SOEWONDO KENDAL | SEMARANG | JAWA TENGAH | SEMARANG | MAIN UNIT | CUSTOMER | - |  | 26 April 2019 |  | - |  | - |  | ACTIVE
125828 | A8460 | TISSUE SECTION BATH ROUND DIGITAL 230V 50/60HZ | DIAGNOSTIC 2 | THERMO FISHER SCIEN. HK | GN00001246 | RS BALIMED | DENPASAR | BALI | DENPASAR | MAIN UNIT | CUSTOMER | 27 November 2017 | SAHID DERMAWAN - SPV TSE BARAT | 17 November 2017 |  | 27 November 2017 | SAHID DERMAWAN - SPV TSE BARAT | - |  | ACTIVE
125834 | A8460 | TISSUE SECTION BATH ROUND DIGITAL 230V 50/60HZ | DIAGNOSTIC 2 | THERMO FISHER SCIEN. HK | GN18040018 | RS UNGGUL KARSA MEDIKA | BANDUNG | JAWA BARAT | BANDUNG | MAIN UNIT | CUSTOMER | 23 April 2018 | SUKMA WIJAYA - TSE | 23 April 2018 |  | 23 April 2018 | SUKMA WIJAYA - TSE | - |  | ACTIVE
125835 | A8460 | TISSUE SECTION BATH ROUND DIGITAL 230V 50/60HZ | DIAGNOSTIC 2 | THERMO FISHER SCIEN. HK | GN00002986 | RDC PUSAT - RAWAGELAM | PUSAT | DKI JAKARTA | JAKARTA TIMUR | MAIN UNIT | EMP | 27 November 2017 | HARI UDI RAHARJO - TSE | 17 November 2017 |  | 27 November 2017 | HARI UDI RAHARJO - TSE | - |  | ACTIVE
125836 | A8460 | TISSUE SECTION BATH ROUND DIGITAL 230V 50/60HZ | DIAGNOSTIC 2 | THERMO FISHER SCIEN. HK | GN00002986 | RDC PUSAT - RAWAGELAM | PUSAT | DKI JAKARTA | JAKARTA TIMUR | MAIN UNIT | EMP | 27 November 2017 | HARI UDI RAHARJO - TSE | 17 November 2017 |  | 27 November 2017 | HARI UDI RAHARJO - TSE | - |  | ACTIVE
125836CB | CPB59 | PARAFFIN SECTION - ROUND BATH |  |  | GN00003801 | RSU DR H SOEWONDO KENDAL | SEMARANG | JAWA TENGAH | SEMARANG | MAIN UNIT | CUSTOMER | - |  | 8 May 2019 |  | - |  | - |  | ACTIVE
125839 | B0121 | WATERBATH 28 LITRES | BIOSCIENCE | BIOMERIEUX SA | GN00001197 | RS SILOAM ( PT SILOAM INTERNATIONAL HOSPITALS ) KARAWACI | TANGERANG | BANTEN | TANGERANG | MAIN UNIT | CUSTOMER | - |  | 25 March 2019 |  | - |  | - |  | ACTIVE
125840 | A8460 | TISSUE SECTION BATH ROUND DIGITAL 230V 50/60HZ | DIAGNOSTIC 2 | THERMO FISHER SCIEN. HK | GN00001212 | RSUD BREBES | TEGAL | JAWA TENGAH | BREBES | MAIN UNIT | CUSTOMER | 21 March 2019 | MUNADI - TSE | 21 March 2019 |  | 21 March 2019 | MUNADI - TSE | - |  | ACTIVE
125848 | A8460 | TISSUE SECTION BATH ROUND DIGITAL 230V 50/60HZ | DIAGNOSTIC 2 | THERMO FISHER SCIEN. HK | GN00002986 | RDC PUSAT - RAWAGELAM | PUSAT | DKI JAKARTA | JAKARTA TIMUR | MAIN UNIT | EMP | 27 November 2017 | HARI UDI RAHARJO - TSE | 17 November 2017 |  | 27 November 2017 | HARI UDI RAHARJO - TSE | - |  | ACTIVE
125848CB | FL215 | Digital Bath WB-MC - 15lt |  |  | GN00001609 | RS KARSA HUSADA (PARU BATU) | MALANG | JAWA TIMUR | MALANG | MAIN UNIT | CUSTOMER | - |  | 17 December 2018 |  | - |  | - |  | ACTIVE
126/VII/14 | TE044 | SUCTION TSN 505 PS | IMAGING | TESENA INOVINDO, PT | GN00003084 | DINAS KESEHATAN KAB/ KOTA. SOPPENG | MAKASSAR | SULAWESI SELATAN | MAKASSAR | MAIN UNIT | CUSTOMER | 7 January 2015 | HARI UDI RAHARJO - TSE | 7 January 2015 |  | 7 January 2015 | HARI UDI RAHARJO - TSE | - |  | ACTIVE
126093CB | A8461 | SLIMLINE WAX DISPENSER | DIAGNOSTIC 2 | THERMO FISHER SCIEN. CO | GN00008995 | RSP.DR.H.A.ROTINSULU | BANDUNG-2 | JAWA BARAT | BANDUNG | MAIN UNIT | CUSTOMER | 6 November 2019 | SUKMA WIJAYA - TSE | 3 October 2019 |  | 6 November 2019 | SUKMA WIJAYA - TSE | - |  | ACTIVE
1264/XI/14 | TE040 | EXAMINATION TSN 015 FHCB |  |  | GN00002986 | RDC PUSAT - RAWAGELAM | PUSAT | DKI JAKARTA | JAKARTA TIMUR | MAIN UNIT | EMP | - |  | 6 January 2014 |  | - |  | - |  | INACTIVE
126686CB1711 | A8461 | SLIMLINE WAX DISPENSER | DIAGNOSTIC 2 | THERMO FISHER SCIEN. CO | GN00012197 | RS INDRIATI SOLO BARU | SOLO | JAWA TENGAH | SUKOHARJO | MAIN UNIT | CUSTOMER | 14 August 2018 | TRIYONO - TSE AREA BARAT | 1 August 2018 |  | 14 August 2018 | TRIYONO - TSE AREA BARAT | - |  | ACTIVE
126688CB1711 | SWD57 | WAX DISPENSER |  |  | GN18040018 | RS UNGGUL KARSA MEDIKA | BANDUNG | JAWA BARAT | BANDUNG | MAIN UNIT | CUSTOMER | 24 April 2018 | SUKMA WIJAYA - TSE | 24 April 2018 |  | 24 April 2018 | SUKMA WIJAYA - TSE | - |  | ACTIVE
126690CB1711 | A8461 | SLIMLINE WAX DISPENSER | DIAGNOSTIC 2 | THERMO FISHER SCIEN. CO | GN00000004 | RSUD BEKASI ( RSUD PEMERINTAH KOTA BEKASI ) | BEKASI | JAWA BARAT | BEKASI | MAIN UNIT | EMP | - |  | 4 May 2018 |  | - |  | - |  | ACTIVE
1267/XI/14 | TE040 | EXAMINATION TSN 015 FHCB |  |  | GN00000011 | RSUD BUDHI ASIH | JAKARTA-1 | DKI JAKARTA | JAKARTA TIMUR | MAIN UNIT | CUSTOMER | 9 November 2015 | IBNUL AZIZ - TSE | 4 November 2015 |  | 9 November 2015 | IBNUL AZIZ - TSE | - |  | INACTIVE
1268/XI/14 | TE040 | EXAMINATION TSN 015 FHCB |  |  | GN00000011 | RSUD BUDHI ASIH | JAKARTA-1 | DKI JAKARTA | JAKARTA TIMUR | MAIN UNIT | CUSTOMER | 9 November 2015 | IBNUL AZIZ - TSE | 4 November 2015 |  | 9 November 2015 | IBNUL AZIZ - TSE | - |  | INACTIVE
1269/XI/14 | TE040 | EXAMINATION TSN 015 FHCB |  |  | GN00000011 | RSUD BUDHI ASIH | JAKARTA-1 | DKI JAKARTA | JAKARTA TIMUR | MAIN UNIT | CUSTOMER | 9 November 2015 | IBNUL AZIZ - TSE | 4 November 2015 |  | 9 November 2015 | IBNUL AZIZ - TSE | - |  | INACTIVE
127/III/13 | TE030 | DOPPLER TSN 985 FD | IMAGING | TESENA INOVINDO, PT | GN00000674 | RSUD ABDUL WAHAB SJAHRANIE | SAMARINDA | KALIMANTAN TIMUR | SAMARINDA | MAIN UNIT | CUSTOMER | 7 January 2015 | RIDWAN - TSE | 24 December 2013 |  | 7 January 2015 | RIDWAN - TSE | - |  | ACTIVE
127/VI/14 | TE020 | PHOTOTHERAPY TLC 2 HT | IMAGING | TESENA INOVINDO, PT | GN00000028 | RS BAKTI TIMAH KARIMUN | BATAM | KEPULAUAN RIAU | TANJUNG BALAI KARIMUN | MAIN UNIT | CUSTOMER | - |  | 2 April 2015 |  | - |  | - |  | ACTIVE
127/VII/14 | TE044 | SUCTION TSN 505 PS | IMAGING | TESENA INOVINDO, PT | GN00003084 | DINAS KESEHATAN KAB/ KOTA. SOPPENG | MAKASSAR | SULAWESI SELATAN | MAKASSAR | MAIN UNIT | CUSTOMER | 7 January 2015 | HARI UDI RAHARJO - TSE | 7 January 2015 |  | 7 January 2015 | HARI UDI RAHARJO - TSE | - |  | ACTIVE
127059CB1712 | SDH61 | HOTPLATE-SLIDE DRYING 220V |  |  | GN00001246 | RS BALIMED | DENPASAR | BALI | DENPASAR | MAIN UNIT | CUSTOMER | 18 July 2018 | SAHID DERMAWAN - SPV TSE BARAT | 28 May 2018 |  | 18 July 2018 | SAHID DERMAWAN - SPV TSE BARAT | - |  | ACTIVE
127061CB1712 | SDH61 | HOTPLATE-SLIDE DRYING 220V |  |  | GN18040018 | RS UNGGUL KARSA MEDIKA | BANDUNG | JAWA BARAT | BANDUNG | MAIN UNIT | CUSTOMER | 23 April 2018 | SUKMA WIJAYA - TSE | 23 April 2018 |  | 23 April 2018 | SUKMA WIJAYA - TSE | - |  | ACTIVE
127067CB1712 | A8461 | SLIMLINE WAX DISPENSER | DIAGNOSTIC 2 | THERMO FISHER SCIEN. CO | GN00001609 | RS KARSA HUSADA (PARU BATU) | MALANG | JAWA TIMUR | MALANG | MAIN UNIT | CUSTOMER | - |  | 17 December 2018 |  | - |  | - |  | ACTIVE
1271/XI/14 | TE040 | EXAMINATION TSN 015 FHCB |  |  | GN00000011 | RSUD BUDHI ASIH | JAKARTA-1 | DKI JAKARTA | JAKARTA TIMUR | MAIN UNIT | CUSTOMER | 9 November 2015 | IBNUL AZIZ - TSE | 4 November 2015 |  | 9 November 2015 | IBNUL AZIZ - TSE | - |  | INACTIVE
1278 | 14195 | RAL STAINER INSTRUMENT | DIAGNOSTIC 1 | BIOMERIEUX SA | GN00002986 | RDC PUSAT - RAWAGELAM | PUSAT | DKI JAKARTA | JAKARTA TIMUR | MAIN UNIT | EMP | 14 June 2016 | LEO LANANG SIGIT - TSE CP | 1 January 1900 |  | 14 June 2016 | LEO LANANG SIGIT - TSE CP | - |  | ACTIVE
128/III/13 | TE030 | DOPPLER TSN 985 FD | IMAGING | TESENA INOVINDO, PT | GN00000674 | RSUD ABDUL WAHAB SJAHRANIE | SAMARINDA | KALIMANTAN TIMUR | SAMARINDA | MAIN UNIT | CUSTOMER | 7 January 2015 | RIDWAN - TSE | 24 December 2013 |  | 7 January 2015 | RIDWAN - TSE | - |  | ACTIVE
128/VII/14 | TE044 | SUCTION TSN 505 PS | IMAGING | TESENA INOVINDO, PT | GN00003084 | DINAS KESEHATAN KAB/ KOTA. SOPPENG | MAKASSAR | SULAWESI SELATAN | MAKASSAR | MAIN UNIT | CUSTOMER | 7 January 2015 | HARI UDI RAHARJO - TSE | 7 January 2015 |  | 7 January 2015 | HARI UDI RAHARJO - TSE | - |  | ACTIVE
129/VII/14 | EH910 |  |  |  | GN00001785 | RSUD SUKOHARJO | SOLO | JAWA TENGAH | SUKOHARJO | MAIN UNIT | CUSTOMER | 26 November 2014 | RAKHMAT | 26 November 2014 |  | 26 November 2014 | RAKHMAT | - |  | INACTIVE
129/VII/14 T505PS | TM14U |  |  |  | GN00001396 | RSU NAIBONAT | KUPANG | NUSA TENGGARA TIMUR | KUPANG | MAIN UNIT | CUSTOMER | - |  | 29 January 2015 |  | - |  | - |  | INACTIVE
1290391142470 | SH003 | HISTOSTAR-COLDPLATE | DIAGNOSTIC 2 | SHANDON DIAGNOSTICS Ltd. | GN00002178 | RSUD DR SOETOMO SURABAYA | SURABAYA-1 | JAWA TIMUR | SURABAYA | MAIN UNIT | CUSTOMER | - |  | 1 January 1900 |  | - |  | - |  | ACTIVE
129300457348 | ECA05 | COLD PLATE | DIAGNOSTIC 2 | SHANDON DIAGNOSTICS Ltd. | GN00000673 | RSUD DR KANUDJOSO DJATIWIBOWO - BALIKPAPAN | BALIKPAPAN | KALIMANTAN TIMUR | BALIKPAPAN | MAIN UNIT | CUSTOMER | - |  | 1 January 2010 |  | - |  | - |  | ACTIVE
1293031044157 | SH003 | HISTOSTAR-COLDPLATE | DIAGNOSTIC 2 | SHANDON DIAGNOSTICS Ltd. | GN00006210 | PT CHAROEN POKPHAND INDONESIA | JAKARTA-1 | DKI JAKARTA | JAKARTA UTARA | MAIN UNIT | CUSTOMER | - |  | 1 January 2006 |  | - |  | - |  | ACTIVE
1293051113894 | SH003 | HISTOSTAR-COLDPLATE | DIAGNOSTIC 2 | SHANDON DIAGNOSTICS Ltd. | GN00006348 | TGR MOCHTAR RIADY INSTITUTE FOR N THE MOCHTAR RIAD | TANGERANG | BANTEN | TANGERANG | MAIN UNIT | CUSTOMER | 1 February 1990 | PETRUS SIMON | 1 January 1900 |  | 1 February 1990 | PETRUS SIMON | - |  | ACTIVE
1293051113896 | SH003 | HISTOSTAR-COLDPLATE | DIAGNOSTIC 2 | SHANDON DIAGNOSTICS Ltd. | GN00006321 | RS PREMIER JATINEGARA | JAKARTA-1 | DKI JAKARTA | JAKARTA TIMUR | MAIN UNIT | CUSTOMER | 23 July 2014 | GANDHI YANRANGGA | 1 January 2009 |  | 23 July 2014 | GANDHI YANRANGGA | - |  | ACTIVE
1293070766941 | SH003 | HISTOSTAR-COLDPLATE | DIAGNOSTIC 2 | SHANDON DIAGNOSTICS Ltd. | GN00002178 | RSUD DR SOETOMO SURABAYA | SURABAYA-1 | JAWA TIMUR | SURABAYA | MAIN UNIT | CUSTOMER | - |  | 1 January 1900 |  | - |  | - |  | ACTIVE
1293080396593 | SH003 | HISTOSTAR-COLDPLATE | DIAGNOSTIC 2 | SHANDON DIAGNOSTICS Ltd. | GN00000786 | RS PENDIDIKAN UNHAS | MAKASSAR | SULAWESI SELATAN | MAKASSAR | MAIN UNIT | CUSTOMER | 10 April 2015 |  | 1 January 1900 |  | 10 April 2015 |  | - |  | ACTIVE
1293080499644 | SH003 | HISTOSTAR-COLDPLATE | DIAGNOSTIC 2 | SHANDON DIAGNOSTICS Ltd. | GN00000125 | RS CHARITAS PALEMBANG | PALEMBANG | SUMATERA SELATAN | PALEMBANG | MAIN UNIT | CUSTOMER | 18 December 2014 | INDRA BUDI GUNAWAN | 1 August 2008 |  | 18 December 2014 | INDRA BUDI GUNAWAN | - |  | ACTIVE
1293080504760 | SH003 | HISTOSTAR-COLDPLATE | DIAGNOSTIC 2 | SHANDON DIAGNOSTICS Ltd. | GN00002818 | PT. INNOLAB SAINS INTERNATIONAL ( KALGEN INNOLAB ) | JAKARTA-1 | DKI JAKARTA | JAKARTA TIMUR | MAIN UNIT | CUSTOMER | 27 April 2015 | SURYADI | 1 January 2011 |  | 27 April 2015 | SURYADI | - |  | ACTIVE
1293090422537 | SH003 | HISTOSTAR-COLDPLATE | DIAGNOSTIC 2 | SHANDON DIAGNOSTICS Ltd. | GN00001672 | RSUD JAYAPURA | JAYAPURA | PAPUA | JAYAPURA | MAIN UNIT | CUSTOMER | 10 April 2015 |  | 1 January 1900 |  | 10 April 2015 |  | - |  | ACTIVE
1293090834325 | SH003 | HISTOSTAR-COLDPLATE | DIAGNOSTIC 2 | SHANDON DIAGNOSTICS Ltd. | GN00001972 | RS MITRA KELUARGA BEKASI TIMUR | BEKASI | JAWA BARAT | BEKASI | MAIN UNIT | CUSTOMER | 1 February 1990 | GATOT SURYA ADIPUTRA - TSE | 3 March 2011 |  | 1 February 1990 | GATOT SURYA ADIPUTRA - TSE | - |  | ACTIVE
1293090834326 | SH003 | HISTOSTAR-COLDPLATE | DIAGNOSTIC 2 | SHANDON DIAGNOSTICS Ltd. | GN00004069 | RS SILOAM ( PT SILOAM INTERNATIONAL HOSPITALS ) KEBON JERUK | JAKARTA-2 | DKI JAKARTA | JAKARTA BARAT | MAIN UNIT | CUSTOMER | 1 February 1990 | SURYADI | 1 June 2014 |  | 1 February 1990 | SURYADI | - |  | ACTIVE
1293090834327 | SH003 | HISTOSTAR-COLDPLATE | DIAGNOSTIC 2 | SHANDON DIAGNOSTICS Ltd. | GN00001197 | RS SILOAM ( PT SILOAM INTERNATIONAL HOSPITALS ) KARAWACI | TANGERANG | BANTEN | TANGERANG | MAIN UNIT | CUSTOMER | 1 February 1990 | PETRUS SIMON | 1 January 1900 |  | 1 February 1990 | PETRUS SIMON | - |  | ACTIVE
1293091039050 | SH003 | HISTOSTAR-COLDPLATE | DIAGNOSTIC 2 | SHANDON DIAGNOSTICS Ltd. | GN00001083 | RS KANKER DHARMAIS | JAKARTA-2 | DKI JAKARTA | JAKARTA BARAT | MAIN UNIT | CUSTOMER | 1 February 1990 | PETRUS SIMON | 1 June 2011 |  | 1 February 1990 | PETRUS SIMON | - |  | ACTIVE
1293100457348 | SH003 | HISTOSTAR-COLDPLATE | DIAGNOSTIC 2 | SHANDON DIAGNOSTICS Ltd. | GN00000673 | RSUD DR KANUDJOSO DJATIWIBOWO - BALIKPAPAN | BALIKPAPAN | KALIMANTAN TIMUR | BALIKPAPAN | MAIN UNIT | CUSTOMER | - |  | 4 January 2011 |  | - |  | - |  | ACTIVE
1293100458C38 | SH003 | HISTOSTAR-COLDPLATE | DIAGNOSTIC 2 | SHANDON DIAGNOSTICS Ltd. | GN00000009 | RSU DR CIPTO MANGUNKUSUMO | JAKARTA-1 | DKI JAKARTA | JAKARTA PUSAT | MAIN UNIT | CUSTOMER | 1 February 1990 | SURYADI | 1 January 2011 |  | 1 February 1990 | SURYADI | - |  | ACTIVE
1293100659515 | SH003 | HISTOSTAR-COLDPLATE | DIAGNOSTIC 2 | SHANDON DIAGNOSTICS Ltd. | GN00002921 | RS MITRA KELUARGA DEPOK ( RSMK ) | PEJATEN | JAWA BARAT | DEPOK | MAIN UNIT | CUSTOMER | 26 September 2014 | WISPI SIAGARI - TSE | 1 January 2013 |  | 26 September 2014 | WISPI SIAGARI - TSE | - |  | ACTIVE
1293100659526 | SH003 | HISTOSTAR-COLDPLATE | DIAGNOSTIC 2 | SHANDON DIAGNOSTICS Ltd. | GN00000005 | RSUD KARAWANG | BEKASI | JAWA BARAT | BEKASI | MAIN UNIT | CUSTOMER | 1 February 1990 | MOHAMAD SUKARJO - TSE CP | 13 May 2010 |  | 1 February 1990 | MOHAMAD SUKARJO - TSE CP | - |  | ACTIVE
1293100659527 | SH003 | HISTOSTAR-COLDPLATE | DIAGNOSTIC 2 | SHANDON DIAGNOSTICS Ltd. | GN00001085 | RSAB HARAPAN KITA | JAKARTA-2 | DKI JAKARTA | JAKARTA BARAT | MAIN UNIT | CUSTOMER | 26 September 2016 |  | 1 June 2011 |  | 26 September 2016 |  | - |  | ACTIVE
1294031252798 | SCP60 |  |  |  | GN00006210 | PT CHAROEN POKPHAND INDONESIA | JAKARTA-1 | DKI JAKARTA | JAKARTA UTARA | MAIN UNIT | CUSTOMER | - |  | 1 January 2006 |  | - |  | - |  | INACTIVE
1294051113854 | SH003 | HISTOSTAR-COLDPLATE | DIAGNOSTIC 2 | SHANDON DIAGNOSTICS Ltd. | GN00006321 | RS PREMIER JATINEGARA | JAKARTA-1 | DKI JAKARTA | JAKARTA TIMUR | MAIN UNIT | CUSTOMER | 23 July 2014 | GANDHI YANRANGGA | 1 January 2011 |  | 23 July 2014 | GANDHI YANRANGGA | - |  | ACTIVE
1294051113856 | SCP60 |  |  |  | GN00006348 | TGR MOCHTAR RIADY INSTITUTE FOR N THE MOCHTAR RIAD | TANGERANG | BANTEN | TANGERANG | MAIN UNIT | CUSTOMER | 9 March 2015 | PETRUS SIMON | 1 January 1900 |  | 9 March 2015 | PETRUS SIMON | - |  | INACTIVE
1294070767225 | ECA05 | COLD PLATE | DIAGNOSTIC 2 | SHANDON DIAGNOSTICS Ltd. | GN00002178 | RSUD DR SOETOMO SURABAYA | SURABAYA-1 | JAWA TIMUR | SURABAYA | MAIN UNIT | CUSTOMER | - |  | 1 January 1900 |  | - |  | - |  | ACTIVE
1294080504758 | SCP60 |  |  |  | GN00002818 | PT. INNOLAB SAINS INTERNATIONAL ( KALGEN INNOLAB ) | JAKARTA-1 | DKI JAKARTA | JAKARTA TIMUR | MAIN UNIT | CUSTOMER | 27 April 2015 | SURYADI | 1 January 2011 |  | 27 April 2015 | SURYADI | - |  | INACTIVE
1294090422536 | SCP60 |  |  |  | GN00001672 | RSUD JAYAPURA | JAYAPURA | PAPUA | JAYAPURA | MAIN UNIT | CUSTOMER | 1 February 1990 | WISPI SIAGARI - TSE | 1 January 1900 |  | 1 February 1990 | WISPI SIAGARI - TSE | - |  | INACTIVE
1294090834320 | SCP60 |  |  |  | GN00001197 | RS SILOAM ( PT SILOAM INTERNATIONAL HOSPITALS ) KARAWACI | TANGERANG | BANTEN | TANGERANG | MAIN UNIT | CUSTOMER | 9 March 2015 | PETRUS SIMON | 1 January 1900 |  | 9 March 2015 | PETRUS SIMON | - |  | INACTIVE
1294090834322 | SCP60 |  |  |  | GN00004069 | RS SILOAM ( PT SILOAM INTERNATIONAL HOSPITALS ) KEBON JERUK | JAKARTA-2 | DKI JAKARTA | JAKARTA BARAT | MAIN UNIT | CUSTOMER | - |  | 1 June 2014 |  | - |  | - |  | INACTIVE
1294091039042 | SCP60 |  |  |  | GN00001083 | RS KANKER DHARMAIS | JAKARTA-2 | DKI JAKARTA | JAKARTA BARAT | MAIN UNIT | CUSTOMER | - |  | 19 November 2014 |  | - |  | - |  | INACTIVE
1294091142462 | SCP60 |  |  |  | GN00002178 | RSUD DR SOETOMO SURABAYA | SURABAYA-1 | JAWA TIMUR | SURABAYA | MAIN UNIT | CUSTOMER | - |  | 1 January 1900 |  | - |  | - |  | INACTIVE
1294100458140 | ECA05 | COLD PLATE | DIAGNOSTIC 2 | SHANDON DIAGNOSTICS Ltd. | GN00000009 | RSU DR CIPTO MANGUNKUSUMO | JAKARTA-1 | DKI JAKARTA | JAKARTA PUSAT | MAIN UNIT | CUSTOMER | - |  | 1 January 2011 |  | - |  | - |  | ACTIVE
1294100659516 | SCP60 |  |  |  | GN00002921 | RS MITRA KELUARGA DEPOK ( RSMK ) | PEJATEN | JAWA BARAT | DEPOK | MAIN UNIT | CUSTOMER | - |  | 1 January 2013 |  | - |  | - |  | INACTIVE
1294100659521 | ECA05 | COLD PLATE | DIAGNOSTIC 2 | SHANDON DIAGNOSTICS Ltd. | GN00001009 | MRCCC Siloam Hospitals Semanggi | JAKARTA-1 | DKI JAKARTA | JAKARTA PUSAT | MAIN UNIT | CUSTOMER | - |  | 1 January 2012 |  | - |  | - |  | ACTIVE
1294100659522 | SCP60 |  |  |  | GN00001085 | RSAB HARAPAN KITA | JAKARTA-2 | DKI JAKARTA | JAKARTA BARAT | MAIN UNIT | CUSTOMER | 23 December 2014 | AGUS FAUZI | 1 June 2011 |  | 23 December 2014 | AGUS FAUZI | - |  | INACTIVE
1294100659523 | ECA05 | COLD PLATE | DIAGNOSTIC 2 | SHANDON DIAGNOSTICS Ltd. | GN00000005 | RSUD KARAWANG | BEKASI | JAWA BARAT | BEKASI | MAIN UNIT | CUSTOMER | - |  | 30 November 2010 |  | - |  | - |  | ACTIVE
129416659521 | SH001 | HISTOSTAR | DIAGNOSTIC 2 | SHANDON DIAGNOSTICS Ltd. | GN00001009 | MRCCC Siloam Hospitals Semanggi | JAKARTA-1 | DKI JAKARTA | JAKARTA PUSAT | MAIN UNIT | CUSTOMER | 7 August 2014 | IBNUL AZIZ - TSE | 1 January 2011 |  | 7 August 2014 | IBNUL AZIZ - TSE | - |  | ACTIVE
13/21216 | ASN3U | Nivec 3 Aerosol Nebulizer |  |  | GN00002986 | RDC PUSAT - RAWAGELAM | PUSAT | DKI JAKARTA | JAKARTA TIMUR | MAIN UNIT | EMP | 12 October 2017 | ANTONIUS SAGITA - KALIBRASI | 12 October 2017 |  | 12 October 2017 | ANTONIUS SAGITA - KALIBRASI | - |  | INACTIVE
130/II/06 | TE018 | WARMER TSN 89 IW | IMAGING | TESENA INOVINDO, PT | GN00002996 | RSUD KOTA DEPOK | PEJATEN | JAWA BARAT | DEPOK | MAIN UNIT | CUSTOMER | 27 January 2015 | IBNUL AZIZ - TSE | 1 March 2012 |  | 27 January 2015 | IBNUL AZIZ - TSE | - |  | ACTIVE
130/IX/12 | TE005 | INCUBATOR TSN910SC CBNT | IMAGING | TESENA INOVINDO, PT | GN00000676 | RSUD A.M. PARIKESIT | SAMARINDA | KALIMANTAN TIMUR | TENGGARONG | MAIN UNIT | CUSTOMER | 1 February 1990 | RIDWAN - TSE | 1 January 2011 |  | 1 February 1990 | RIDWAN - TSE | - |  | ACTIVE
130/VIII/14 T505PS | TM14U |  |  |  | GN00001396 | RSU NAIBONAT | KUPANG | NUSA TENGGARA TIMUR | KUPANG | MAIN UNIT | CUSTOMER | - |  | 29 January 2015 |  | - |  | - |  | INACTIVE
130/VIII/14TMCD-u | TE008 | INCUBATOR TSN876MCD TRLY |  |  | GN00009525 | RS KATOLIK PALANGKARAYA | BANJARMASIN | KALIMANTAN SELATAN | BANJARMASIN | MAIN UNIT | CUSTOMER | - |  | 14 December 2015 |  | - |  | - |  | INACTIVE
13000000 | CR171 | COROMETRIC 171 | IMAGING | GE OPERATIONS INDONESIA, PT | GN00004589 | RSUP SARDJITO YOGYAKARTA | YOGYAKARTA | YOGYAKARTA | YOGYAKARTA | MAIN UNIT | CUSTOMER | 1 February 1990 | DIAN FEBRIYANA - TSE | 1 January 1900 |  | 1 February 1990 | DIAN FEBRIYANA - TSE | - |  | ACTIVE
13000001 | CR171 | COROMETRIC 171 | IMAGING | GE OPERATIONS INDONESIA, PT | GN00004589 | RSUP SARDJITO YOGYAKARTA | YOGYAKARTA | YOGYAKARTA | YOGYAKARTA | MAIN UNIT | CUSTOMER | 1 February 1990 | DIAN FEBRIYANA - TSE | 1 January 1900 |  | 1 February 1990 | DIAN FEBRIYANA - TSE | - |  | ACTIVE
13000002 | CR171 | COROMETRIC 171 | IMAGING | GE OPERATIONS INDONESIA, PT | GN00004589 | RSUP SARDJITO YOGYAKARTA | YOGYAKARTA | YOGYAKARTA | YOGYAKARTA | MAIN UNIT | CUSTOMER | 1 February 1990 | DIAN FEBRIYANA - TSE | 1 January 1900 |  | 1 February 1990 | DIAN FEBRIYANA - TSE | - |  | ACTIVE
13000003 | CR171 | COROMETRIC 171 | IMAGING | GE OPERATIONS INDONESIA, PT | GN00004589 | RSUP SARDJITO YOGYAKARTA | YOGYAKARTA | YOGYAKARTA | YOGYAKARTA | MAIN UNIT | CUSTOMER | 1 February 1990 | DIAN FEBRIYANA - TSE | 1 January 1900 |  | 1 February 1990 | DIAN FEBRIYANA - TSE | - |  | ACTIVE
13000004 | CR171 | COROMETRIC 171 | IMAGING | GE OPERATIONS INDONESIA, PT | GN00004589 | RSUP SARDJITO YOGYAKARTA | YOGYAKARTA | YOGYAKARTA | YOGYAKARTA | MAIN UNIT | CUSTOMER | 1 February 1990 | DIAN FEBRIYANA - TSE | 1 January 1900 |  | 1 February 1990 | DIAN FEBRIYANA - TSE | - |  | ACTIVE
130102-09 | JS028 |  |  |  | GN00001972 | RS MITRA KELUARGA BEKASI TIMUR | BEKASI | JAWA BARAT | BEKASI | MAIN UNIT | CUSTOMER | 28 June 2016 |  | 3 March 2013 |  | 28 June 2016 |  | - |  | INACTIVE
130102-10 | JS002 | BIOHAZARD SAFETY CABINET TYPE A2 (1200 MM) | DIAGNOSTIC 2 | JS RESEARCH INC. | GN00001885 | LAB PRAMITA | YOGYAKARTA | YOGYAKARTA | YOGYAKARTA | MAIN UNIT | CUSTOMER | 1 February 1990 | DIAN FEBRIYANA - TSE | 7 December 2020 | DIAN FEBRIYANA - TSE | 1 February 1990 | DIAN FEBRIYANA - TSE | 7 December 2020 | DIAN FEBRIYANA - TSE | ACTIVE
130102-11 | JS001 | BIO SAFE-CAB TYPE-A2 900 | DIAGNOSTIC 2 | JS RESEARCH INC. | GN00002080 | RS PURI CINERE | JAKARTA-2 | DKI JAKARTA | DEPOK | MAIN UNIT | CUSTOMER | 1 February 1990 | ARIEF SETIAWAN - TSE CP | 1 May 2012 |  | 1 February 1990 | ARIEF SETIAWAN - TSE CP | - |  | ACTIVE
13010211 | JS033 | Replacement ULPA Filter for JSCB-900SL |  |  | GN00002080 | RS PURI CINERE | JAKARTA-2 | DKI JAKARTA | DEPOK | MAIN UNIT | CUSTOMER | 31 January 2022 | IBNUL AZIZ - TSE | - |  | 10 June 2020 | NURIL MAGHFIROH - TSE CSR | - |  | INACTIVE
130318-39 | JS001 | BIO SAFE-CAB TYPE-A2 900 | DIAGNOSTIC 2 | JS RESEARCH INC. | GN00000786 | RS PENDIDIKAN UNHAS | MAKASSAR | SULAWESI SELATAN | MAKASSAR | MAIN UNIT | CUSTOMER | 18 June 2014 | HARI UDI RAHARJO - TSE | 1 January 1900 |  | 18 June 2014 | HARI UDI RAHARJO - TSE | - |  | ACTIVE
130318-40 | JS002 | BIOHAZARD SAFETY CABINET TYPE A2 (1200 MM) | DIAGNOSTIC 2 | JS RESEARCH INC. | GN00001028 | RS MITRA KELUARGA KELAPA GADING | JAKARTA-1 | DKI JAKARTA | JAKARTA UTARA | MAIN UNIT | CUSTOMER | 1 February 1990 | SURYADI | 1 January 2011 |  | 1 February 1990 | SURYADI | - |  | ACTIVE
130318-41 | JS004 | BIOHAZARD SAFETY CABINET TYPE A2 (1800 MM) | DIAGNOSTIC 2 | JS RESEARCH INC. | GN00000786 | RS PENDIDIKAN UNHAS | MAKASSAR | SULAWESI SELATAN | MAKASSAR | MAIN UNIT | CUSTOMER | 28 April 2015 | WISPI SIAGARI - TSE | 1 January 1900 |  | 28 April 2015 | WISPI SIAGARI - TSE | - |  | ACTIVE
13031838 | JS002 | BIOHAZARD SAFETY CABINET TYPE A2 (1200 MM) | DIAGNOSTIC 2 | JS RESEARCH INC. | GN00000649 | RSUD BALANGAN | BANJARMASIN | KALIMANTAN SELATAN | BALANGAN | MAIN UNIT | CUSTOMER | - |  | 9 July 2020 |  | 9 July 2020 | NURIL MAGHFIROH - TSE CSR | - |  | ACTIVE
130415-39 | JS003 | BIOHAZARD SAFETY CABINET TYPE A2 (1500 MM) | DIAGNOSTIC 2 | JS RESEARCH INC. | GN00006628 | RS MAYAPADA LEBAK BULUS (PT NIRMALA KENCANA MAS) | JAKARTA-2 | DKI JAKARTA | JAKARTA SELATAN | MAIN UNIT | CUSTOMER | 12 August 2014 | ARIEF SETIAWAN - TSE CP | 1 January 2012 |  | 12 August 2014 | ARIEF SETIAWAN - TSE CP | - |  | ACTIVE
130422-02 | JS002 | BIOHAZARD SAFETY CABINET TYPE A2 (1200 MM) | DIAGNOSTIC 2 | JS RESEARCH INC. | GN00002333 | RS KEN SARAS | SEMARANG | JAWA TENGAH | UNGARAN | MAIN UNIT | CUSTOMER | 1 February 1990 | MUNADI - TSE | 1 January 1900 |  | 1 February 1990 | MUNADI - TSE | - |  | ACTIVE
130422-10 | JS001 | BIO SAFE-CAB TYPE-A2 900 | DIAGNOSTIC 2 | JS RESEARCH INC. | GN00002703 | RSUD PATUT PATUH PATJU | MATARAM | NUSA TENGGARA BARAT | LOMBOK BARAT | MAIN UNIT | CUSTOMER | - |  | 1 December 2013 |  | - |  | - |  | ACTIVE
130520-29 | JS003 | BIOHAZARD SAFETY CABINET TYPE A2 (1500 MM) | DIAGNOSTIC 2 | JS RESEARCH INC. | GN00003144 | RSU KOTA TANGERANG | TANGERANG | BANTEN | TANGERANG | MAIN UNIT | CUSTOMER | 22 May 2015 |  | 1 January 1900 |  | 22 May 2015 |  | - |  | ACTIVE
1305D15 | JOL30 | MOBILE X RAY JOLLY 30 | IMAGING | BMI BIOMED. INT. SRL | GN00002457 | RSU PARE | KEDIRI | JAWA TIMUR | KEDIRI | MAIN UNIT | CUSTOMER | 22 April 2016 | ZENZEN | 15 December 2015 |  | 22 April 2016 | ZENZEN | - |  | ACTIVE
1306002 | NI20U | PHOTOTHERAPY PT-2000 H | IMAGING | NAKAMURA MEDICAL | GN00001066 | RSUD CIBINONG | BOGOR | JAWA BARAT | BOGOR | MAIN UNIT | CUSTOMER | 12 January 2015 | IBNUL AZIZ - TSE | 28 September 2015 |  | 12 January 2015 | IBNUL AZIZ - TSE | - |  | ACTIVE
1306012 | NI20U | PHOTOTHERAPY PT-2000 H | IMAGING | NAKAMURA MEDICAL | GN00000150 | RSUD OKU TIMUR (GUMAWANG) | PALEMBANG | SUMATERA SELATAN | BELITUNG | MAIN UNIT | CUSTOMER | - |  | 9 January 2014 |  | - |  | - |  | ACTIVE
1306013 | NI20U | PHOTOTHERAPY PT-2000 H | IMAGING | NAKAMURA MEDICAL | GN00000150 | RSUD OKU TIMUR (GUMAWANG) | PALEMBANG | SUMATERA SELATAN | BELITUNG | MAIN UNIT | CUSTOMER | - |  | 9 January 2014 |  | - |  | - |  | ACTIVE
1306014 | NI20U | PHOTOTHERAPY PT-2000 H | IMAGING | NAKAMURA MEDICAL | GN00002178 | RSUD DR SOETOMO SURABAYA | SURABAYA-1 | JAWA TIMUR | SURABAYA | MAIN UNIT | CUSTOMER | - |  | 7 October 2014 |  | - |  | - |  | ACTIVE
1306015 | NI20U | PHOTOTHERAPY PT-2000 H | IMAGING | NAKAMURA MEDICAL | GN00001900 | POLTEKES KEMENKES KEBIDANAN | YOGYAKARTA | YOGYAKARTA | YOGYAKARTA | MAIN UNIT | CUSTOMER | - |  | 1 December 2013 |  | - |  | - |  | ACTIVE
130610-57 | JS002 | BIOHAZARD SAFETY CABINET TYPE A2 (1200 MM) | DIAGNOSTIC 2 | JS RESEARCH INC. | GN00002165 | RSUD Dr R Koesma tuban pop | SURABAYA-1 | JAWA TIMUR | TUBAN | MAIN UNIT | CUSTOMER | 10 April 2015 |  | 1 January 1900 |  | 10 April 2015 |  | - |  | ACTIVE
130610-58 | JS002 | BIOHAZARD SAFETY CABINET TYPE A2 (1200 MM) | DIAGNOSTIC 2 | JS RESEARCH INC. | GN00000563 | PMI KOTA SEMARANG | SEMARANG | JAWA TENGAH | SEMARANG | MAIN UNIT | CUSTOMER | - |  | 24 July 2014 |  | - |  | - |  | ACTIVE
130610-60 | JS003 | BIOHAZARD SAFETY CABINET TYPE A2 (1500 MM) | DIAGNOSTIC 2 | JS RESEARCH INC. | GN00001161 | RSUD WALED | CIREBON | JAWA BARAT | CIREBON | MAIN UNIT | CUSTOMER | 18 August 2014 | SUKMA WIJAYA - TSE | 2 January 2014 |  | 18 August 2014 | SUKMA WIJAYA - TSE | - |  | ACTIVE
130610-61 | JS003 | BIOHAZARD SAFETY CABINET TYPE A2 (1500 MM) | DIAGNOSTIC 2 | JS RESEARCH INC. | GN00000165 | RSU RADEN MATTAHER | JAMBI | JAMBI | JAMBI | MAIN UNIT | CUSTOMER | - |  | 1 August 2015 |  | - |  | - |  | ACTIVE
130610-62 | JS004 | BIOHAZARD SAFETY CABINET TYPE A2 (1800 MM) | DIAGNOSTIC 2 | JS RESEARCH INC. | GN00002736 | PT KARUNIA ALAM SEGAR | SURABAYA-2 | JAWA TIMUR | GRESIK | MAIN UNIT | CUSTOMER | 22 May 2015 |  | 1 January 1900 |  | 22 May 2015 |  | - |  | ACTIVE
130610-63 | JS004 | BIOHAZARD SAFETY CABINET TYPE A2 (1800 MM) | DIAGNOSTIC 2 | JS RESEARCH INC. | GN00000521 | RSUD DR. R. SOEPRAPTO CEPU | SEMARANG | JAWA TENGAH | BLORA | MAIN UNIT | CUSTOMER | - |  | 1 January 2015 |  | - |  | - |  | ACTIVE
130610-77 | JS002 | BIOHAZARD SAFETY CABINET TYPE A2 (1200 MM) | DIAGNOSTIC 2 | JS RESEARCH INC. | GN00008394 | LIPI WONOSARI ( LEMBAGA ILMU PENGETAHUAN INDONESIA ) | YOGYAKARTA | YOGYAKARTA | WONOSARI | MAIN UNIT | CUSTOMER | 22 April 2015 | DIAN FEBRIYANA - TSE | 1 January 1900 |  | 22 April 2015 | DIAN FEBRIYANA - TSE | - |  | ACTIVE
130610-78 | JS005 | LAMINAR FLOW VERT 900MM | DIAGNOSTIC 2 | JS RESEARCH INC. | GN00002938 | RB PERMATA BUNDA | CIREBON | JAWA BARAT | CIREBON | MAIN UNIT | CUSTOMER | 17 September 2014 | SUKMA WIJAYA - TSE | 1 June 2013 |  | 17 September 2014 | SUKMA WIJAYA - TSE | - |  | ACTIVE
1307003 | NI23U | VACUUM EXTRACTOR GT 200 | IMAGING | NAKAMURA MEDICAL | GN00003171 | RSUD KOTA MADIUN | KEDIRI | JAWA TIMUR | MADIUN | MAIN UNIT | CUSTOMER | - |  | 8 January 2014 |  | - |  | - |  | ACTIVE
1307004 | NOVEM |  |  |  | GN00000278 | RSU PROF DR MA HANAFIAH (BATU SANGKAR) | PADANG | SUMATERA BARAT | BATUSANGKAR | MAIN UNIT | CUSTOMER | - |  | 4 December 2013 |  | - |  | - |  | INACTIVE
1307005 | NOVEM |  |  |  | GN00000278 | RSU PROF DR MA HANAFIAH (BATU SANGKAR) | PADANG | SUMATERA BARAT | BATUSANGKAR | MAIN UNIT | CUSTOMER | - |  | 4 December 2013 |  | - |  | - |  | INACTIVE
1307007 | NI23U | VACUUM EXTRACTOR GT 200 | IMAGING | NAKAMURA MEDICAL | GN00002396 | RSUD MARIA WALANDA MARAMIS | MANADO | SULAWESI UTARA | MINAHASA | MAIN UNIT | CUSTOMER | 10 October 2014 | GANDHI YANRANGGA | 10 October 2014 |  | 10 October 2014 | GANDHI YANRANGGA | - |  | ACTIVE
1307008 | NI23U | VACUUM EXTRACTOR GT 200 | IMAGING | NAKAMURA MEDICAL | GN00002642 | RS PENDIDIKAN RIAU | PEKAN BARU | RIAU | PEKANBARU | MAIN UNIT | CUSTOMER | 1 February 1990 | MULKAN | 19 December 2013 |  | 1 February 1990 | MULKAN | - |  | ACTIVE
1307009 | NI23U | VACUUM EXTRACTOR GT 200 | IMAGING | NAKAMURA MEDICAL | GN00002165 | RSUD Dr R Koesma tuban pop | SURABAYA-1 | JAWA TIMUR | TUBAN | MAIN UNIT | CUSTOMER | - |  | 7 December 2013 |  | - |  | - |  | ACTIVE
1307010 | NI23U | VACUUM EXTRACTOR GT 200 | IMAGING | NAKAMURA MEDICAL | GN00001900 | POLTEKES KEMENKES KEBIDANAN | YOGYAKARTA | YOGYAKARTA | YOGYAKARTA | MAIN UNIT | CUSTOMER | 2 February 2015 | DIAN FEBRIYANA - TSE | 9 December 2013 |  | 2 February 2015 | DIAN FEBRIYANA - TSE | - |  | ACTIVE
130811 | 00305 | Nuclisens Minimag |  |  | GN00002986 | RDC PUSAT - RAWAGELAM | PUSAT | DKI JAKARTA | JAKARTA TIMUR | MAIN UNIT | EMP | 20 April 2015 | ARIEF SETIAWAN - TSE CP | 1 January 1900 |  | 20 April 2015 | ARIEF SETIAWAN - TSE CP | - |  | INACTIVE
130812-25 | JS002 | BIOHAZARD SAFETY CABINET TYPE A2 (1200 MM) | DIAGNOSTIC 2 | JS RESEARCH INC. | GN00002141 | LAB SIMA, MALANG | MALANG | JAWA TIMUR | MALANG | MAIN UNIT | CUSTOMER | - |  | 23 June 2014 |  | - |  | - |  | ACTIVE
13097001 | MPESU | MEGA POWER ELECTROSURGICAL GENERATOR | IMAGING | MEGADYNE MEDICAL | GN00001771 | RSUD DR WAHIDIN SUDIROHUSODO | MAKASSAR | SULAWESI SELATAN | MAKASSAR | MAIN UNIT | CUSTOMER | 10 April 2015 |  | 1 January 1900 |  | 10 April 2015 |  | - |  | ACTIVE
131/III/112 | BD910 |  |  |  | GN00000043 | RSUD KABUPATEN BELITUNG | PANGKAL PINANG | KEPULAUAN BANGKA BELITUNG | BELITUNG | MAIN UNIT | CUSTOMER | 7 September 2015 | INDRA BUDI GUNAWAN | 1 January 1900 |  | 7 September 2015 | INDRA BUDI GUNAWAN | - |  | INACTIVE
131/III/13 | TE001 | INCUBATOR TSN910EHL | IMAGING | TESENA INOVINDO, PT | GN00000225 | RSU PURI HUSADA TEMBILAHAN | PEKAN BARU | RIAU | TEMBILAHAN | MAIN UNIT | CUSTOMER | 26 December 2014 |  | 1 January 1900 |  | 26 December 2014 |  | - |  | ACTIVE
131/VIII/14 T505PS | TM14U |  |  |  | GN00001396 | RSU NAIBONAT | KUPANG | NUSA TENGGARA TIMUR | KUPANG | MAIN UNIT | CUSTOMER | - |  | 29 January 2015 |  | - |  | - |  | INACTIVE
1310001 | NI23U | VACUUM EXTRACTOR GT 200 | IMAGING | NAKAMURA MEDICAL | GN00003154 | RSUD BITUNG | MANADO | SULAWESI UTARA | MANADO | MAIN UNIT | CUSTOMER | - |  | 12 December 2013 |  | - |  | - |  | ACTIVE
1310002 | NI23U | VACUUM EXTRACTOR GT 200 | IMAGING | NAKAMURA MEDICAL | GN00000453 | RS IBU DAN ANAK PROPINSI NAD | BANDA ACEH | ACEH | BANDA ACEH | MAIN UNIT | CUSTOMER | - |  | 24 January 2014 |  | - |  | - |  | ACTIVE
1310012 | NI23U | VACUUM EXTRACTOR GT 200 | IMAGING | NAKAMURA MEDICAL | GN00007180 | RSUD KAB BUTON UTARA | MAKASSAR | SULAWESI SELATAN | KENDARI | MAIN UNIT | CUSTOMER | 27 November 2014 | HARI UDI RAHARJO - TSE | 27 November 2014 |  | 27 November 2014 | HARI UDI RAHARJO - TSE | - |  | ACTIVE
1310013 | NI23U | VACUUM EXTRACTOR GT 200 | IMAGING | NAKAMURA MEDICAL | GN00007180 | RSUD KAB BUTON UTARA | MAKASSAR | SULAWESI SELATAN | KENDARI | MAIN UNIT | CUSTOMER | 27 November 2014 | HARI UDI RAHARJO - TSE | 27 November 2014 |  | 27 November 2014 | HARI UDI RAHARJO - TSE | - |  | ACTIVE
1310014 | NI23U | VACUUM EXTRACTOR GT 200 | IMAGING | NAKAMURA MEDICAL | GN00006018 | RSUD GUNUNGJATI | CIREBON | JAWA BARAT | CIREBON | MAIN UNIT | CUSTOMER | 8 December 2014 | BUDI SUROSO - TSE | 1 January 1900 |  | 8 December 2014 | BUDI SUROSO - TSE | - |  | ACTIVE
1310015 | NI23U | VACUUM EXTRACTOR GT 200 | IMAGING | NAKAMURA MEDICAL | GN00006018 | RSUD GUNUNGJATI | CIREBON | JAWA BARAT | CIREBON | MAIN UNIT | CUSTOMER | 8 December 2014 | SUKMA WIJAYA - TSE | 1 January 1900 |  | 8 December 2014 | SUKMA WIJAYA - TSE | - |  | ACTIVE
131004-23 | JS001 | BIO SAFE-CAB TYPE-A2 900 | DIAGNOSTIC 2 | JS RESEARCH INC. | GN00000527 | RSUD KRATON | SEMARANG | JAWA TENGAH | PEKALONGAN | MAIN UNIT | CUSTOMER | 8 April 2015 | MUNADI - TSE | 1 July 2013 |  | 8 April 2015 | MUNADI - TSE | - |  | ACTIVE
131004-24 | JS008 | LAMINAR FLOW CABINET VERTICAL (1800 MM) | DIAGNOSTIC 2 | JS RESEARCH INC. | GN00003165 | LABKESDA TANA GROGOT-BALIKPAPAN | BALIKPAPAN | KALIMANTAN TIMUR | BALIKPAPAN | MAIN UNIT | CUSTOMER | - |  | 4 December 2013 |  | - |  | - |  | ACTIVE
13100421 | JS001 | BIO SAFE-CAB TYPE-A2 900 | DIAGNOSTIC 2 | JS RESEARCH INC. | GN00002975 | POLTEKKES SEMARANG | SEMARANG | JAWA TENGAH | SEMARANG | MAIN UNIT | CUSTOMER | 6 December 2017 | MUNADI - TSE | 1 January 1900 |  | 6 December 2017 | MUNADI - TSE | - |  | ACTIVE
13100422 | JS002 | BIOHAZARD SAFETY CABINET TYPE A2 (1200 MM) | DIAGNOSTIC 2 | JS RESEARCH INC. | GN00000674 | RSUD ABDUL WAHAB SJAHRANIE | SAMARINDA | KALIMANTAN TIMUR | SAMARINDA | MAIN UNIT | CUSTOMER | 8 July 2014 | RIDWAN - TSE | 24 December 2013 |  | 8 July 2014 | RIDWAN - TSE | - |  | ACTIVE
131007-14 | JS003 | BIOHAZARD SAFETY CABINET TYPE A2 (1500 MM) | DIAGNOSTIC 2 | JS RESEARCH INC. | GN00000960 | RS PMN CICENDO | BANDUNG | JAWA BARAT | BANDUNG | MAIN UNIT | CUSTOMER | 1 February 1990 | SUKMA WIJAYA - TSE | 24 August 2010 |  | 1 February 1990 | SUKMA WIJAYA - TSE | - |  | ACTIVE
131024-21 | JS002 | BIOHAZARD SAFETY CABINET TYPE A2 (1200 MM) | DIAGNOSTIC 2 | JS RESEARCH INC. | GN00002255 | RS KUSTA SUMBERGLAGAH | SURABAYA-1 | JAWA TIMUR | MOJOKERTO | MAIN UNIT | CUSTOMER | - |  | 18 December 2013 |  | - |  | - |  | ACTIVE
131028-01 | JS002 | BIOHAZARD SAFETY CABINET TYPE A2 (1200 MM) | DIAGNOSTIC 2 | JS RESEARCH INC. | GN00001073 | RSU PELABUHAN RATU | BOGOR | JAWA BARAT | SUKABUMI | MAIN UNIT | CUSTOMER | 19 July 2016 |  | 1 January 2013 |  | 19 July 2016 |  | - |  | ACTIVE
131028-02 | JS002 | BIOHAZARD SAFETY CABINET TYPE A2 (1200 MM) | DIAGNOSTIC 2 | JS RESEARCH INC. | GN00004531 | RS KLINIK AMC FARMA | YOGYAKARTA | YOGYAKARTA | YOGYAKARTA | MAIN UNIT | CUSTOMER | 27 January 2015 | DIAN FEBRIYANA - TSE | 1 January 1900 |  | 27 January 2015 | DIAN FEBRIYANA - TSE | - |  | ACTIVE
131028-55 | JS006 | LAMINAR FLOW CABINET VERTICAL (1200 MM) | DIAGNOSTIC 2 | JS RESEARCH INC. | GN00002341 | RS MURNI TEGUH MEMORIAL HOSPITAL ( PT. MURNI SADAR ) | MEDAN | SUMATERA UTARA | MEDAN | MAIN UNIT | CUSTOMER | 4 August 2015 | ARBIANSYAH - TSE | 4 August 2015 |  | 4 August 2015 | ARBIANSYAH - TSE | - |  | ACTIVE
131028-57 | JS003 | BIOHAZARD SAFETY CABINET TYPE A2 (1500 MM) | DIAGNOSTIC 2 | JS RESEARCH INC. | GN00007756 | BALAI PELAYANAN KESEHATAN MASYARAKAT VETERINER | SOLO | JAWA TENGAH | BOYOLALI | MAIN UNIT | CUSTOMER | 16 January 2015 | RAKHMAT | 2 May 2014 |  | 16 January 2015 | RAKHMAT | - |  | ACTIVE
13133791 | F0020 | ATV 20 tabletop sterilizer |  |  | GN00002255 | RS KUSTA SUMBERGLAGAH | SURABAYA-1 | JAWA TIMUR | MOJOKERTO | MAIN UNIT | CUSTOMER | 6 January 2016 |  | 18 December 2013 |  | 6 January 2016 |  | - |  | ACTIVE
1315070190 | ALGRD |  |  |  | GN00003001 | PT. ENSEVAL MEDIKA PRIMA - HO | PUSAT | DKI JAKARTA | JAKARTA TIMUR | MAIN UNIT | EMP | - |  | 22 February 2017 |  | - |  | - |  | INACTIVE
13176001 | MPESU | MEGA POWER ELECTROSURGICAL GENERATOR | IMAGING | MEGADYNE MEDICAL | GN00001771 | RSUD DR WAHIDIN SUDIROHUSODO | MAKASSAR | SULAWESI SELATAN | MAKASSAR | MAIN UNIT | CUSTOMER | 10 April 2015 |  | 1 January 1900 |  | 10 April 2015 |  | - |  | ACTIVE
132/III/12 | EH910 |  |  |  | GN00000218 | RSUD SIAK ( T RAFI'AN SIAK ) | PEKAN BARU | RIAU | SIAK SRI INDRAPURA | MAIN UNIT | CUSTOMER | 26 December 2014 |  | 1 January 1900 |  | 26 December 2014 |  | - |  | INACTIVE
132/IX/12 | TE005 | INCUBATOR TSN910SC CBNT | IMAGING | TESENA INOVINDO, PT | GN00000676 | RSUD A.M. PARIKESIT | SAMARINDA | KALIMANTAN TIMUR | TENGGARONG | MAIN UNIT | CUSTOMER | 1 February 1990 | RIDWAN - TSE | 1 January 2011 |  | 1 February 1990 | RIDWAN - TSE | - |  | ACTIVE
132/VI10 | TE012 | TRANSPORT TSN 705 TRSC | IMAGING | TESENA INOVINDO, PT | GN00000868 | RSU PROV SULBAR | MAKASSAR | SULAWESI BARAT | MAMUJU | MAIN UNIT | CUSTOMER | 10 April 2015 |  | 1 January 1900 |  | 10 April 2015 |  | - |  | ACTIVE
132121001 | MPESU | MEGA POWER ELECTROSURGICAL GENERATOR | IMAGING | MEGADYNE MEDICAL | GN00002985 | WORKSHOOP CSM PUSAT | PUSAT | DKI JAKARTA | JAKARTA TIMUR | MAIN UNIT | CUSTOMER | 24 April 2015 | TRIYONO - TSE AREA BARAT | 10 December 2013 |  | 24 April 2015 | TRIYONO - TSE AREA BARAT | - |  | ACTIVE
132124001 | MPESU | MEGA POWER ELECTROSURGICAL GENERATOR | IMAGING | MEGADYNE MEDICAL | GN00002848 | RS PEKERJA KBN (KAWASAN BERIKAT NUSANTARA) | JAKARTA-1 | DKI JAKARTA | JAKARTA UTARA | MAIN UNIT | CUSTOMER | - |  | 10 December 2013 |  | - |  | - |  | ACTIVE
132129001 | MPESU | MEGA POWER ELECTROSURGICAL GENERATOR | IMAGING | MEGADYNE MEDICAL | GN00002178 | RSUD DR SOETOMO SURABAYA | SURABAYA-1 | JAWA TIMUR | SURABAYA | MAIN UNIT | CUSTOMER | 13 November 2014 | GANDHI YANRANGGA | 13 November 2014 |  | 13 November 2014 | GANDHI YANRANGGA | - |  | ACTIVE
132139001 | MPESU | MEGA POWER ELECTROSURGICAL GENERATOR | IMAGING | MEGADYNE MEDICAL | GN00001466 | RSUD SIDOARJO | SURABAYA-1 | JAWA TIMUR | SIDOARJO | MAIN UNIT | CUSTOMER | 9 December 2014 | ZENZEN | 9 December 2014 |  | 9 December 2014 | ZENZEN | - |  | ACTIVE
132144001 | MPESU | MEGA POWER ELECTROSURGICAL GENERATOR | IMAGING | MEGADYNE MEDICAL | GN00001905 | RSUD TIDAR KAB MAGELANG | YOGYAKARTA | YOGYAKARTA | YOGYAKARTA | MAIN UNIT | CUSTOMER | 1 February 1990 | DIAN FEBRIYANA - TSE | 12 December 2013 |  | 1 February 1990 | DIAN FEBRIYANA - TSE | - |  | ACTIVE
132156001 | MPESU | MEGA POWER ELECTROSURGICAL GENERATOR | IMAGING | MEGADYNE MEDICAL | GN00000292 | RSUD DR H RM DJOELHAM | MEDAN | SUMATERA UTARA | BINJAI | MAIN UNIT | CUSTOMER | - |  | 26 December 2013 |  | - |  | - |  | ACTIVE
132166001 | MPESU | MEGA POWER ELECTROSURGICAL GENERATOR | IMAGING | MEGADYNE MEDICAL | GN00003001 | PT. ENSEVAL MEDIKA PRIMA - HO | PUSAT | DKI JAKARTA | JAKARTA TIMUR | MAIN UNIT | EMP | - |  | 1 January 2014 |  | - |  | - |  | ACTIVE
132168001 | MPESU | MEGA POWER ELECTROSURGICAL GENERATOR | IMAGING | MEGADYNE MEDICAL | GN00007761 | RS LIRA MEDIKA | BEKASI | JAWA BARAT | KARAWANG | MAIN UNIT | CUSTOMER | 16 February 2015 | GATOT SURYA ADIPUTRA - TSE | 17 June 2014 |  | 16 February 2015 | GATOT SURYA ADIPUTRA - TSE | - |  | ACTIVE
132189001 | MPESU | MEGA POWER ELECTROSURGICAL GENERATOR | IMAGING | MEGADYNE MEDICAL | GN00008548 | RSUD SATELIT TOBADAK | MAKASSAR | SULAWESI SELATAN | MAKASSAR | MAIN UNIT | CUSTOMER | 14 June 2017 | SENDRA WIJAYA - IT | 1 January 1900 |  | 14 June 2017 | SENDRA WIJAYA - IT | - |  | ACTIVE
132196001 | MPESU | MEGA POWER ELECTROSURGICAL GENERATOR | IMAGING | MEGADYNE MEDICAL | GN00002848 | RS PEKERJA KBN (KAWASAN BERIKAT NUSANTARA) | JAKARTA-1 | DKI JAKARTA | JAKARTA UTARA | MAIN UNIT | CUSTOMER | 24 April 2015 | TRIYONO - TSE AREA BARAT | 24 July 2014 |  | 24 April 2015 | TRIYONO - TSE AREA BARAT | - |  | ACTIVE
132207001 | MPESU | MEGA POWER ELECTROSURGICAL GENERATOR | IMAGING | MEGADYNE MEDICAL | GN00002848 | RS PEKERJA KBN (KAWASAN BERIKAT NUSANTARA) | JAKARTA-1 | DKI JAKARTA | JAKARTA UTARA | MAIN UNIT | CUSTOMER | 24 April 2015 | TRIYONO - TSE AREA BARAT | 1 January 2013 |  | 24 April 2015 | TRIYONO - TSE AREA BARAT | - |  | ACTIVE
132213001 | MPESU | MEGA POWER ELECTROSURGICAL GENERATOR | IMAGING | MEGADYNE MEDICAL | GN00000963 | RSUD BAYU ASIH | BANDUNG | JAWA BARAT | PURWAKARTA | MAIN UNIT | CUSTOMER | 14 November 2014 | SUKMA WIJAYA - TSE | 14 November 2014 |  | 14 November 2014 | SUKMA WIJAYA - TSE | - |  | ACTIVE
132220001 | MPESU | MEGA POWER ELECTROSURGICAL GENERATOR | IMAGING | MEGADYNE MEDICAL | GN00002178 | RSUD DR SOETOMO SURABAYA | SURABAYA-1 | JAWA TIMUR | SURABAYA | MAIN UNIT | CUSTOMER | - |  | 13 November 2014 |  | - |  | - |  | ACTIVE
132228001 | MPESU | MEGA POWER ELECTROSURGICAL GENERATOR | IMAGING | MEGADYNE MEDICAL | GN00002460 | RSUD NGANJUK | KEDIRI | JAWA TIMUR | NGANJUK | MAIN UNIT | CUSTOMER | - |  | 7 November 2014 |  | - |  | - |  | ACTIVE
132808001 | MPESU | MEGA POWER ELECTROSURGICAL GENERATOR | IMAGING | MEGADYNE MEDICAL | GN00002460 | RSUD NGANJUK | KEDIRI | JAWA TIMUR | NGANJUK | MAIN UNIT | CUSTOMER | - |  | 7 November 2014 |  | - |  | - |  | ACTIVE
132810001 | MPESU | MEGA POWER ELECTROSURGICAL GENERATOR | IMAGING | MEGADYNE MEDICAL | GN00001712 | RSU PROV BAHTERAMAS | PALU | SULAWESI TENGGARA | KENDARI | MAIN UNIT | CUSTOMER | 11 September 2014 | BUDI SUROSO - TSE | 1 January 1900 |  | 11 September 2014 | BUDI SUROSO - TSE | - |  | ACTIVE
132835001 | MPESU | MEGA POWER ELECTROSURGICAL GENERATOR | IMAGING | MEGADYNE MEDICAL | GN00002178 | RSUD DR SOETOMO SURABAYA | SURABAYA-1 | JAWA TIMUR | SURABAYA | MAIN UNIT | CUSTOMER | 13 November 2014 | GANDHI YANRANGGA | 13 November 2014 |  | 13 November 2014 | GANDHI YANRANGGA | - |  | ACTIVE
132842001 | MPESU | MEGA POWER ELECTROSURGICAL GENERATOR | IMAGING | MEGADYNE MEDICAL | GN00002255 | RS KUSTA SUMBERGLAGAH | SURABAYA-1 | JAWA TIMUR | MOJOKERTO | MAIN UNIT | CUSTOMER | 6 December 2014 | GANDHI YANRANGGA | 6 December 2014 |  | 6 December 2014 | GANDHI YANRANGGA | - |  | ACTIVE
132876001 | MPESU | MEGA POWER ELECTROSURGICAL GENERATOR | IMAGING | MEGADYNE MEDICAL | GN00003801 | RSU DR H SOEWONDO KENDAL | SEMARANG | JAWA TENGAH | SEMARANG | MAIN UNIT | CUSTOMER | 12 May 2014 | FIRMAN GEA | 1 January 1900 |  | 12 May 2014 | FIRMAN GEA | - |  | ACTIVE
132897001 | MPESU | MEGA POWER ELECTROSURGICAL GENERATOR | IMAGING | MEGADYNE MEDICAL | GN00003801 | RSU DR H SOEWONDO KENDAL | SEMARANG | JAWA TENGAH | SEMARANG | MAIN UNIT | CUSTOMER | - |  | 14 December 2013 |  | - |  | - |  | ACTIVE
132906001 | MPESU | MEGA POWER ELECTROSURGICAL GENERATOR | IMAGING | MEGADYNE MEDICAL | GN00003801 | RSU DR H SOEWONDO KENDAL | SEMARANG | JAWA TENGAH | SEMARANG | MAIN UNIT | CUSTOMER | 9 June 2016 | MUNADI - TSE | 1 February 2013 |  | 9 June 2016 | MUNADI - TSE | - |  | ACTIVE
132908001 | MPESU | MEGA POWER ELECTROSURGICAL GENERATOR | IMAGING | MEGADYNE MEDICAL | GN00003801 | RSU DR H SOEWONDO KENDAL | SEMARANG | JAWA TENGAH | SEMARANG | MAIN UNIT | CUSTOMER | - |  | 14 December 2013 |  | - |  | - |  | ACTIVE
132923001 | MPESU | MEGA POWER ELECTROSURGICAL GENERATOR | IMAGING | MEGADYNE MEDICAL | GN00002255 | RS KUSTA SUMBERGLAGAH | SURABAYA-1 | JAWA TIMUR | MOJOKERTO | MAIN UNIT | CUSTOMER | - |  | 1 January 1900 |  | - |  | - |  | ACTIVE
133/IX/12 | TE005 | INCUBATOR TSN910SC CBNT | IMAGING | TESENA INOVINDO, PT | GN00000676 | RSUD A.M. PARIKESIT | SAMARINDA | KALIMANTAN TIMUR | TENGGARONG | MAIN UNIT | CUSTOMER | 1 February 1990 | RIDWAN - TSE | 1 January 2011 |  | 1 February 1990 | RIDWAN - TSE | - |  | ACTIVE
133/VIII/14 | TE044 | SUCTION TSN 505 PS | IMAGING | TESENA INOVINDO, PT | GN00006715 | RSUD BOLAANG MONGKODOW UTARA | MANADO | SULAWESI UTARA | MANADO | MAIN UNIT | CUSTOMER | 16 December 2014 | ANASTASIA OCTAVIN | 1 January 1900 |  | 16 December 2014 | ANASTASIA OCTAVIN | - |  | ACTIVE
134/IV/12 | BD910 |  |  |  | GN00000218 | RSUD SIAK ( T RAFI'AN SIAK ) | PEKAN BARU | RIAU | SIAK SRI INDRAPURA | MAIN UNIT | CUSTOMER | 26 December 2014 |  | 1 January 1900 |  | 26 December 2014 |  | - |  | INACTIVE
134/IX/12 | BD910 |  |  |  | GN00007404 | RSUD TABANAN | DENPASAR | BALI | DENPASAR | MAIN UNIT | CUSTOMER | 1 February 1990 | I KADEK - TSE | 1 January 1900 |  | 1 February 1990 | I KADEK - TSE | - |  | INACTIVE
134/VIII/14 | TE044 | SUCTION TSN 505 PS | IMAGING | TESENA INOVINDO, PT | GN00006715 | RSUD BOLAANG MONGKODOW UTARA | MANADO | SULAWESI UTARA | MANADO | MAIN UNIT | CUSTOMER | 16 December 2014 | ANASTASIA OCTAVIN | 1 January 1900 |  | 16 December 2014 | ANASTASIA OCTAVIN | - |  | ACTIVE
135/III/03 | TE004 | INCUBATOR TSN910SCC | IMAGING | TESENA INOVINDO, PT | GN00001783 | RS PKU Muhammadiyah Surakarta | SOLO | JAWA TENGAH | SURAKARTA | MAIN UNIT | CUSTOMER | 18 November 2014 | RAKHMAT | 1 January 1900 |  | 18 November 2014 | RAKHMAT | - |  | ACTIVE
135/III/11 | TM04U |  |  |  | GN00008183 | RS NASIONAL DIPONEGORO | SEMARANG | JAWA TENGAH | SEMARANG | MAIN UNIT | CUSTOMER | 22 June 2015 | MUNADI - TSE | 1 January 1900 |  | 22 June 2015 | MUNADI - TSE | - |  | INACTIVE
135/IX/12 | BD910 |  |  |  | GN00007404 | RSUD TABANAN | DENPASAR | BALI | DENPASAR | MAIN UNIT | CUSTOMER | 1 February 1990 | I KADEK - TSE | 1 January 1900 |  | 1 February 1990 | I KADEK - TSE | - |  | INACTIVE
135/VIII/14 | TE044 | SUCTION TSN 505 PS | IMAGING | TESENA INOVINDO, PT | GN00006715 | RSUD BOLAANG MONGKODOW UTARA | MANADO | SULAWESI UTARA | MANADO | MAIN UNIT | CUSTOMER | 16 December 2014 | ANASTASIA OCTAVIN | 1 January 1900 |  | 16 December 2014 | ANASTASIA OCTAVIN | - |  | ACTIVE
1350-10135 | ALGRD |  |  |  | GN00000868 | RSU PROV SULBAR | MAKASSAR | SULAWESI BARAT | MAMUJU | MAIN UNIT | CUSTOMER | 12 March 2016 |  | 1 January 1900 |  | 12 March 2016 |  | - |  | INACTIVE
1350-10145 | ALGRD |  |  |  | GN00000868 | RSU PROV SULBAR | MAKASSAR | SULAWESI BARAT | MAMUJU | MAIN UNIT | CUSTOMER | 12 March 2016 |  | 1 January 1900 |  | 12 March 2016 |  | - |  | INACTIVE
1350-10149 | ALGRD |  |  |  | GN00000868 | RSU PROV SULBAR | MAKASSAR | SULAWESI BARAT | MAMUJU | MAIN UNIT | CUSTOMER | 12 March 2016 |  | 1 January 1900 |  | 12 March 2016 |  | - |  | INACTIVE
1350-10152 | ALGRD |  |  |  | GN00000868 | RSU PROV SULBAR | MAKASSAR | SULAWESI BARAT | MAMUJU | MAIN UNIT | CUSTOMER | 12 March 2016 |  | 1 January 1900 |  | 12 March 2016 |  | - |  | INACTIVE
1350-10160 | ALGRD |  |  |  | GN00000868 | RSU PROV SULBAR | MAKASSAR | SULAWESI BARAT | MAMUJU | MAIN UNIT | CUSTOMER | 12 March 2016 |  | 1 January 1900 |  | 12 March 2016 |  | - |  | INACTIVE
1350-10206 | ALGRD |  |  |  | GN00000868 | RSU PROV SULBAR | MAKASSAR | SULAWESI BARAT | MAMUJU | MAIN UNIT | CUSTOMER | 12 March 2016 |  | 1 January 1900 |  | 12 March 2016 |  | - |  | INACTIVE
1350-12205 | ALGRD |  |  |  | GN00000868 | RSU PROV SULBAR | MAKASSAR | SULAWESI BARAT | MAMUJU | MAIN UNIT | CUSTOMER | 12 March 2016 |  | 1 January 1900 |  | 12 March 2016 |  | - |  | INACTIVE
135010134 | ALGH1 | ALARIS GH | IMAGING | CAREFUSION | GN00001205 | RSUD BANYUMAS | PURWOKERTO | JAWA TENGAH | BANYUMAS | MAIN UNIT | CUSTOMER | 3 December 2014 | DIAN FEBRIYANA - TSE | 1 January 1900 |  | 3 December 2014 | DIAN FEBRIYANA - TSE | - |  | ACTIVE
135010135 | ALGH1 | ALARIS GH | IMAGING | CAREFUSION | GN00000868 | RSU PROV SULBAR | MAKASSAR | SULAWESI BARAT | MAMUJU | MAIN UNIT | CUSTOMER | 12 March 2016 |  | 1 January 1900 |  | 12 March 2016 |  | - |  | ACTIVE
135010136 | ALGH1 | ALARIS GH | IMAGING | CAREFUSION | GN00003087 | RSU PROV BAHTERAMAS | MAKASSAR | SULAWESI SELATAN | MAKASSAR | MAIN UNIT | CUSTOMER | 30 January 2015 | HARI UDI RAHARJO - TSE | 1 January 1900 |  | 30 January 2015 | HARI UDI RAHARJO - TSE | - |  | ACTIVE
135010137 | ALGH1 | ALARIS GH | IMAGING | CAREFUSION | GN00002966 | RSUD CALANG | BANDA ACEH | ACEH | BANDA ACEH | MAIN UNIT | CUSTOMER | 10 March 2015 | TRIYONO - TSE AREA BARAT | 1 January 2010 |  | 10 March 2015 | TRIYONO - TSE AREA BARAT | - |  | ACTIVE
135010142 | ALGH1 | ALARIS GH | IMAGING | CAREFUSION | GN00001205 | RSUD BANYUMAS | PURWOKERTO | JAWA TENGAH | BANYUMAS | MAIN UNIT | CUSTOMER | 1 February 1990 | DIAN FEBRIYANA - TSE | 1 January 1900 |  | 1 February 1990 | DIAN FEBRIYANA - TSE | - |  | ACTIVE
135010144 | ALGH1 | ALARIS GH | IMAGING | CAREFUSION | GN00001909 | RSUD MUNTILAN | YOGYAKARTA | YOGYAKARTA | YOGYAKARTA | MAIN UNIT | CUSTOMER | 12 March 2016 |  | 1 January 1900 |  | 12 March 2016 |  | - |  | ACTIVE
135010145 | ALGH1 | ALARIS GH | IMAGING | CAREFUSION | GN00000868 | RSU PROV SULBAR | MAKASSAR | SULAWESI BARAT | MAMUJU | MAIN UNIT | CUSTOMER | 12 March 2016 |  | 1 January 1900 |  | 12 March 2016 |  | - |  | ACTIVE
135010146 | ALGH1 | ALARIS GH | IMAGING | CAREFUSION | GN00002966 | RSUD CALANG | BANDA ACEH | ACEH | BANDA ACEH | MAIN UNIT | CUSTOMER | 23 June 2016 |  | 10 October 2014 |  | 23 June 2016 |  | - |  | ACTIVE
135010148 | ALGH1 | ALARIS GH | IMAGING | CAREFUSION | GN00002966 | RSUD CALANG | BANDA ACEH | ACEH | BANDA ACEH | MAIN UNIT | CUSTOMER | 23 June 2016 |  | 10 October 2014 |  | 23 June 2016 |  | - |  | ACTIVE
135010149 | ALGH1 | ALARIS GH | IMAGING | CAREFUSION | GN00000868 | RSU PROV SULBAR | MAKASSAR | SULAWESI BARAT | MAMUJU | MAIN UNIT | CUSTOMER | 12 March 2016 |  | 1 January 1900 |  | 12 March 2016 |  | - |  | ACTIVE
135010150 | ALGH1 | ALARIS GH | IMAGING | CAREFUSION | GN00000005 | RSUD KARAWANG | BEKASI | JAWA BARAT | BEKASI | MAIN UNIT | CUSTOMER | 1 February 1990 | MOHAMAD SUKARJO - TSE CP | 11 March 2010 |  | 1 February 1990 | MOHAMAD SUKARJO - TSE CP | - |  | ACTIVE
135010152 | ALGH1 | ALARIS GH | IMAGING | CAREFUSION | GN00000868 | RSU PROV SULBAR | MAKASSAR | SULAWESI BARAT | MAMUJU | MAIN UNIT | CUSTOMER | 12 March 2016 |  | 1 January 1900 |  | 12 March 2016 |  | - |  | ACTIVE
135010156 | ALGH1 | ALARIS GH | IMAGING | CAREFUSION | GN00001206 | RSUD PROF DR MARGONO SOEKARJO | PURWOKERTO | JAWA TENGAH | BANYUMAS | MAIN UNIT | CUSTOMER | 1 February 1990 | DIAN FEBRIYANA - TSE | 1 January 1900 |  | 1 February 1990 | DIAN FEBRIYANA - TSE | - |  | ACTIVE
135010159 | ALGH1 | ALARIS GH | IMAGING | CAREFUSION | GN00003087 | RSU PROV BAHTERAMAS | MAKASSAR | SULAWESI SELATAN | MAKASSAR | MAIN UNIT | CUSTOMER | 30 January 2015 | HARI UDI RAHARJO - TSE | 1 January 1900 |  | 30 January 2015 | HARI UDI RAHARJO - TSE | - |  | ACTIVE
135010160 | ALGH1 | ALARIS GH | IMAGING | CAREFUSION | GN00000868 | RSU PROV SULBAR | MAKASSAR | SULAWESI BARAT | MAMUJU | MAIN UNIT | CUSTOMER | 1 February 1990 | HARI UDI RAHARJO - TSE | 1 January 1900 |  | 1 February 1990 | HARI UDI RAHARJO - TSE | - |  | ACTIVE
135010161 | ALGRD |  |  |  | GN00000450 | RSUD SABANG | BANDA ACEH | ACEH | SABANG | MAIN UNIT | CUSTOMER | 23 June 2016 |  | 1 January 2013 |  | 23 June 2016 |  | - |  | INACTIVE
135010165 | ALGH1 | ALARIS GH | IMAGING | CAREFUSION | GN00000005 | RSUD KARAWANG | BEKASI | JAWA BARAT | BEKASI | MAIN UNIT | CUSTOMER | 1 February 1990 | MOHAMAD SUKARJO - TSE CP | 11 March 2010 |  | 1 February 1990 | MOHAMAD SUKARJO - TSE CP | - |  | ACTIVE
135010179 | ALGH1 | ALARIS GH | IMAGING | CAREFUSION | GN00000755 | RSU UNDATA PALU | PALU | SULAWESI TENGAH | PALU | MAIN UNIT | CUSTOMER | 12 March 2016 |  | 1 January 1900 |  | 12 March 2016 |  | - |  | ACTIVE
135010181 | ALGRD |  |  |  | GN00000868 | RSU PROV SULBAR | MAKASSAR | SULAWESI BARAT | MAMUJU | MAIN UNIT | CUSTOMER | 12 March 2016 |  | 1 January 1900 |  | 12 March 2016 |  | - |  | INACTIVE
135010206 | ALGH1 | ALARIS GH | IMAGING | CAREFUSION | GN00000868 | RSU PROV SULBAR | MAKASSAR | SULAWESI BARAT | MAMUJU | MAIN UNIT | CUSTOMER | 12 March 2016 |  | 1 January 1900 |  | 12 March 2016 |  | - |  | ACTIVE
135010223 | ALGH1 | ALARIS GH | IMAGING | CAREFUSION | GN00001206 | RSUD PROF DR MARGONO SOEKARJO | PURWOKERTO | JAWA TENGAH | BANYUMAS | MAIN UNIT | CUSTOMER | 1 February 1990 | DIAN FEBRIYANA - TSE | 1 January 1900 |  | 1 February 1990 | DIAN FEBRIYANA - TSE | - |  | ACTIVE
135010231 | ALGH1 | ALARIS GH | IMAGING | CAREFUSION | GN00002970 | RSUD MARGONO (PUSAT GERIATRI & PAVILIUN ABIYASA) | PURWOKERTO | JAWA TENGAH | PURWOKERTO | MAIN UNIT | CUSTOMER | 10 April 2015 | DIAN FEBRIYANA - TSE | 1 January 1900 |  | 10 April 2015 | DIAN FEBRIYANA - TSE | - |  | ACTIVE
135010246 | ALGRD |  |  |  | GN00000868 | RSU PROV SULBAR | MAKASSAR | SULAWESI BARAT | MAMUJU | MAIN UNIT | CUSTOMER | 12 March 2016 |  | 1 January 1900 |  | 12 March 2016 |  | - |  | INACTIVE
135011925 | ALGWD | ALARIS GW DEDICATED | IMAGING | CAREFUSION | GN00003087 | RSU PROV BAHTERAMAS | MAKASSAR | SULAWESI SELATAN | MAKASSAR | MAIN UNIT | CUSTOMER | 30 January 2015 | HARI UDI RAHARJO - TSE | 1 January 1900 |  | 30 January 2015 | HARI UDI RAHARJO - TSE | - |  | ACTIVE
135011929 | ALGWD | ALARIS GW DEDICATED | IMAGING | CAREFUSION | GN00002985 | WORKSHOOP CSM PUSAT | PUSAT | DKI JAKARTA | JAKARTA TIMUR | MAIN UNIT | EMP | 27 September 2016 | ANTONIUS SAGITA - KALIBRASI | 1 January 1900 |  | 27 September 2016 | ANTONIUS SAGITA - KALIBRASI | - |  | ACTIVE
135011932 | ALGRD |  |  |  | GN00001205 | RSUD BANYUMAS | PURWOKERTO | JAWA TENGAH | BANYUMAS | MAIN UNIT | CUSTOMER | 1 February 1990 | DIAN FEBRIYANA - TSE | 1 January 1900 |  | 1 February 1990 | DIAN FEBRIYANA - TSE | - |  | INACTIVE
135011933 | ALGRD |  |  |  | GN00000201 | RSUD ARIFIN ACHMAD - PEKANBARU | PEKAN BARU | RIAU | PEKANBARU | MAIN UNIT | CUSTOMER | 26 December 2014 | MULKAN | 1 January 1900 |  | 26 December 2014 | MULKAN | - |  | INACTIVE
135011934 | ALGRD |  |  |  | GN00000932 | RSU IMMANUEL | BANDUNG | JAWA BARAT | BANDUNG | MAIN UNIT | CUSTOMER | 21 February 2015 | SUKMA WIJAYA - TSE | 11 January 2010 |  | 21 February 2015 | SUKMA WIJAYA - TSE | - |  | INACTIVE
135011935 | ALGRD |  |  |  | GN00000932 | RSU IMMANUEL | BANDUNG | JAWA BARAT | BANDUNG | MAIN UNIT | CUSTOMER | 21 February 2015 | SUKMA WIJAYA - TSE | 11 January 2010 |  | 21 February 2015 | SUKMA WIJAYA - TSE | - |  | INACTIVE
135011936 | ALGRD |  |  |  | GN00000932 | RSU IMMANUEL | BANDUNG | JAWA BARAT | BANDUNG | MAIN UNIT | CUSTOMER | 21 February 2015 | SUKMA WIJAYA - TSE | 11 January 2010 |  | 21 February 2015 | SUKMA WIJAYA - TSE | - |  | INACTIVE
135011939 | ALGRD |  |  |  | GN00000932 | RSU IMMANUEL | BANDUNG | JAWA BARAT | BANDUNG | MAIN UNIT | CUSTOMER | 21 February 2015 | SUKMA WIJAYA - TSE | 11 January 2010 |  | 21 February 2015 | SUKMA WIJAYA - TSE | - |  | INACTIVE
135011940 | ALGWD | ALARIS GW DEDICATED | IMAGING | CAREFUSION | GN00003001 | PT. ENSEVAL MEDIKA PRIMA - HO | PUSAT | DKI JAKARTA | JAKARTA TIMUR | MAIN UNIT | EMP | 24 February 2017 | ARIEF SETIAWAN - TSE CP | 1 January 1900 |  | 24 February 2017 | ARIEF SETIAWAN - TSE CP | - |  | ACTIVE
135011942 | ALGWD | ALARIS GW DEDICATED | IMAGING | CAREFUSION | GN00000209 | RUMAH SAKIT UMUM DAERAH KECAMATAN MANDAU (RSUD DURI) | PEKAN BARU | RIAU | BENGKALIS | MAIN UNIT | CUSTOMER | 25 March 2015 | AGUS FAUZI | 1 January 1900 |  | 25 March 2015 | AGUS FAUZI | - |  | ACTIVE
135011943 | ALGRD |  |  |  | GN00000932 | RSU IMMANUEL | BANDUNG | JAWA BARAT | BANDUNG | MAIN UNIT | CUSTOMER | 21 February 2015 | SUKMA WIJAYA - TSE | 11 January 2010 |  | 21 February 2015 | SUKMA WIJAYA - TSE | - |  | INACTIVE
135011944 | ALGRD |  |  |  | GN00000932 | RSU IMMANUEL | BANDUNG | JAWA BARAT | BANDUNG | MAIN UNIT | CUSTOMER | 21 February 2015 | SUKMA WIJAYA - TSE | 11 January 2010 |  | 21 February 2015 | SUKMA WIJAYA - TSE | - |  | INACTIVE
135011945 | ALGRD |  |  |  | GN00000932 | RSU IMMANUEL | BANDUNG | JAWA BARAT | BANDUNG | MAIN UNIT | CUSTOMER | 21 February 2015 | SUKMA WIJAYA - TSE | 11 January 2010 |  | 21 February 2015 | SUKMA WIJAYA - TSE | - |  | INACTIVE
135011946 | ALGWD | ALARIS GW DEDICATED | IMAGING | CAREFUSION | GN00002183 | RSUD DR M SOEWANDHIE SURABAYA | SURABAYA-1 | JAWA TIMUR | SURABAYA | MAIN UNIT | CUSTOMER | 12 March 2016 |  | 1 January 1900 |  | 12 March 2016 |  | - |  | ACTIVE
135011948 | ALGRD |  |  |  | GN00000932 | RSU IMMANUEL | BANDUNG | JAWA BARAT | BANDUNG | MAIN UNIT | CUSTOMER | 1 February 1990 | SUKMA WIJAYA - TSE | 11 January 2010 |  | 1 February 1990 | SUKMA WIJAYA - TSE | - |  | INACTIVE
135011949 | ALGRD |  |  |  | GN00001205 | RSUD BANYUMAS | PURWOKERTO | JAWA TENGAH | BANYUMAS | MAIN UNIT | CUSTOMER | 1 February 1990 | DIAN FEBRIYANA - TSE | 1 January 1900 |  | 1 February 1990 | DIAN FEBRIYANA - TSE | - |  | INACTIVE
135011951 | ALGRD |  |  |  | GN00000932 | RSU IMMANUEL | BANDUNG | JAWA BARAT | BANDUNG | MAIN UNIT | CUSTOMER | 21 February 2015 | SUKMA WIJAYA - TSE | 11 January 2010 |  | 21 February 2015 | SUKMA WIJAYA - TSE | - |  | INACTIVE
135011952 | ALGRD |  |  |  | GN00000932 | RSU IMMANUEL | BANDUNG | JAWA BARAT | BANDUNG | MAIN UNIT | CUSTOMER | 21 February 2015 | SUKMA WIJAYA - TSE | 11 January 2010 |  | 21 February 2015 | SUKMA WIJAYA - TSE | - |  | INACTIVE
135011957 | ALGRD |  |  |  | GN00000932 | RSU IMMANUEL | BANDUNG | JAWA BARAT | BANDUNG | MAIN UNIT | CUSTOMER | 21 February 2015 | SUKMA WIJAYA - TSE | 11 January 2010 |  | 21 February 2015 | SUKMA WIJAYA - TSE | - |  | INACTIVE
135011961 | ALGRD |  |  |  | GN00000932 | RSU IMMANUEL | BANDUNG | JAWA BARAT | BANDUNG | MAIN UNIT | CUSTOMER | 21 February 2015 | SUKMA WIJAYA - TSE | 11 January 2010 |  | 21 February 2015 | SUKMA WIJAYA - TSE | - |  | INACTIVE
135011962 | ALGRD |  |  |  | GN00001205 | RSUD BANYUMAS | PURWOKERTO | JAWA TENGAH | BANYUMAS | MAIN UNIT | CUSTOMER | 1 February 1990 | DIAN FEBRIYANA - TSE | 1 January 1900 |  | 1 February 1990 | DIAN FEBRIYANA - TSE | - |  | INACTIVE
135011963 | ALGWD | ALARIS GW DEDICATED | IMAGING | CAREFUSION | GN00002966 | RSUD CALANG | BANDA ACEH | ACEH | BANDA ACEH | MAIN UNIT | CUSTOMER | 23 June 2016 |  | 10 October 2014 |  | 23 June 2016 |  | - |  | ACTIVE
135011964 | ALGRD |  |  |  | GN00000932 | RSU IMMANUEL | BANDUNG | JAWA BARAT | BANDUNG | MAIN UNIT | CUSTOMER | 21 February 2015 | SUKMA WIJAYA - TSE | 11 January 2010 |  | 21 February 2015 | SUKMA WIJAYA - TSE | - |  | INACTIVE
135011965 | ALGRD |  |  |  | GN00000932 | RSU IMMANUEL | BANDUNG | JAWA BARAT | BANDUNG | MAIN UNIT | CUSTOMER | 21 February 2015 | SUKMA WIJAYA - TSE | 11 January 2010 |  | 21 February 2015 | SUKMA WIJAYA - TSE | - |  | INACTIVE
135011966 | ALGWD | ALARIS GW DEDICATED | IMAGING | CAREFUSION | GN00002966 | RSUD CALANG | BANDA ACEH | ACEH | BANDA ACEH | MAIN UNIT | CUSTOMER | 23 June 2016 |  | 10 October 2014 |  | 23 June 2016 |  | - |  | ACTIVE
135011969 | ALGRD |  |  |  | GN00000932 | RSU IMMANUEL | BANDUNG | JAWA BARAT | BANDUNG | MAIN UNIT | CUSTOMER | 1 February 1990 | SUKMA WIJAYA - TSE | 11 January 2010 |  | 1 February 1990 | SUKMA WIJAYA - TSE | - |  | INACTIVE
135011970 | ALGRD |  |  |  | GN00000932 | RSU IMMANUEL | BANDUNG | JAWA BARAT | BANDUNG | MAIN UNIT | CUSTOMER | 21 February 2015 | SUKMA WIJAYA - TSE | 11 January 2010 |  | 21 February 2015 | SUKMA WIJAYA - TSE | - |  | INACTIVE
135011971 | ALGWD | ALARIS GW DEDICATED | IMAGING | CAREFUSION | GN00002966 | RSUD CALANG | BANDA ACEH | ACEH | BANDA ACEH | MAIN UNIT | CUSTOMER | 23 June 2016 |  | 10 October 2014 |  | 23 June 2016 |  | - |  | ACTIVE
135011972 | ALGWD | ALARIS GW DEDICATED | IMAGING | CAREFUSION | GN00000238 | RSUD M NATSIR SOLOK | PADANG | SUMATERA BARAT | SOLOK | MAIN UNIT | CUSTOMER | 31 December 2014 | TRIYONO - TSE AREA BARAT | 1 January 2013 |  | 31 December 2014 | TRIYONO - TSE AREA BARAT | - |  | ACTIVE
135011973 | ALGRD |  |  |  | GN00001205 | RSUD BANYUMAS | PURWOKERTO | JAWA TENGAH | BANYUMAS | MAIN UNIT | CUSTOMER | 12 March 2016 |  | 1 January 1900 |  | 12 March 2016 |  | - |  | INACTIVE
135011974 | ALGWD | ALARIS GW DEDICATED | IMAGING | CAREFUSION | GN00003087 | RSU PROV BAHTERAMAS | MAKASSAR | SULAWESI SELATAN | MAKASSAR | MAIN UNIT | CUSTOMER | 30 January 2015 | HARI UDI RAHARJO - TSE | 1 January 1900 |  | 30 January 2015 | HARI UDI RAHARJO - TSE | - |  | ACTIVE
135012075 | ALGH1 | ALARIS GH | IMAGING | CAREFUSION | GN00001710 | RSU PROVINSI SULAWESI TENGGARA | PALU | SULAWESI TENGGARA | KENDARI | MAIN UNIT | CUSTOMER | 12 March 2016 |  | 1 January 1900 |  | 12 March 2016 |  | - |  | ACTIVE
135012077 | ALGH1 | ALARIS GH | IMAGING | CAREFUSION | GN00001205 | RSUD BANYUMAS | PURWOKERTO | JAWA TENGAH | BANYUMAS | MAIN UNIT | CUSTOMER | 3 December 2014 | DIAN FEBRIYANA - TSE | 1 January 1900 |  | 3 December 2014 | DIAN FEBRIYANA - TSE | - |  | ACTIVE
135012079 | ALGH1 | ALARIS GH | IMAGING | CAREFUSION | GN00000719 | RS PUPUK KALTIM | SAMARINDA | KALIMANTAN TIMUR | SAMARINDA | MAIN UNIT | CUSTOMER | 7 January 2015 | RIDWAN - TSE | 1 January 1900 |  | 7 January 2015 | RIDWAN - TSE | - |  | ACTIVE
135012080 | ALGRD |  |  |  | GN00000868 | RSU PROV SULBAR | MAKASSAR | SULAWESI BARAT | MAMUJU | MAIN UNIT | CUSTOMER | 12 March 2016 |  | 1 January 1900 |  | 12 March 2016 |  | - |  | INACTIVE
135012084 | ALGH1 | ALARIS GH | IMAGING | CAREFUSION | GN00003061 | RS LARAS PTPN IV | MEDAN | SUMATERA UTARA | SIMALUNGUN | MAIN UNIT | CUSTOMER | 9 October 2014 | ARBIANSYAH - TSE | 1 January 2013 |  | 9 October 2014 | ARBIANSYAH - TSE | - |  | ACTIVE
135012093 | ALGH1 | ALARIS GH | IMAGING | CAREFUSION | GN00000201 | RSUD ARIFIN ACHMAD - PEKANBARU | PEKAN BARU | RIAU | PEKANBARU | MAIN UNIT | CUSTOMER | 5 October 2015 | MULKAN | 1 January 1900 |  | 5 October 2015 | MULKAN | - |  | ACTIVE
135012096 | ALGH1 | ALARIS GH | IMAGING | CAREFUSION | GN00000755 | RSU UNDATA PALU | PALU | SULAWESI TENGAH | PALU | MAIN UNIT | CUSTOMER | 12 March 2016 |  | 1 January 1900 |  | 12 March 2016 |  | - |  | ACTIVE
135012109 | ALGRD |  |  |  | GN00000868 | RSU PROV SULBAR | MAKASSAR | SULAWESI BARAT | MAMUJU | MAIN UNIT | CUSTOMER | 12 March 2016 |  | 1 January 1900 |  | 12 March 2016 |  | - |  | INACTIVE
135012167 | ALGH1 | ALARIS GH | IMAGING | CAREFUSION | GN00002966 | RSUD CALANG | BANDA ACEH | ACEH | BANDA ACEH | MAIN UNIT | CUSTOMER | 23 June 2016 |  | 10 October 2014 |  | 23 June 2016 |  | - |  | ACTIVE
135012172 | ALGH1 | ALARIS GH | IMAGING | CAREFUSION | GN00002985 | WORKSHOOP CSM PUSAT | PUSAT | DKI JAKARTA | JAKARTA TIMUR | MAIN UNIT | EMP | 24 February 2017 | ARIEF SETIAWAN - TSE CP | 1 January 1900 |  | 24 February 2017 | ARIEF SETIAWAN - TSE CP | - |  | ACTIVE
135012173 | ALGH1 | ALARIS GH | IMAGING | CAREFUSION | GN00002970 | RSUD MARGONO (PUSAT GERIATRI & PAVILIUN ABIYASA) | PURWOKERTO | JAWA TENGAH | PURWOKERTO | MAIN UNIT | CUSTOMER | 10 April 2015 | DIAN FEBRIYANA - TSE | 1 January 1900 |  | 10 April 2015 | DIAN FEBRIYANA - TSE | - |  | ACTIVE
135012175 | ALGH1 | ALARIS GH | IMAGING | CAREFUSION | GN00001206 | RSUD PROF DR MARGONO SOEKARJO | PURWOKERTO | JAWA TENGAH | BANYUMAS | MAIN UNIT | CUSTOMER | 12 March 2016 |  | 1 January 1900 |  | 12 March 2016 |  | - |  | ACTIVE
135012178 | ALGH1 | ALARIS GH | IMAGING | CAREFUSION | GN00001909 | RSUD MUNTILAN | YOGYAKARTA | YOGYAKARTA | YOGYAKARTA | MAIN UNIT | CUSTOMER | 12 March 2016 |  | 1 January 1900 |  | 12 March 2016 |  | - |  | ACTIVE
135012183 | ALGRD |  |  |  | GN00000868 | RSU PROV SULBAR | MAKASSAR | SULAWESI BARAT | MAMUJU | MAIN UNIT | CUSTOMER | 12 March 2016 |  | 1 January 1900 |  | 12 March 2016 |  | - |  | INACTIVE
135012204 | ALGH1 | ALARIS GH | IMAGING | CAREFUSION | GN00002970 | RSUD MARGONO (PUSAT GERIATRI & PAVILIUN ABIYASA) | PURWOKERTO | JAWA TENGAH | PURWOKERTO | MAIN UNIT | CUSTOMER | 10 April 2015 | DIAN FEBRIYANA - TSE | 1 January 1900 |  | 10 April 2015 | DIAN FEBRIYANA - TSE | - |  | ACTIVE
135012205 | ALGH1 | ALARIS GH | IMAGING | CAREFUSION | GN00000868 | RSU PROV SULBAR | MAKASSAR | SULAWESI BARAT | MAMUJU | MAIN UNIT | CUSTOMER | 12 March 2016 |  | 1 January 1900 |  | 12 March 2016 |  | - |  | ACTIVE
135012219 | ALGH1 | ALARIS GH | IMAGING | CAREFUSION | GN00003001 | PT. ENSEVAL MEDIKA PRIMA - HO | PUSAT | DKI JAKARTA | JAKARTA TIMUR | MAIN UNIT | EMP | 28 September 2016 | ARIEF SETIAWAN - TSE CP | 1 January 2010 |  | 28 September 2016 | ARIEF SETIAWAN - TSE CP | - |  | ACTIVE
135012221 | ALGH1 | ALARIS GH | IMAGING | CAREFUSION | GN00000005 | RSUD KARAWANG | BEKASI | JAWA BARAT | BEKASI | MAIN UNIT | CUSTOMER | 1 February 1990 | MOHAMAD SUKARJO - TSE CP | 11 March 2010 |  | 1 February 1990 | MOHAMAD SUKARJO - TSE CP | - |  | ACTIVE
13501280 | ALGRD |  |  |  | GN00000868 | RSU PROV SULBAR | MAKASSAR | SULAWESI BARAT | MAMUJU | MAIN UNIT | CUSTOMER | 12 March 2016 |  | 1 January 1900 |  | 12 March 2016 |  | - |  | INACTIVE
135012982 | ALGH1 | ALARIS GH | IMAGING | CAREFUSION | GN00000278 | RSU PROF DR MA HANAFIAH (BATU SANGKAR) | PADANG | SUMATERA BARAT | BATUSANGKAR | MAIN UNIT | CUSTOMER | 12 March 2016 |  | 16 November 2011 |  | 12 March 2016 |  | - |  | ACTIVE
13504949 | ALGWD | ALARIS GW DEDICATED | IMAGING | CAREFUSION | GN00001066 | RSUD CIBINONG | BOGOR | JAWA BARAT | BOGOR | MAIN UNIT | CUSTOMER | 1 February 1990 | IBNUL AZIZ - TSE | 6 December 2013 |  | 1 February 1990 | IBNUL AZIZ - TSE | - |  | ACTIVE
13504952 | ALGWD | ALARIS GW DEDICATED | IMAGING | CAREFUSION | GN00001066 | RSUD CIBINONG | BOGOR | JAWA BARAT | BOGOR | MAIN UNIT | CUSTOMER | 12 March 2016 |  | 6 December 2013 |  | 12 March 2016 |  | - |  | ACTIVE
135060166 | ALGRD |  |  |  | GN00002178 | RSUD DR SOETOMO SURABAYA | SURABAYA-1 | JAWA TIMUR | SURABAYA | MAIN UNIT | CUSTOMER | 12 March 2016 |  | 1 January 1900 |  | 12 March 2016 |  | - |  | INACTIVE
135070161 | ALGRD |  |  |  | GN00003061 | RS LARAS PTPN IV | MEDAN | SUMATERA UTARA | SIMALUNGUN | MAIN UNIT | CUSTOMER | 9 October 2014 | ARBIANSYAH - TSE | 1 January 2013 |  | 9 October 2014 | ARBIANSYAH - TSE | - |  | INACTIVE
135070162 | ALGRD |  |  |  | GN00000766 | RS JIWA MADANI PALU | PALU | SULAWESI TENGAH | PALU | MAIN UNIT | CUSTOMER | 12 March 2016 |  | 1 January 1900 |  | 12 March 2016 |  | - |  | INACTIVE
135070163 | ALGRD |  |  |  | GN00000450 | RSUD SABANG | BANDA ACEH | ACEH | SABANG | MAIN UNIT | CUSTOMER | 23 June 2016 |  | 1 January 2013 |  | 23 June 2016 |  | - |  | INACTIVE
135070165 | ALGWD | ALARIS GW DEDICATED | IMAGING | CAREFUSION | GN00000238 | RSUD M NATSIR SOLOK | PADANG | SUMATERA BARAT | SOLOK | MAIN UNIT | CUSTOMER | 12 March 2016 |  | 8 October 2012 |  | 12 March 2016 |  | - |  | ACTIVE
135070166 | ALGWD | ALARIS GW DEDICATED | IMAGING | CAREFUSION | GN00002178 | RSUD DR SOETOMO SURABAYA | SURABAYA-1 | JAWA TIMUR | SURABAYA | MAIN UNIT | CUSTOMER | 26 March 2015 | ZENZEN | 1 January 1900 |  | 26 March 2015 | ZENZEN | - |  | ACTIVE
135070167 | ALGWD | ALARIS GW DEDICATED | IMAGING | CAREFUSION | GN00000005 | RSUD KARAWANG | BEKASI | JAWA BARAT | BEKASI | MAIN UNIT | CUSTOMER | - |  | 11 March 2010 |  | - |  | - |  | ACTIVE
135070168 | ALGRD |  |  |  | GN00000755 | RSU UNDATA PALU | PALU | SULAWESI TENGAH | PALU | MAIN UNIT | CUSTOMER | 12 March 2016 |  | 1 January 1900 |  | 12 March 2016 |  | - |  | INACTIVE
135070169 | ALGRD |  |  |  | GN00000450 | RSUD SABANG | BANDA ACEH | ACEH | SABANG | MAIN UNIT | CUSTOMER | 23 June 2016 |  | 1 January 2013 |  | 23 June 2016 |  | - |  | INACTIVE
135070171 | ALGWD | ALARIS GW DEDICATED | IMAGING | CAREFUSION | GN00003087 | RSU PROV BAHTERAMAS | MAKASSAR | SULAWESI SELATAN | MAKASSAR | MAIN UNIT | CUSTOMER | 30 January 2015 | HARI UDI RAHARJO - TSE | 1 January 1900 |  | 30 January 2015 | HARI UDI RAHARJO - TSE | - |  | ACTIVE
135070174 | ALGWD | ALARIS GW DEDICATED | IMAGING | CAREFUSION | GN00002168 | BETHSAIDA HOSPITAL | TANGERANG | BANTEN | TANGERANG | MAIN UNIT | CUSTOMER | 17 February 2015 | IBNUL AZIZ - TSE | 1 January 2013 |  | 17 February 2015 | IBNUL AZIZ - TSE | - |  | ACTIVE
135070176 | ALGRD |  |  |  | GN00001909 | RSUD MUNTILAN | YOGYAKARTA | YOGYAKARTA | YOGYAKARTA | MAIN UNIT | CUSTOMER | 12 March 2016 |  | 1 January 1900 |  | 12 March 2016 |  | - |  | INACTIVE
135070177 | ALGRD |  |  |  | GN00001214 | RSUD AJIBARANG | PURWOKERTO | JAWA TENGAH | BANYUMAS | MAIN UNIT | CUSTOMER | 12 March 2016 |  | 1 January 1900 |  | 12 March 2016 |  | - |  | INACTIVE
135070178 | ALGWD | ALARIS GW DEDICATED | IMAGING | CAREFUSION | GN00001066 | RSUD CIBINONG | BOGOR | JAWA BARAT | BOGOR | MAIN UNIT | CUSTOMER | 12 January 2015 | IBNUL AZIZ - TSE | 6 December 2013 |  | 12 January 2015 | IBNUL AZIZ - TSE | - |  | ACTIVE
135070179 | ALGRD |  |  |  | GN00000450 | RSUD SABANG | BANDA ACEH | ACEH | SABANG | MAIN UNIT | CUSTOMER | 23 June 2016 |  | 1 January 2013 |  | 23 June 2016 |  | - |  | INACTIVE
135070180 | ALGRD |  |  |  | GN00001214 | RSUD AJIBARANG | PURWOKERTO | JAWA TENGAH | BANYUMAS | MAIN UNIT | CUSTOMER | 12 March 2016 |  | 1 January 1900 |  | 12 March 2016 |  | - |  | INACTIVE
135070181 | ALGWD | ALARIS GW DEDICATED | IMAGING | CAREFUSION | GN00002178 | RSUD DR SOETOMO SURABAYA | SURABAYA-1 | JAWA TIMUR | SURABAYA | MAIN UNIT | CUSTOMER | - |  | 1 January 1900 |  | - |  | - |  | ACTIVE
135070182 | ALGWD | ALARIS GW DEDICATED | IMAGING | CAREFUSION | GN00000238 | RSUD M NATSIR SOLOK | PADANG | SUMATERA BARAT | SOLOK | MAIN UNIT | CUSTOMER | 12 March 2016 |  | 8 October 2012 |  | 12 March 2016 |  | - |  | ACTIVE
135070183 | ALGWD | ALARIS GW DEDICATED | IMAGING | CAREFUSION | GN00003087 | RSU PROV BAHTERAMAS | MAKASSAR | SULAWESI SELATAN | MAKASSAR | MAIN UNIT | CUSTOMER | 30 January 2015 | HARI UDI RAHARJO - TSE | 1 January 1900 |  | 30 January 2015 | HARI UDI RAHARJO - TSE | - |  | ACTIVE
135070184 | ALGRD |  |  |  | GN00000755 | RSU UNDATA PALU | PALU | SULAWESI TENGAH | PALU | MAIN UNIT | CUSTOMER | 12 March 2016 |  | 1 January 1900 |  | 12 March 2016 |  | - |  | INACTIVE
135070185 | ALGRD |  |  |  | GN00002178 | RSUD DR SOETOMO SURABAYA | SURABAYA-1 | JAWA TIMUR | SURABAYA | MAIN UNIT | CUSTOMER | 12 March 2016 |  | 1 January 1900 |  | 12 March 2016 |  | - |  | INACTIVE
135070187 | ALGRD |  |  |  | GN00001214 | RSUD AJIBARANG | PURWOKERTO | JAWA TENGAH | BANYUMAS | MAIN UNIT | CUSTOMER | 1 February 1990 | DIAN FEBRIYANA - TSE | 1 January 1900 |  | 1 February 1990 | DIAN FEBRIYANA - TSE | - |  | INACTIVE
135070188 | ALGWD | ALARIS GW DEDICATED | IMAGING | CAREFUSION | GN00000238 | RSUD M NATSIR SOLOK | PADANG | SUMATERA BARAT | SOLOK | MAIN UNIT | CUSTOMER | 12 January 2018 | TRIYONO - TSE AREA BARAT | 3 July 2015 |  | 12 January 2018 | TRIYONO - TSE AREA BARAT | - |  | ACTIVE
135070189 | ALGRD |  |  |  | GN00001909 | RSUD MUNTILAN | YOGYAKARTA | YOGYAKARTA | YOGYAKARTA | MAIN UNIT | CUSTOMER | 12 March 2016 |  | 1 January 1900 |  | 12 March 2016 |  | - |  | INACTIVE
135070190 | ALGWD | ALARIS GW DEDICATED | IMAGING | CAREFUSION | GN00003001 | PT. ENSEVAL MEDIKA PRIMA - HO | PUSAT | DKI JAKARTA | JAKARTA TIMUR | MAIN UNIT | EMP | - |  | 22 February 2017 |  | - |  | - |  | ACTIVE
135070191 | ALGRD |  |  |  | GN00000450 | RSUD SABANG | BANDA ACEH | ACEH | SABANG | MAIN UNIT | CUSTOMER | 23 June 2016 |  | 1 January 2013 |  | 23 June 2016 |  | - |  | INACTIVE
135070192 | ALGWD | ALARIS GW DEDICATED | IMAGING | CAREFUSION | GN00002178 | RSUD DR SOETOMO SURABAYA | SURABAYA-1 | JAWA TIMUR | SURABAYA | MAIN UNIT | CUSTOMER | 26 March 2015 | ZENZEN | 1 January 1900 |  | 26 March 2015 | ZENZEN | - |  | ACTIVE
135070193 | ALGWD | ALARIS GW DEDICATED | IMAGING | CAREFUSION | GN00000238 | RSUD M NATSIR SOLOK | PADANG | SUMATERA BARAT | SOLOK | MAIN UNIT | CUSTOMER | 26 December 2014 | TRIYONO - TSE AREA BARAT | 1 January 2013 |  | 26 December 2014 | TRIYONO - TSE AREA BARAT | - |  | ACTIVE
135070194 | ALGH1 | ALARIS GH | IMAGING | CAREFUSION | GN00002178 | RSUD DR SOETOMO SURABAYA | SURABAYA-1 | JAWA TIMUR | SURABAYA | MAIN UNIT | CUSTOMER | 12 March 2016 |  | 1 January 1900 |  | 12 March 2016 |  | - |  | ACTIVE
135070195 | ALGWD | ALARIS GW DEDICATED | IMAGING | CAREFUSION | GN00002183 | RSUD DR M SOEWANDHIE SURABAYA | SURABAYA-1 | JAWA TIMUR | SURABAYA | MAIN UNIT | CUSTOMER | 4 March 2015 | ZENZEN | 1 January 1900 |  | 4 March 2015 | ZENZEN | - |  | ACTIVE
135070800 | ALGH1 | ALARIS GH | IMAGING | CAREFUSION | GN00000450 | RSUD SABANG | BANDA ACEH | ACEH | SABANG | MAIN UNIT | CUSTOMER | 23 June 2016 |  | 1 January 2013 |  | 23 June 2016 |  | - |  | ACTIVE
135070802 | ALGH1 | ALARIS GH | IMAGING | CAREFUSION | GN00002183 | RSUD DR M SOEWANDHIE SURABAYA | SURABAYA-1 | JAWA TIMUR | SURABAYA | MAIN UNIT | CUSTOMER | 1 February 1990 | ANDRIAS NUGROHO - TSE | 1 January 1900 |  | 1 February 1990 | ANDRIAS NUGROHO - TSE | - |  | ACTIVE
135070803 | ALGP1 |  |  |  | GN00002183 | RSUD DR M SOEWANDHIE SURABAYA | SURABAYA-1 | JAWA TIMUR | SURABAYA | MAIN UNIT | CUSTOMER | - |  | 1 January 1900 |  | - |  | - |  | INACTIVE
135070804 | ALGH1 | ALARIS GH | IMAGING | CAREFUSION | GN00002183 | RSUD DR M SOEWANDHIE SURABAYA | SURABAYA-1 | JAWA TIMUR | SURABAYA | MAIN UNIT | CUSTOMER | - |  | 1 January 1900 |  | - |  | - |  | ACTIVE
135070805 | ALGH1 | ALARIS GH | IMAGING | CAREFUSION | GN00002183 | RSUD DR M SOEWANDHIE SURABAYA | SURABAYA-1 | JAWA TIMUR | SURABAYA | MAIN UNIT | CUSTOMER | 12 March 2016 |  | 1 January 1900 |  | 12 March 2016 |  | - |  | ACTIVE
135070810 | ALGH1 | ALARIS GH | IMAGING | CAREFUSION | GN00002183 | RSUD DR M SOEWANDHIE SURABAYA | SURABAYA-1 | JAWA TIMUR | SURABAYA | MAIN UNIT | CUSTOMER | 29 September 2015 | ZENZEN | 1 January 1900 |  | 29 September 2015 | ZENZEN | - |  | ACTIVE
135070811 | ALGH1 | ALARIS GH | IMAGING | CAREFUSION | GN00002183 | RSUD DR M SOEWANDHIE SURABAYA | SURABAYA-1 | JAWA TIMUR | SURABAYA | MAIN UNIT | CUSTOMER | 12 March 2016 |  | 1 January 1900 |  | 12 March 2016 |  | - |  | ACTIVE
135070812 | ALGH1 | ALARIS GH | IMAGING | CAREFUSION | GN00002183 | RSUD DR M SOEWANDHIE SURABAYA | SURABAYA-1 | JAWA TIMUR | SURABAYA | MAIN UNIT | CUSTOMER | 29 September 2015 | ZENZEN | 1 January 2010 |  | 29 September 2015 | ZENZEN | - |  | ACTIVE
135070814 | ALGH1 | ALARIS GH | IMAGING | CAREFUSION | GN00000450 | RSUD SABANG | BANDA ACEH | ACEH | SABANG | MAIN UNIT | CUSTOMER | 1 February 1990 | TRIYONO - TSE AREA BARAT | 1 January 2011 |  | 1 February 1990 | TRIYONO - TSE AREA BARAT | - |  | ACTIVE
135070815 | ALGH1 | ALARIS GH | IMAGING | CAREFUSION | GN00002183 | RSUD DR M SOEWANDHIE SURABAYA | SURABAYA-1 | JAWA TIMUR | SURABAYA | MAIN UNIT | CUSTOMER | 3 March 2015 | ZENZEN | 1 January 1900 |  | 3 March 2015 | ZENZEN | - |  | ACTIVE
135070816 | ALGH1 | ALARIS GH | IMAGING | CAREFUSION | GN00002183 | RSUD DR M SOEWANDHIE SURABAYA | SURABAYA-1 | JAWA TIMUR | SURABAYA | MAIN UNIT | CUSTOMER | - |  | 1 January 1900 |  | - |  | - |  | ACTIVE
135070818 | ALGH1 | ALARIS GH | IMAGING | CAREFUSION | GN00002183 | RSUD DR M SOEWANDHIE SURABAYA | SURABAYA-1 | JAWA TIMUR | SURABAYA | MAIN UNIT | CUSTOMER | 12 March 2016 |  | 1 January 1900 |  | 12 March 2016 |  | - |  | ACTIVE
135093322 | ALGP1 |  |  |  | GN00002183 | RSUD DR M SOEWANDHIE SURABAYA | SURABAYA-1 | JAWA TIMUR | SURABAYA | MAIN UNIT | CUSTOMER | 22 September 2014 | NGATARI | 1 January 1900 |  | 22 September 2014 | NGATARI | - |  | INACTIVE
135093331 | ALGH1 | ALARIS GH | IMAGING | CAREFUSION | GN00002183 | RSUD DR M SOEWANDHIE SURABAYA | SURABAYA-1 | JAWA TIMUR | SURABAYA | MAIN UNIT | CUSTOMER | 4 March 2015 | ZENZEN | 1 January 1900 |  | 4 March 2015 | ZENZEN | - |  | ACTIVE
135093336 | ALGH1 | ALARIS GH | IMAGING | CAREFUSION | GN00002183 | RSUD DR M SOEWANDHIE SURABAYA | SURABAYA-1 | JAWA TIMUR | SURABAYA | MAIN UNIT | CUSTOMER | 18 February 2015 | GANDHI YANRANGGA | 1 January 1900 |  | 18 February 2015 | GANDHI YANRANGGA | - |  | ACTIVE
135093337 | ALGH1 | ALARIS GH | IMAGING | CAREFUSION | GN00002183 | RSUD DR M SOEWANDHIE SURABAYA | SURABAYA-1 | JAWA TIMUR | SURABAYA | MAIN UNIT | CUSTOMER | 18 February 2015 | GANDHI YANRANGGA | 1 January 1900 |  | 18 February 2015 | GANDHI YANRANGGA | - |  | ACTIVE
135093342 | ALGH1 | ALARIS GH | IMAGING | CAREFUSION | GN00002183 | RSUD DR M SOEWANDHIE SURABAYA | SURABAYA-1 | JAWA TIMUR | SURABAYA | MAIN UNIT | CUSTOMER | 12 March 2016 |  | 1 January 1900 |  | 12 March 2016 |  | - |  | ACTIVE
135093343 | ALGH1 | ALARIS GH | IMAGING | CAREFUSION | GN00002183 | RSUD DR M SOEWANDHIE SURABAYA | SURABAYA-1 | JAWA TIMUR | SURABAYA | MAIN UNIT | CUSTOMER | 12 March 2016 |  | 1 January 1900 |  | 12 March 2016 |  | - |  | ACTIVE
135093899 | ALGH1 | ALARIS GH | IMAGING | CAREFUSION | GN00002183 | RSUD DR M SOEWANDHIE SURABAYA | SURABAYA-1 | JAWA TIMUR | SURABAYA | MAIN UNIT | CUSTOMER | 12 March 2016 |  | 1 January 1900 |  | 12 March 2016 |  | - |  | ACTIVE
13509451 | ALGWD | ALARIS GW DEDICATED | IMAGING | CAREFUSION | GN00001066 | RSUD CIBINONG | BOGOR | JAWA BARAT | BOGOR | MAIN UNIT | CUSTOMER | 12 March 2016 |  | 6 December 2013 |  | 12 March 2016 |  | - |  | ACTIVE
135094940 | ALGWD | ALARIS GW DEDICATED | IMAGING | CAREFUSION | GN00003154 | RSUD BITUNG | MANADO | SULAWESI UTARA | MANADO | MAIN UNIT | CUSTOMER | - |  | 12 December 2013 |  | - |  | - |  | ACTIVE
135094941 | ALGWD | ALARIS GW DEDICATED | IMAGING | CAREFUSION | GN00003154 | RSUD BITUNG | MANADO | SULAWESI UTARA | MANADO | MAIN UNIT | CUSTOMER | - |  | 12 December 2013 |  | - |  | - |  | ACTIVE
135094944 | ALGWD | ALARIS GW DEDICATED | IMAGING | CAREFUSION | GN00003154 | RSUD BITUNG | MANADO | SULAWESI UTARA | MANADO | MAIN UNIT | CUSTOMER | - |  | 12 December 2013 |  | - |  | - |  | ACTIVE
135094945 | ALGWD | ALARIS GW DEDICATED | IMAGING | CAREFUSION | GN00003154 | RSUD BITUNG | MANADO | SULAWESI UTARA | MANADO | MAIN UNIT | CUSTOMER | - |  | 12 December 2013 |  | - |  | - |  | ACTIVE
135094948 | ALGWD | ALARIS GW DEDICATED | IMAGING | CAREFUSION | GN00003154 | RSUD BITUNG | MANADO | SULAWESI UTARA | MANADO | MAIN UNIT | CUSTOMER | - |  | 12 December 2013 |  | - |  | - |  | ACTIVE
135094949 | ALGWD | ALARIS GW DEDICATED | IMAGING | CAREFUSION | GN00001066 | RSUD CIBINONG | BOGOR | JAWA BARAT | BOGOR | MAIN UNIT | CUSTOMER | 22 January 2015 | IBNUL AZIZ - TSE | 6 December 2013 |  | 22 January 2015 | IBNUL AZIZ - TSE | - |  | ACTIVE
135094951 | ALGWD | ALARIS GW DEDICATED | IMAGING | CAREFUSION | GN00001066 | RSUD CIBINONG | BOGOR | JAWA BARAT | BOGOR | MAIN UNIT | CUSTOMER | 11 September 2014 | IBNUL AZIZ - TSE | 6 December 2013 |  | 11 September 2014 | IBNUL AZIZ - TSE | - |  | ACTIVE
135094952 | ALGRD |  |  |  | GN00001066 | RSUD CIBINONG | BOGOR | JAWA BARAT | BOGOR | MAIN UNIT | CUSTOMER | 17 June 2014 | ANASTASIA OCTAVIN | 6 December 2013 |  | 17 June 2014 | ANASTASIA OCTAVIN | - |  | INACTIVE
135112084 | ALGH1 | ALARIS GH | IMAGING | CAREFUSION | GN00002420 | RSU LARAS | MEDAN | SUMATERA UTARA | MEDAN | MAIN UNIT | CUSTOMER | 23 June 2016 |  | 1 January 2013 |  | 23 June 2016 |  | - |  | ACTIVE
135114896 | ALGWD | ALARIS GW DEDICATED | IMAGING | CAREFUSION | GN00000868 | RSU PROV SULBAR | MAKASSAR | SULAWESI BARAT | MAMUJU | MAIN UNIT | CUSTOMER | 12 March 2016 |  | 7 January 2014 |  | 12 March 2016 |  | - |  | ACTIVE
135123547 | ALGH1 | ALARIS GH | IMAGING | CAREFUSION | GN00001206 | RSUD PROF DR MARGONO SOEKARJO | PURWOKERTO | JAWA TENGAH | BANYUMAS | MAIN UNIT | CUSTOMER | 12 March 2016 |  | 1 January 1900 |  | 12 March 2016 |  | - |  | ACTIVE
135128505 | ALGH1 | ALARIS GH | IMAGING | CAREFUSION | GN00001205 | RSUD BANYUMAS | PURWOKERTO | JAWA TENGAH | BANYUMAS | MAIN UNIT | CUSTOMER | 1 February 1990 | DIAN FEBRIYANA - TSE | 1 January 1900 |  | 1 February 1990 | DIAN FEBRIYANA - TSE | - |  | ACTIVE
135128506 | ALGH1 | ALARIS GH | IMAGING | CAREFUSION | GN00001205 | RSUD BANYUMAS | PURWOKERTO | JAWA TENGAH | BANYUMAS | MAIN UNIT | CUSTOMER | 1 February 1990 | DIAN FEBRIYANA - TSE | 1 January 1900 |  | 1 February 1990 | DIAN FEBRIYANA - TSE | - |  | ACTIVE
135128507 | ALGH1 | ALARIS GH | IMAGING | CAREFUSION | GN00001205 | RSUD BANYUMAS | PURWOKERTO | JAWA TENGAH | BANYUMAS | MAIN UNIT | CUSTOMER | 1 February 1990 | DIAN FEBRIYANA - TSE | 1 January 1900 |  | 1 February 1990 | DIAN FEBRIYANA - TSE | - |  | ACTIVE
135128508 | ALGH1 | ALARIS GH | IMAGING | CAREFUSION | GN00001204 | RSUD CILACAP | PURWOKERTO | JAWA TENGAH | CILACAP | MAIN UNIT | CUSTOMER | 12 March 2016 |  | 1 January 1900 |  | 12 March 2016 |  | - |  | ACTIVE
135128509 | ALGH1 | ALARIS GH | IMAGING | CAREFUSION | GN00001204 | RSUD CILACAP | PURWOKERTO | JAWA TENGAH | CILACAP | MAIN UNIT | CUSTOMER | 3 December 2014 | ANDRIAS NUGROHO - TSE | 1 January 1900 |  | 3 December 2014 | ANDRIAS NUGROHO - TSE | - |  | ACTIVE
135128510 | ALGH1 | ALARIS GH | IMAGING | CAREFUSION | GN00000766 | RS JIWA MADANI PALU | PALU | SULAWESI TENGAH | PALU | MAIN UNIT | CUSTOMER | 12 March 2016 |  | 1 January 1900 |  | 12 March 2016 |  | - |  | ACTIVE
135128511 | ALGH1 | ALARIS GH | IMAGING | CAREFUSION | GN00001206 | RSUD PROF DR MARGONO SOEKARJO | PURWOKERTO | JAWA TENGAH | BANYUMAS | MAIN UNIT | CUSTOMER | 1 February 1990 | DIAN FEBRIYANA - TSE | 1 January 1900 |  | 1 February 1990 | DIAN FEBRIYANA - TSE | - |  | ACTIVE
135128512 | ALGH1 | ALARIS GH | IMAGING | CAREFUSION | GN00002970 | RSUD MARGONO (PUSAT GERIATRI & PAVILIUN ABIYASA) | PURWOKERTO | JAWA TENGAH | PURWOKERTO | MAIN UNIT | CUSTOMER | 10 April 2015 | DIAN FEBRIYANA - TSE | 1 January 1900 |  | 10 April 2015 | DIAN FEBRIYANA - TSE | - |  | ACTIVE
135128513 | ALGH1 | ALARIS GH | IMAGING | CAREFUSION | GN00002970 | RSUD MARGONO (PUSAT GERIATRI & PAVILIUN ABIYASA) | PURWOKERTO | JAWA TENGAH | PURWOKERTO | MAIN UNIT | CUSTOMER | 10 April 2015 | DIAN FEBRIYANA - TSE | 1 January 1900 |  | 10 April 2015 | DIAN FEBRIYANA - TSE | - |  | ACTIVE
135128514 | ALGH1 | ALARIS GH | IMAGING | CAREFUSION | GN00001206 | RSUD PROF DR MARGONO SOEKARJO | PURWOKERTO | JAWA TENGAH | BANYUMAS | MAIN UNIT | CUSTOMER | 1 February 1990 | DIAN FEBRIYANA - TSE | 1 January 1900 |  | 1 February 1990 | DIAN FEBRIYANA - TSE | - |  | ACTIVE
135128515 | ALGH1 | ALARIS GH | IMAGING | CAREFUSION | GN00002970 | RSUD MARGONO (PUSAT GERIATRI & PAVILIUN ABIYASA) | PURWOKERTO | JAWA TENGAH | PURWOKERTO | MAIN UNIT | CUSTOMER | 10 April 2015 | DIAN FEBRIYANA - TSE | 1 January 1900 |  | 10 April 2015 | DIAN FEBRIYANA - TSE | - |  | ACTIVE
135128517 | ALGH1 | ALARIS GH | IMAGING | CAREFUSION | GN00002970 | RSUD MARGONO (PUSAT GERIATRI & PAVILIUN ABIYASA) | PURWOKERTO | JAWA TENGAH | PURWOKERTO | MAIN UNIT | CUSTOMER | 10 April 2015 | DIAN FEBRIYANA - TSE | 1 January 1900 |  | 10 April 2015 | DIAN FEBRIYANA - TSE | - |  | ACTIVE
135128518 | ALGH1 | ALARIS GH | IMAGING | CAREFUSION | GN00001206 | RSUD PROF DR MARGONO SOEKARJO | PURWOKERTO | JAWA TENGAH | BANYUMAS | MAIN UNIT | CUSTOMER | 12 March 2016 |  | 1 January 1900 |  | 12 March 2016 |  | - |  | ACTIVE
135128519 | ALGH1 | ALARIS GH | IMAGING | CAREFUSION | GN00001206 | RSUD PROF DR MARGONO SOEKARJO | PURWOKERTO | JAWA TENGAH | BANYUMAS | MAIN UNIT | CUSTOMER | 1 February 1990 | DIAN FEBRIYANA - TSE | 1 January 1900 |  | 1 February 1990 | DIAN FEBRIYANA - TSE | - |  | ACTIVE
135128520 | ALGH1 | ALARIS GH | IMAGING | CAREFUSION | GN00002970 | RSUD MARGONO (PUSAT GERIATRI & PAVILIUN ABIYASA) | PURWOKERTO | JAWA TENGAH | PURWOKERTO | MAIN UNIT | CUSTOMER | 10 April 2015 | DIAN FEBRIYANA - TSE | 1 January 1900 |  | 10 April 2015 | DIAN FEBRIYANA - TSE | - |  | ACTIVE
135128521 | ALGH1 | ALARIS GH | IMAGING | CAREFUSION | GN00001206 | RSUD PROF DR MARGONO SOEKARJO | PURWOKERTO | JAWA TENGAH | BANYUMAS | MAIN UNIT | CUSTOMER | 1 February 1990 | DIAN FEBRIYANA - TSE | 1 January 1900 |  | 1 February 1990 | DIAN FEBRIYANA - TSE | - |  | ACTIVE
135128522 | ALGH1 | ALARIS GH | IMAGING | CAREFUSION | GN00001206 | RSUD PROF DR MARGONO SOEKARJO | PURWOKERTO | JAWA TENGAH | BANYUMAS | MAIN UNIT | CUSTOMER | 1 February 1990 | DIAN FEBRIYANA - TSE | 1 January 1900 |  | 1 February 1990 | DIAN FEBRIYANA - TSE | - |  | ACTIVE
135128523 | ALGH1 | ALARIS GH | IMAGING | CAREFUSION | GN00002970 | RSUD MARGONO (PUSAT GERIATRI & PAVILIUN ABIYASA) | PURWOKERTO | JAWA TENGAH | PURWOKERTO | MAIN UNIT | CUSTOMER | 10 April 2015 | DIAN FEBRIYANA - TSE | 1 January 1900 |  | 10 April 2015 | DIAN FEBRIYANA - TSE | - |  | ACTIVE
135128524 | ALGH1 | ALARIS GH | IMAGING | CAREFUSION | GN00001206 | RSUD PROF DR MARGONO SOEKARJO | PURWOKERTO | JAWA TENGAH | BANYUMAS | MAIN UNIT | CUSTOMER | 1 February 1990 | DIAN FEBRIYANA - TSE | 1 January 1900 |  | 1 February 1990 | DIAN FEBRIYANA - TSE | - |  | ACTIVE
135128525 | ALGH1 | ALARIS GH | IMAGING | CAREFUSION | GN00001206 | RSUD PROF DR MARGONO SOEKARJO | PURWOKERTO | JAWA TENGAH | BANYUMAS | MAIN UNIT | CUSTOMER | 10 April 2015 | DIAN FEBRIYANA - TSE | 1 January 1900 |  | 10 April 2015 | DIAN FEBRIYANA - TSE | - |  | ACTIVE
135128526 | ALGH1 | ALARIS GH | IMAGING | CAREFUSION | GN00001206 | RSUD PROF DR MARGONO SOEKARJO | PURWOKERTO | JAWA TENGAH | BANYUMAS | MAIN UNIT | CUSTOMER | 1 February 1990 | DIAN FEBRIYANA - TSE | 1 January 1900 |  | 1 February 1990 | DIAN FEBRIYANA - TSE | - |  | ACTIVE
135128527 | ALGH1 | ALARIS GH | IMAGING | CAREFUSION | GN00001206 | RSUD PROF DR MARGONO SOEKARJO | PURWOKERTO | JAWA TENGAH | BANYUMAS | MAIN UNIT | CUSTOMER | 1 February 1990 | DIAN FEBRIYANA - TSE | 1 January 1900 |  | 1 February 1990 | DIAN FEBRIYANA - TSE | - |  | ACTIVE
135128528 | ALGH1 | ALARIS GH | IMAGING | CAREFUSION | GN00002970 | RSUD MARGONO (PUSAT GERIATRI & PAVILIUN ABIYASA) | PURWOKERTO | JAWA TENGAH | PURWOKERTO | MAIN UNIT | CUSTOMER | 10 April 2015 | DIAN FEBRIYANA - TSE | 1 January 1900 |  | 10 April 2015 | DIAN FEBRIYANA - TSE | - |  | ACTIVE
135128529 | ALGH1 | ALARIS GH | IMAGING | CAREFUSION | GN00001206 | RSUD PROF DR MARGONO SOEKARJO | PURWOKERTO | JAWA TENGAH | BANYUMAS | MAIN UNIT | CUSTOMER | 1 February 1990 | DIAN FEBRIYANA - TSE | 1 January 1900 |  | 1 February 1990 | DIAN FEBRIYANA - TSE | - |  | ACTIVE
135128530 | ALGH1 | ALARIS GH | IMAGING | CAREFUSION | GN00001206 | RSUD PROF DR MARGONO SOEKARJO | PURWOKERTO | JAWA TENGAH | BANYUMAS | MAIN UNIT | CUSTOMER | 12 March 2016 |  | 1 January 1900 |  | 12 March 2016 |  | - |  | ACTIVE
135128531 | ALGH1 | ALARIS GH | IMAGING | CAREFUSION | GN00002970 | RSUD MARGONO (PUSAT GERIATRI & PAVILIUN ABIYASA) | PURWOKERTO | JAWA TENGAH | PURWOKERTO | MAIN UNIT | CUSTOMER | 10 April 2015 | DIAN FEBRIYANA - TSE | 1 January 1900 |  | 10 April 2015 | DIAN FEBRIYANA - TSE | - |  | ACTIVE
135128532 | ALGH1 | ALARIS GH | IMAGING | CAREFUSION | GN00002970 | RSUD MARGONO (PUSAT GERIATRI & PAVILIUN ABIYASA) | PURWOKERTO | JAWA TENGAH | PURWOKERTO | MAIN UNIT | CUSTOMER | 10 April 2015 | DIAN FEBRIYANA - TSE | 1 January 1900 |  | 10 April 2015 | DIAN FEBRIYANA - TSE | - |  | ACTIVE
135128538 | ALCC1 | ALARIS CC | IMAGING | CAREFUSION | GN00000238 | RSUD M NATSIR SOLOK | PADANG | SUMATERA BARAT | SOLOK | MAIN UNIT | CUSTOMER | 26 December 2014 | TRIYONO - TSE AREA BARAT | 1 January 2013 |  | 26 December 2014 | TRIYONO - TSE AREA BARAT | - |  | ACTIVE
135128539 | ALCC1 | ALARIS CC | IMAGING | CAREFUSION | GN00000238 | RSUD M NATSIR SOLOK | PADANG | SUMATERA BARAT | SOLOK | MAIN UNIT | CUSTOMER | 26 December 2014 | TRIYONO - TSE AREA BARAT | 1 January 2013 |  | 26 December 2014 | TRIYONO - TSE AREA BARAT | - |  | ACTIVE
135128540 | ALCC1 | ALARIS CC | IMAGING | CAREFUSION | GN00000238 | RSUD M NATSIR SOLOK | PADANG | SUMATERA BARAT | SOLOK | MAIN UNIT | CUSTOMER | 12 March 2016 |  | 8 October 2012 |  | 12 March 2016 |  | - |  | ACTIVE
135128541 | ALCC1 | ALARIS CC | IMAGING | CAREFUSION | GN00000238 | RSUD M NATSIR SOLOK | PADANG | SUMATERA BARAT | SOLOK | MAIN UNIT | CUSTOMER | 12 March 2016 |  | 8 October 2012 |  | 12 March 2016 |  | - |  | ACTIVE
135128542 | ALCC1 | ALARIS CC | IMAGING | CAREFUSION | GN00000238 | RSUD M NATSIR SOLOK | PADANG | SUMATERA BARAT | SOLOK | MAIN UNIT | CUSTOMER | 12 March 2016 |  | 8 October 2012 |  | 12 March 2016 |  | - |  | ACTIVE
135133334 | ALGWD | ALARIS GW DEDICATED | IMAGING | CAREFUSION | GN00002168 | BETHSAIDA HOSPITAL | TANGERANG | BANTEN | TANGERANG | MAIN UNIT | CUSTOMER | 4 August 2016 |  | 1 January 2013 |  | 4 August 2016 |  | - |  | ACTIVE
135133547 | ALGH1 | ALARIS GH | IMAGING | CAREFUSION | GN00001206 | RSUD PROF DR MARGONO SOEKARJO | PURWOKERTO | JAWA TENGAH | BANYUMAS | MAIN UNIT | CUSTOMER | 24 February 2015 | DIAN FEBRIYANA - TSE | 1 January 1900 |  | 24 February 2015 | DIAN FEBRIYANA - TSE | - |  | ACTIVE
135133548 | ALGH1 | ALARIS GH | IMAGING | CAREFUSION | GN00001206 | RSUD PROF DR MARGONO SOEKARJO | PURWOKERTO | JAWA TENGAH | BANYUMAS | MAIN UNIT | CUSTOMER | 1 February 1990 | DIAN FEBRIYANA - TSE | 1 January 1900 |  | 1 February 1990 | DIAN FEBRIYANA - TSE | - |  | ACTIVE
135133551 | ALGH1 | ALARIS GH | IMAGING | CAREFUSION | GN00000209 | RUMAH SAKIT UMUM DAERAH KECAMATAN MANDAU (RSUD DURI) | PEKAN BARU | RIAU | BENGKALIS | MAIN UNIT | CUSTOMER | 1 February 1990 | MULKAN | 1 January 1900 |  | 1 February 1990 | MULKAN | - |  | ACTIVE
135133552 | ALGH1 | ALARIS GH | IMAGING | CAREFUSION | GN00000209 | RUMAH SAKIT UMUM DAERAH KECAMATAN MANDAU (RSUD DURI) | PEKAN BARU | RIAU | BENGKALIS | MAIN UNIT | CUSTOMER | 1 February 1990 | MULKAN | 1 January 1900 |  | 1 February 1990 | MULKAN | - |  | ACTIVE
135133553 | ALGH1 | ALARIS GH | IMAGING | CAREFUSION | GN00000209 | RUMAH SAKIT UMUM DAERAH KECAMATAN MANDAU (RSUD DURI) | PEKAN BARU | RIAU | BENGKALIS | MAIN UNIT | CUSTOMER | 1 February 1990 | AGUS FAUZI | 29 May 2015 |  | 1 February 1990 | AGUS FAUZI | - |  | ACTIVE
135133554 | ALGH1 | ALARIS GH | IMAGING | CAREFUSION | GN00000201 | RSUD ARIFIN ACHMAD - PEKANBARU | PEKAN BARU | RIAU | PEKANBARU | MAIN UNIT | CUSTOMER | 1 February 1990 | MULKAN | 1 January 1900 |  | 1 February 1990 | MULKAN | - |  | ACTIVE
135133555 | ALGH1 | ALARIS GH | IMAGING | CAREFUSION | GN00000201 | RSUD ARIFIN ACHMAD - PEKANBARU | PEKAN BARU | RIAU | PEKANBARU | MAIN UNIT | CUSTOMER | 1 February 1990 | MULKAN | 1 January 1900 |  | 1 February 1990 | MULKAN | - |  | ACTIVE
135133558 | ALGH1 | ALARIS GH | IMAGING | CAREFUSION | GN00000201 | RSUD ARIFIN ACHMAD - PEKANBARU | PEKAN BARU | RIAU | PEKANBARU | MAIN UNIT | CUSTOMER | 28 March 2015 | MULKAN | 1 January 1900 |  | 28 March 2015 | MULKAN | - |  | ACTIVE
135133559 | ALGH1 | ALARIS GH | IMAGING | CAREFUSION | GN00000201 | RSUD ARIFIN ACHMAD - PEKANBARU | PEKAN BARU | RIAU | PEKANBARU | MAIN UNIT | CUSTOMER | 1 February 1990 | MULKAN | 1 January 1900 |  | 1 February 1990 | MULKAN | - |  | ACTIVE
135133560 | ALGH1 | ALARIS GH | IMAGING | CAREFUSION | GN00000201 | RSUD ARIFIN ACHMAD - PEKANBARU | PEKAN BARU | RIAU | PEKANBARU | MAIN UNIT | CUSTOMER | 1 February 1990 | MULKAN | 1 January 1900 |  | 1 February 1990 | MULKAN | - |  | ACTIVE
135133561 | ALGH1 | ALARIS GH | IMAGING | CAREFUSION | GN00000201 | RSUD ARIFIN ACHMAD - PEKANBARU | PEKAN BARU | RIAU | PEKANBARU | MAIN UNIT | CUSTOMER | 1 February 1990 | MULKAN | 1 January 1900 |  | 1 February 1990 | MULKAN | - |  | ACTIVE
135133562 | ALGH1 | ALARIS GH | IMAGING | CAREFUSION | GN00000201 | RSUD ARIFIN ACHMAD - PEKANBARU | PEKAN BARU | RIAU | PEKANBARU | MAIN UNIT | CUSTOMER | 26 December 2014 | MULKAN | 1 January 1900 |  | 26 December 2014 | MULKAN | - |  | ACTIVE
135133563 | ALGH1 | ALARIS GH | IMAGING | CAREFUSION | GN00001909 | RSUD MUNTILAN | YOGYAKARTA | YOGYAKARTA | YOGYAKARTA | MAIN UNIT | CUSTOMER | 12 March 2016 |  | 1 January 1900 |  | 12 March 2016 |  | - |  | ACTIVE
135133564 | ALGH1 | ALARIS GH | IMAGING | CAREFUSION | GN00001909 | RSUD MUNTILAN | YOGYAKARTA | YOGYAKARTA | YOGYAKARTA | MAIN UNIT | CUSTOMER | 12 March 2016 |  | 1 January 1900 |  | 12 March 2016 |  | - |  | ACTIVE
135133565 | ALGH1 | ALARIS GH | IMAGING | CAREFUSION | GN00001909 | RSUD MUNTILAN | YOGYAKARTA | YOGYAKARTA | YOGYAKARTA | MAIN UNIT | CUSTOMER | 12 March 2016 |  | 1 January 1900 |  | 12 March 2016 |  | - |  | ACTIVE
135133569 | ALGH1 | ALARIS GH | IMAGING | CAREFUSION | GN00002784 | RS PENDIDIKAN UNAIR KAMPUS C | SURABAYA-2 | JAWA TIMUR | SURABAYA | MAIN UNIT | CUSTOMER | 4 March 2016 | GANDHI YANRANGGA | 1 January 1900 |  | 4 March 2016 | GANDHI YANRANGGA | - |  | ACTIVE
135133570 | ALGH1 | ALARIS GH | IMAGING | CAREFUSION | GN00002784 | RS PENDIDIKAN UNAIR KAMPUS C | SURABAYA-2 | JAWA TIMUR | SURABAYA | MAIN UNIT | CUSTOMER | 4 March 2016 | GANDHI YANRANGGA | 1 January 1900 |  | 4 March 2016 | GANDHI YANRANGGA | - |  | ACTIVE
135133645 | ALGWD | ALARIS GW DEDICATED | IMAGING | CAREFUSION | GN00002168 | BETHSAIDA HOSPITAL | TANGERANG | BANTEN | TANGERANG | MAIN UNIT | CUSTOMER | 4 August 2016 |  | 1 January 2013 |  | 4 August 2016 |  | - |  | ACTIVE
135133646 | ALGWD | ALARIS GW DEDICATED | IMAGING | CAREFUSION | GN00002168 | BETHSAIDA HOSPITAL | TANGERANG | BANTEN | TANGERANG | MAIN UNIT | CUSTOMER | 4 August 2016 |  | 1 January 2013 |  | 4 August 2016 |  | - |  | ACTIVE
135133648 | ALGWD | ALARIS GW DEDICATED | IMAGING | CAREFUSION | GN00002168 | BETHSAIDA HOSPITAL | TANGERANG | BANTEN | TANGERANG | MAIN UNIT | CUSTOMER | 15 January 2015 | IBNUL AZIZ - TSE | 1 January 2013 |  | 15 January 2015 | IBNUL AZIZ - TSE | - |  | ACTIVE
135133649 | ALGWD | ALARIS GW DEDICATED | IMAGING | CAREFUSION | GN00002168 | BETHSAIDA HOSPITAL | TANGERANG | BANTEN | TANGERANG | MAIN UNIT | CUSTOMER | 24 September 2014 | IBNUL AZIZ - TSE | 1 January 2013 |  | 24 September 2014 | IBNUL AZIZ - TSE | - |  | ACTIVE
135133650 | ALGWD | ALARIS GW DEDICATED | IMAGING | CAREFUSION | GN00002168 | BETHSAIDA HOSPITAL | TANGERANG | BANTEN | TANGERANG | MAIN UNIT | CUSTOMER | 4 August 2016 |  | 1 January 2013 |  | 4 August 2016 |  | - |  | ACTIVE
135133651 | ALGWD | ALARIS GW DEDICATED | IMAGING | CAREFUSION | GN00002168 | BETHSAIDA HOSPITAL | TANGERANG | BANTEN | TANGERANG | MAIN UNIT | CUSTOMER | 4 August 2016 |  | 1 January 2013 |  | 4 August 2016 |  | - |  | ACTIVE
135133652 | ALGWD | ALARIS GW DEDICATED | IMAGING | CAREFUSION | GN00002168 | BETHSAIDA HOSPITAL | TANGERANG | BANTEN | TANGERANG | MAIN UNIT | CUSTOMER | 4 August 2016 |  | 1 January 2013 |  | 4 August 2016 |  | - |  | ACTIVE
135133653 | ALGWD | ALARIS GW DEDICATED | IMAGING | CAREFUSION | GN00002168 | BETHSAIDA HOSPITAL | TANGERANG | BANTEN | TANGERANG | MAIN UNIT | CUSTOMER | 4 August 2016 |  | 1 January 2013 |  | 4 August 2016 |  | - |  | ACTIVE
135133654 | ALGWD | ALARIS GW DEDICATED | IMAGING | CAREFUSION | GN00002168 | BETHSAIDA HOSPITAL | TANGERANG | BANTEN | TANGERANG | MAIN UNIT | CUSTOMER | 4 August 2016 |  | 1 January 2013 |  | 4 August 2016 |  | - |  | ACTIVE
135133655 | ALGWD | ALARIS GW DEDICATED | IMAGING | CAREFUSION | GN00002168 | BETHSAIDA HOSPITAL | TANGERANG | BANTEN | TANGERANG | MAIN UNIT | CUSTOMER | 4 August 2016 |  | 1 January 2013 |  | 4 August 2016 |  | - |  | ACTIVE
135133656 | ALGWD | ALARIS GW DEDICATED | IMAGING | CAREFUSION | GN00002168 | BETHSAIDA HOSPITAL | TANGERANG | BANTEN | TANGERANG | MAIN UNIT | CUSTOMER | 4 August 2016 |  | 1 January 2013 |  | 4 August 2016 |  | - |  | ACTIVE
135133657 | ALGWD | ALARIS GW DEDICATED | IMAGING | CAREFUSION | GN00002168 | BETHSAIDA HOSPITAL | TANGERANG | BANTEN | TANGERANG | MAIN UNIT | CUSTOMER | 4 August 2016 |  | 1 January 2013 |  | 4 August 2016 |  | - |  | ACTIVE
135133659 | ALGH1 | ALARIS GH | IMAGING | CAREFUSION | GN00002168 | BETHSAIDA HOSPITAL | TANGERANG | BANTEN | TANGERANG | MAIN UNIT | CUSTOMER | 18 July 2014 | IBNUL AZIZ - TSE | 1 January 2013 |  | 18 July 2014 | IBNUL AZIZ - TSE | - |  | ACTIVE
135133660 | ALGWD | ALARIS GW DEDICATED | IMAGING | CAREFUSION | GN00002168 | BETHSAIDA HOSPITAL | TANGERANG | BANTEN | TANGERANG | MAIN UNIT | CUSTOMER | 4 August 2016 |  | 1 January 2013 |  | 4 August 2016 |  | - |  | ACTIVE
135133661 | ALGWD | ALARIS GW DEDICATED | IMAGING | CAREFUSION | GN00002168 | BETHSAIDA HOSPITAL | TANGERANG | BANTEN | TANGERANG | MAIN UNIT | CUSTOMER | 15 January 2015 | IBNUL AZIZ - TSE | 1 January 2013 |  | 15 January 2015 | IBNUL AZIZ - TSE | - |  | ACTIVE
135133662 | ALGWD | ALARIS GW DEDICATED | IMAGING | CAREFUSION | GN00002168 | BETHSAIDA HOSPITAL | TANGERANG | BANTEN | TANGERANG | MAIN UNIT | CUSTOMER | 4 August 2016 |  | 1 January 2013 |  | 4 August 2016 |  | - |  | ACTIVE
135133663 | ALGWD | ALARIS GW DEDICATED | IMAGING | CAREFUSION | GN00002168 | BETHSAIDA HOSPITAL | TANGERANG | BANTEN | TANGERANG | MAIN UNIT | CUSTOMER | 4 August 2016 |  | 1 January 2013 |  | 4 August 2016 |  | - |  | ACTIVE
135133664 | ALGWD | ALARIS GW DEDICATED | IMAGING | CAREFUSION | GN00002168 | BETHSAIDA HOSPITAL | TANGERANG | BANTEN | TANGERANG | MAIN UNIT | CUSTOMER | 4 August 2016 |  | 1 January 2013 |  | 4 August 2016 |  | - |  | ACTIVE
135133665 | ALGWD | ALARIS GW DEDICATED | IMAGING | CAREFUSION | GN00002168 | BETHSAIDA HOSPITAL | TANGERANG | BANTEN | TANGERANG | MAIN UNIT | CUSTOMER | 4 August 2016 |  | 1 January 2013 |  | 4 August 2016 |  | - |  | ACTIVE
135133666 | ALGWD | ALARIS GW DEDICATED | IMAGING | CAREFUSION | GN00002168 | BETHSAIDA HOSPITAL | TANGERANG | BANTEN | TANGERANG | MAIN UNIT | CUSTOMER | 4 August 2016 |  | 1 January 2013 |  | 4 August 2016 |  | - |  | ACTIVE
135133667 | ALGH1 | ALARIS GH | IMAGING | CAREFUSION | GN00002168 | BETHSAIDA HOSPITAL | TANGERANG | BANTEN | TANGERANG | MAIN UNIT | CUSTOMER | 18 July 2014 | IBNUL AZIZ - TSE | 1 January 1900 |  | 18 July 2014 | IBNUL AZIZ - TSE | - |  | ACTIVE
135133668 | ALGWD | ALARIS GW DEDICATED | IMAGING | CAREFUSION | GN00002168 | BETHSAIDA HOSPITAL | TANGERANG | BANTEN | TANGERANG | MAIN UNIT | CUSTOMER | 23 September 2014 | IBNUL AZIZ - TSE | 1 January 2013 |  | 23 September 2014 | IBNUL AZIZ - TSE | - |  | ACTIVE
135133669 | ALGWD | ALARIS GW DEDICATED | IMAGING | CAREFUSION | GN00002168 | BETHSAIDA HOSPITAL | TANGERANG | BANTEN | TANGERANG | MAIN UNIT | CUSTOMER | 4 August 2016 |  | 1 January 2013 |  | 4 August 2016 |  | - |  | ACTIVE
135133670 | ALGWD | ALARIS GW DEDICATED | IMAGING | CAREFUSION | GN00002168 | BETHSAIDA HOSPITAL | TANGERANG | BANTEN | TANGERANG | MAIN UNIT | CUSTOMER | 4 August 2016 |  | 1 January 2013 |  | 4 August 2016 |  | - |  | ACTIVE
135133671 | ALGWD | ALARIS GW DEDICATED | IMAGING | CAREFUSION | GN00002168 | BETHSAIDA HOSPITAL | TANGERANG | BANTEN | TANGERANG | MAIN UNIT | CUSTOMER | 4 August 2016 |  | 1 January 2013 |  | 4 August 2016 |  | - |  | ACTIVE
135133672 | ALGWD | ALARIS GW DEDICATED | IMAGING | CAREFUSION | GN00002168 | BETHSAIDA HOSPITAL | TANGERANG | BANTEN | TANGERANG | MAIN UNIT | CUSTOMER | 4 August 2016 |  | 1 January 2013 |  | 4 August 2016 |  | - |  | ACTIVE
135133673 | ALGWD | ALARIS GW DEDICATED | IMAGING | CAREFUSION | GN00002168 | BETHSAIDA HOSPITAL | TANGERANG | BANTEN | TANGERANG | MAIN UNIT | CUSTOMER | 4 August 2016 |  | 1 January 2013 |  | 4 August 2016 |  | - |  | ACTIVE
135133674 | ALGRD |  |  |  | GN00002168 | BETHSAIDA HOSPITAL | TANGERANG | BANTEN | TANGERANG | MAIN UNIT | CUSTOMER | 1 February 1990 | IBNUL AZIZ - TSE | 1 January 2013 |  | 1 February 1990 | IBNUL AZIZ - TSE | - |  | INACTIVE
135133675 | ALGWD | ALARIS GW DEDICATED | IMAGING | CAREFUSION | GN00002168 | BETHSAIDA HOSPITAL | TANGERANG | BANTEN | TANGERANG | MAIN UNIT | CUSTOMER | 4 August 2016 |  | 1 January 2013 |  | 4 August 2016 |  | - |  | ACTIVE
135133676 | ALGWD | ALARIS GW DEDICATED | IMAGING | CAREFUSION | GN00002168 | BETHSAIDA HOSPITAL | TANGERANG | BANTEN | TANGERANG | MAIN UNIT | CUSTOMER | 7 October 2016 | ARIEF SETIAWAN - TSE CP | 1 January 2013 |  | 7 October 2016 | ARIEF SETIAWAN - TSE CP | - |  | ACTIVE
135133677 | ALGH1 | ALARIS GH | IMAGING | CAREFUSION | GN00002168 | BETHSAIDA HOSPITAL | TANGERANG | BANTEN | TANGERANG | MAIN UNIT | CUSTOMER | 18 July 2014 | IBNUL AZIZ - TSE | 1 January 2013 |  | 18 July 2014 | IBNUL AZIZ - TSE | - |  | ACTIVE
135133678 | ALGWD | ALARIS GW DEDICATED | IMAGING | CAREFUSION | GN00002168 | BETHSAIDA HOSPITAL | TANGERANG | BANTEN | TANGERANG | MAIN UNIT | CUSTOMER | 4 August 2016 |  | 1 January 2013 |  | 4 August 2016 |  | - |  | ACTIVE
135133679 | ALGWD | ALARIS GW DEDICATED | IMAGING | CAREFUSION | GN00002168 | BETHSAIDA HOSPITAL | TANGERANG | BANTEN | TANGERANG | MAIN UNIT | CUSTOMER | 4 August 2016 |  | 1 January 2013 |  | 4 August 2016 |  | - |  | ACTIVE
135133680 | ALGWD | ALARIS GW DEDICATED | IMAGING | CAREFUSION | GN00002168 | BETHSAIDA HOSPITAL | TANGERANG | BANTEN | TANGERANG | MAIN UNIT | CUSTOMER | 4 August 2016 |  | 1 January 2013 |  | 4 August 2016 |  | - |  | ACTIVE
135133681 | ALGWD | ALARIS GW DEDICATED | IMAGING | CAREFUSION | GN00002168 | BETHSAIDA HOSPITAL | TANGERANG | BANTEN | TANGERANG | MAIN UNIT | CUSTOMER | 22 August 2014 | IBNUL AZIZ - TSE | 1 January 2013 |  | 22 August 2014 | IBNUL AZIZ - TSE | - |  | ACTIVE
135133682 | ALGWD | ALARIS GW DEDICATED | IMAGING | CAREFUSION | GN00002168 | BETHSAIDA HOSPITAL | TANGERANG | BANTEN | TANGERANG | MAIN UNIT | CUSTOMER | 4 August 2016 |  | 1 January 2013 |  | 4 August 2016 |  | - |  | ACTIVE
135133683 | ALGWD | ALARIS GW DEDICATED | IMAGING | CAREFUSION | GN00002168 | BETHSAIDA HOSPITAL | TANGERANG | BANTEN | TANGERANG | MAIN UNIT | CUSTOMER | 4 August 2016 |  | 1 January 2013 |  | 4 August 2016 |  | - |  | ACTIVE
135133684 | ALGWD | ALARIS GW DEDICATED | IMAGING | CAREFUSION | GN00002168 | BETHSAIDA HOSPITAL | TANGERANG | BANTEN | TANGERANG | MAIN UNIT | CUSTOMER | 4 August 2016 |  | 1 January 2013 |  | 4 August 2016 |  | - |  | ACTIVE
135133685 | ALGWD | ALARIS GW DEDICATED | IMAGING | CAREFUSION | GN00002168 | BETHSAIDA HOSPITAL | TANGERANG | BANTEN | TANGERANG | MAIN UNIT | CUSTOMER | 15 January 2015 | IBNUL AZIZ - TSE | 1 January 2013 |  | 15 January 2015 | IBNUL AZIZ - TSE | - |  | ACTIVE
135133686 | ALGWD | ALARIS GW DEDICATED | IMAGING | CAREFUSION | GN00002183 | RSUD DR M SOEWANDHIE SURABAYA | SURABAYA-1 | JAWA TIMUR | SURABAYA | MAIN UNIT | CUSTOMER | - |  | 1 January 1900 |  | - |  | - |  | ACTIVE
135133687 | ALGWD | ALARIS GW DEDICATED | IMAGING | CAREFUSION | GN00002183 | RSUD DR M SOEWANDHIE SURABAYA | SURABAYA-1 | JAWA TIMUR | SURABAYA | MAIN UNIT | CUSTOMER | - |  | 1 January 1900 |  | - |  | - |  | ACTIVE
135133688 | ALGWD | ALARIS GW DEDICATED | IMAGING | CAREFUSION | GN00002168 | BETHSAIDA HOSPITAL | TANGERANG | BANTEN | TANGERANG | MAIN UNIT | CUSTOMER | 4 August 2016 |  | 1 January 2013 |  | 4 August 2016 |  | - |  | ACTIVE
135133689 | ALGWD | ALARIS GW DEDICATED | IMAGING | CAREFUSION | GN00002183 | RSUD DR M SOEWANDHIE SURABAYA | SURABAYA-1 | JAWA TIMUR | SURABAYA | MAIN UNIT | CUSTOMER | 12 March 2016 |  | 1 January 1900 |  | 12 March 2016 |  | - |  | ACTIVE
135133690 | ALGWD | ALARIS GW DEDICATED | IMAGING | CAREFUSION | GN00002183 | RSUD DR M SOEWANDHIE SURABAYA | SURABAYA-1 | JAWA TIMUR | SURABAYA | MAIN UNIT | CUSTOMER | - |  | 1 January 1900 |  | - |  | - |  | ACTIVE
135133691 | ALGWD | ALARIS GW DEDICATED | IMAGING | CAREFUSION | GN00002183 | RSUD DR M SOEWANDHIE SURABAYA | SURABAYA-1 | JAWA TIMUR | SURABAYA | MAIN UNIT | CUSTOMER | 3 March 2015 | GANDHI YANRANGGA | 1 January 1900 |  | 3 March 2015 | GANDHI YANRANGGA | - |  | ACTIVE
135133692 | ALGWD | ALARIS GW DEDICATED | IMAGING | CAREFUSION | GN00002183 | RSUD DR M SOEWANDHIE SURABAYA | SURABAYA-1 | JAWA TIMUR | SURABAYA | MAIN UNIT | CUSTOMER | 3 March 2015 | GANDHI YANRANGGA | 1 January 1900 |  | 3 March 2015 | GANDHI YANRANGGA | - |  | ACTIVE
135133693 | ALGWD | ALARIS GW DEDICATED | IMAGING | CAREFUSION | GN00002183 | RSUD DR M SOEWANDHIE SURABAYA | SURABAYA-1 | JAWA TIMUR | SURABAYA | MAIN UNIT | CUSTOMER | - |  | 1 January 1900 |  | - |  | - |  | ACTIVE
135133695 | ALGWD | ALARIS GW DEDICATED | IMAGING | CAREFUSION | GN00002183 | RSUD DR M SOEWANDHIE SURABAYA | SURABAYA-1 | JAWA TIMUR | SURABAYA | MAIN UNIT | CUSTOMER | 12 March 2016 |  | 1 January 1900 |  | 12 March 2016 |  | - |  | ACTIVE
135133696 | ALGWD | ALARIS GW DEDICATED | IMAGING | CAREFUSION | GN00002183 | RSUD DR M SOEWANDHIE SURABAYA | SURABAYA-1 | JAWA TIMUR | SURABAYA | MAIN UNIT | CUSTOMER | 12 March 2016 |  | 1 January 1900 |  | 12 March 2016 |  | - |  | ACTIVE
135133697 | ALGWD | ALARIS GW DEDICATED | IMAGING | CAREFUSION | GN00002183 | RSUD DR M SOEWANDHIE SURABAYA | SURABAYA-1 | JAWA TIMUR | SURABAYA | MAIN UNIT | CUSTOMER | 4 March 2015 | ZENZEN | 1 January 1900 |  | 4 March 2015 | ZENZEN | - |  | ACTIVE
135133698 | ALGWD | ALARIS GW DEDICATED | IMAGING | CAREFUSION | GN00002183 | RSUD DR M SOEWANDHIE SURABAYA | SURABAYA-1 | JAWA TIMUR | SURABAYA | MAIN UNIT | CUSTOMER | 3 March 2015 | ZENZEN | 1 January 1900 |  | 3 March 2015 | ZENZEN | - |  | ACTIVE
135133699 | ALGWD | ALARIS GW DEDICATED | IMAGING | CAREFUSION | GN00002183 | RSUD DR M SOEWANDHIE SURABAYA | SURABAYA-1 | JAWA TIMUR | SURABAYA | MAIN UNIT | CUSTOMER | 12 March 2016 |  | 1 January 1900 |  | 12 March 2016 |  | - |  | ACTIVE
135133700 | ALGWD | ALARIS GW DEDICATED | IMAGING | CAREFUSION | GN00002183 | RSUD DR M SOEWANDHIE SURABAYA | SURABAYA-1 | JAWA TIMUR | SURABAYA | MAIN UNIT | CUSTOMER | - |  | 1 January 1900 |  | - |  | - |  | ACTIVE
135133701 | ALGWD | ALARIS GW DEDICATED | IMAGING | CAREFUSION | GN00002183 | RSUD DR M SOEWANDHIE SURABAYA | SURABAYA-1 | JAWA TIMUR | SURABAYA | MAIN UNIT | CUSTOMER | 4 March 2015 | ZENZEN | 1 January 1900 |  | 4 March 2015 | ZENZEN | - |  | ACTIVE
135133702 | ALGWD | ALARIS GW DEDICATED | IMAGING | CAREFUSION | GN00002183 | RSUD DR M SOEWANDHIE SURABAYA | SURABAYA-1 | JAWA TIMUR | SURABAYA | MAIN UNIT | CUSTOMER | - |  | 1 January 1900 |  | - |  | - |  | ACTIVE
135133703 | ALGWD | ALARIS GW DEDICATED | IMAGING | CAREFUSION | GN00002183 | RSUD DR M SOEWANDHIE SURABAYA | SURABAYA-1 | JAWA TIMUR | SURABAYA | MAIN UNIT | CUSTOMER | - |  | 1 January 1900 |  | - |  | - |  | ACTIVE
135133704 | ALGWD | ALARIS GW DEDICATED | IMAGING | CAREFUSION | GN00002183 | RSUD DR M SOEWANDHIE SURABAYA | SURABAYA-1 | JAWA TIMUR | SURABAYA | MAIN UNIT | CUSTOMER | 12 March 2016 |  | 1 January 1900 |  | 12 March 2016 |  | - |  | ACTIVE
135133705 | ALGWD | ALARIS GW DEDICATED | IMAGING | CAREFUSION | GN00002183 | RSUD DR M SOEWANDHIE SURABAYA | SURABAYA-1 | JAWA TIMUR | SURABAYA | MAIN UNIT | CUSTOMER | - |  | 1 January 1900 |  | - |  | - |  | ACTIVE
135133707 | ALGWD | ALARIS GW DEDICATED | IMAGING | CAREFUSION | GN00002183 | RSUD DR M SOEWANDHIE SURABAYA | SURABAYA-1 | JAWA TIMUR | SURABAYA | MAIN UNIT | CUSTOMER | 12 March 2016 |  | 1 January 1900 |  | 12 March 2016 |  | - |  | ACTIVE
135133708 | ALGWD | ALARIS GW DEDICATED | IMAGING | CAREFUSION | GN00002183 | RSUD DR M SOEWANDHIE SURABAYA | SURABAYA-1 | JAWA TIMUR | SURABAYA | MAIN UNIT | CUSTOMER | - |  | 1 January 1900 |  | - |  | - |  | ACTIVE
135133709 | ALGWD | ALARIS GW DEDICATED | IMAGING | CAREFUSION | GN00002183 | RSUD DR M SOEWANDHIE SURABAYA | SURABAYA-1 | JAWA TIMUR | SURABAYA | MAIN UNIT | CUSTOMER | 3 March 2015 | GANDHI YANRANGGA | 1 January 1900 |  | 3 March 2015 | GANDHI YANRANGGA | - |  | ACTIVE
135133711 | ALGWD | ALARIS GW DEDICATED | IMAGING | CAREFUSION | GN00002183 | RSUD DR M SOEWANDHIE SURABAYA | SURABAYA-1 | JAWA TIMUR | SURABAYA | MAIN UNIT | CUSTOMER | - |  | 1 January 1900 |  | - |  | - |  | ACTIVE
135133712 | ALGWD | ALARIS GW DEDICATED | IMAGING | CAREFUSION | GN00002183 | RSUD DR M SOEWANDHIE SURABAYA | SURABAYA-1 | JAWA TIMUR | SURABAYA | MAIN UNIT | CUSTOMER | - |  | 1 January 1900 |  | - |  | - |  | ACTIVE
135133713 | ALGWD | ALARIS GW DEDICATED | IMAGING | CAREFUSION | GN00002183 | RSUD DR M SOEWANDHIE SURABAYA | SURABAYA-1 | JAWA TIMUR | SURABAYA | MAIN UNIT | CUSTOMER | 20 February 2015 | GANDHI YANRANGGA | 1 January 1900 |  | 20 February 2015 | GANDHI YANRANGGA | - |  | ACTIVE
135133714 | ALGWD | ALARIS GW DEDICATED | IMAGING | CAREFUSION | GN00002183 | RSUD DR M SOEWANDHIE SURABAYA | SURABAYA-1 | JAWA TIMUR | SURABAYA | MAIN UNIT | CUSTOMER | 12 March 2016 |  | 1 January 1900 |  | 12 March 2016 |  | - |  | ACTIVE
135133715 | ALGWD | ALARIS GW DEDICATED | IMAGING | CAREFUSION | GN00002183 | RSUD DR M SOEWANDHIE SURABAYA | SURABAYA-1 | JAWA TIMUR | SURABAYA | MAIN UNIT | CUSTOMER | - |  | 1 January 1900 |  | - |  | - |  | ACTIVE
135133716 | ALGWD | ALARIS GW DEDICATED | IMAGING | CAREFUSION | GN00002183 | RSUD DR M SOEWANDHIE SURABAYA | SURABAYA-1 | JAWA TIMUR | SURABAYA | MAIN UNIT | CUSTOMER | 12 March 2016 |  | 1 January 1900 |  | 12 March 2016 |  | - |  | ACTIVE
135133717 | ALGWD | ALARIS GW DEDICATED | IMAGING | CAREFUSION | GN00001206 | RSUD PROF DR MARGONO SOEKARJO | PURWOKERTO | JAWA TENGAH | BANYUMAS | MAIN UNIT | CUSTOMER | 28 April 2015 | DIAN FEBRIYANA - TSE | 1 January 1900 |  | 28 April 2015 | DIAN FEBRIYANA - TSE | - |  | ACTIVE
135133718 | ALGWD | ALARIS GW DEDICATED | IMAGING | CAREFUSION | GN00001206 | RSUD PROF DR MARGONO SOEKARJO | PURWOKERTO | JAWA TENGAH | BANYUMAS | MAIN UNIT | CUSTOMER | 28 April 2015 | DIAN FEBRIYANA - TSE | 1 January 1900 |  | 28 April 2015 | DIAN FEBRIYANA - TSE | - |  | ACTIVE
135133719 | ALGWD | ALARIS GW DEDICATED | IMAGING | CAREFUSION | GN00001206 | RSUD PROF DR MARGONO SOEKARJO | PURWOKERTO | JAWA TENGAH | BANYUMAS | MAIN UNIT | CUSTOMER | 28 April 2015 | DIAN FEBRIYANA - TSE | 1 January 1900 |  | 28 April 2015 | DIAN FEBRIYANA - TSE | - |  | ACTIVE
135133720 | ALGRD |  |  |  | GN00001206 | RSUD PROF DR MARGONO SOEKARJO | PURWOKERTO | JAWA TENGAH | BANYUMAS | MAIN UNIT | CUSTOMER | 28 April 2015 | DIAN FEBRIYANA - TSE | 1 January 1900 |  | 28 April 2015 | DIAN FEBRIYANA - TSE | - |  | INACTIVE
135133721 | ALGWD | ALARIS GW DEDICATED | IMAGING | CAREFUSION | GN00001206 | RSUD PROF DR MARGONO SOEKARJO | PURWOKERTO | JAWA TENGAH | BANYUMAS | MAIN UNIT | CUSTOMER | 28 April 2015 | DIAN FEBRIYANA - TSE | 1 January 1900 |  | 28 April 2015 | DIAN FEBRIYANA - TSE | - |  | ACTIVE
135133722 | ALGWD | ALARIS GW DEDICATED | IMAGING | CAREFUSION | GN00001206 | RSUD PROF DR MARGONO SOEKARJO | PURWOKERTO | JAWA TENGAH | BANYUMAS | MAIN UNIT | CUSTOMER | 28 April 2015 | DIAN FEBRIYANA - TSE | 1 January 1900 |  | 28 April 2015 | DIAN FEBRIYANA - TSE | - |  | ACTIVE
135133730 | ALGWD | ALARIS GW DEDICATED | IMAGING | CAREFUSION | GN00000209 | RUMAH SAKIT UMUM DAERAH KECAMATAN MANDAU (RSUD DURI) | PEKAN BARU | RIAU | BENGKALIS | MAIN UNIT | CUSTOMER | 1 February 1990 | AGUS FAUZI | 5 February 2013 |  | 1 February 1990 | AGUS FAUZI | - |  | ACTIVE
135133732 | ALGWD | ALARIS GW DEDICATED | IMAGING | CAREFUSION | GN00000209 | RUMAH SAKIT UMUM DAERAH KECAMATAN MANDAU (RSUD DURI) | PEKAN BARU | RIAU | BENGKALIS | MAIN UNIT | CUSTOMER | 1 February 1990 | AGUS FAUZI | 1 January 1900 |  | 1 February 1990 | AGUS FAUZI | - |  | ACTIVE
135133735 | ALGWD | ALARIS GW DEDICATED | IMAGING | CAREFUSION | GN00000201 | RSUD ARIFIN ACHMAD - PEKANBARU | PEKAN BARU | RIAU | PEKANBARU | MAIN UNIT | CUSTOMER | 1 February 1990 | MULKAN | 1 January 1900 |  | 1 February 1990 | MULKAN | - |  | ACTIVE
135133736 | ALGWD | ALARIS GW DEDICATED | IMAGING | CAREFUSION | GN00000201 | RSUD ARIFIN ACHMAD - PEKANBARU | PEKAN BARU | RIAU | PEKANBARU | MAIN UNIT | CUSTOMER | 28 March 2015 | MULKAN | 1 January 1900 |  | 28 March 2015 | MULKAN | - |  | ACTIVE
135133737 | ALGWD | ALARIS GW DEDICATED | IMAGING | CAREFUSION | GN00000201 | RSUD ARIFIN ACHMAD - PEKANBARU | PEKAN BARU | RIAU | PEKANBARU | MAIN UNIT | CUSTOMER | 1 February 1990 | MULKAN | 1 January 1900 |  | 1 February 1990 | MULKAN | - |  | ACTIVE
135133738 | ALGWD | ALARIS GW DEDICATED | IMAGING | CAREFUSION | GN00000201 | RSUD ARIFIN ACHMAD - PEKANBARU | PEKAN BARU | RIAU | PEKANBARU | MAIN UNIT | CUSTOMER | 28 March 2015 | MULKAN | 1 February 2013 |  | 28 March 2015 | MULKAN | - |  | ACTIVE
135133739 | ALGWD | ALARIS GW DEDICATED | IMAGING | CAREFUSION | GN00000238 | RSUD M NATSIR SOLOK | PADANG | SUMATERA BARAT | SOLOK | MAIN UNIT | CUSTOMER | 12 March 2016 |  | 14 December 2012 |  | 12 March 2016 |  | - |  | ACTIVE
135133740 | ALGWD | ALARIS GW DEDICATED | IMAGING | CAREFUSION | GN00000238 | RSUD M NATSIR SOLOK | PADANG | SUMATERA BARAT | SOLOK | MAIN UNIT | CUSTOMER | 12 March 2016 |  | 14 December 2012 |  | 12 March 2016 |  | - |  | ACTIVE
135133741 | ALGWD | ALARIS GW DEDICATED | IMAGING | CAREFUSION | GN00000238 | RSUD M NATSIR SOLOK | PADANG | SUMATERA BARAT | SOLOK | MAIN UNIT | CUSTOMER | 12 March 2016 |  | 14 December 2012 |  | 12 March 2016 |  | - |  | ACTIVE
135133742 | ALGWD | ALARIS GW DEDICATED | IMAGING | CAREFUSION | GN00000238 | RSUD M NATSIR SOLOK | PADANG | SUMATERA BARAT | SOLOK | MAIN UNIT | CUSTOMER | 12 March 2016 |  | 14 December 2012 |  | 12 March 2016 |  | - |  | ACTIVE
135133743 | ALGWD | ALARIS GW DEDICATED | IMAGING | CAREFUSION | GN00000238 | RSUD M NATSIR SOLOK | PADANG | SUMATERA BARAT | SOLOK | MAIN UNIT | CUSTOMER | 26 December 2014 | TRIYONO - TSE AREA BARAT | 1 January 2013 |  | 26 December 2014 | TRIYONO - TSE AREA BARAT | - |  | ACTIVE
135133744 | ALGWD | ALARIS GW DEDICATED | IMAGING | CAREFUSION | GN00000238 | RSUD M NATSIR SOLOK | PADANG | SUMATERA BARAT | SOLOK | MAIN UNIT | CUSTOMER | 12 March 2016 |  | 14 December 2012 |  | 12 March 2016 |  | - |  | ACTIVE
135133745 | ALGWD | ALARIS GW DEDICATED | IMAGING | CAREFUSION | GN00000201 | RSUD ARIFIN ACHMAD - PEKANBARU | PEKAN BARU | RIAU | PEKANBARU | MAIN UNIT | CUSTOMER | 26 December 2014 | MULKAN | 1 January 1900 |  | 26 December 2014 | MULKAN | - |  | ACTIVE
135133746 | ALGWD | ALARIS GW DEDICATED | IMAGING | CAREFUSION | GN00000201 | RSUD ARIFIN ACHMAD - PEKANBARU | PEKAN BARU | RIAU | PEKANBARU | MAIN UNIT | CUSTOMER | 28 March 2015 | MULKAN | 1 January 1900 |  | 28 March 2015 | MULKAN | - |  | ACTIVE
135133747 | ALGWD | ALARIS GW DEDICATED | IMAGING | CAREFUSION | GN00000201 | RSUD ARIFIN ACHMAD - PEKANBARU | PEKAN BARU | RIAU | PEKANBARU | MAIN UNIT | CUSTOMER | 1 February 1990 | MULKAN | 1 January 1900 |  | 1 February 1990 | MULKAN | - |  | ACTIVE
135133748 | ALGWD | ALARIS GW DEDICATED | IMAGING | CAREFUSION | GN00000201 | RSUD ARIFIN ACHMAD - PEKANBARU | PEKAN BARU | RIAU | PEKANBARU | MAIN UNIT | CUSTOMER | 1 February 1990 | MULKAN | 1 January 1900 |  | 1 February 1990 | MULKAN | - |  | ACTIVE
135133749 | ALGRD |  |  |  | GN00001909 | RSUD MUNTILAN | YOGYAKARTA | YOGYAKARTA | YOGYAKARTA | MAIN UNIT | CUSTOMER | 1 February 1990 | DIAN FEBRIYANA - TSE | 1 January 1900 |  | 1 February 1990 | DIAN FEBRIYANA - TSE | - |  | INACTIVE
135133752 | ALGRD |  |  |  | GN00001909 | RSUD MUNTILAN | YOGYAKARTA | YOGYAKARTA | YOGYAKARTA | MAIN UNIT | CUSTOMER | 12 March 2016 |  | 1 January 1900 |  | 12 March 2016 |  | - |  | INACTIVE
135133755 | ALGWD | ALARIS GW DEDICATED | IMAGING | CAREFUSION | GN00002784 | RS PENDIDIKAN UNAIR KAMPUS C | SURABAYA-2 | JAWA TIMUR | SURABAYA | MAIN UNIT | CUSTOMER | 4 March 2016 | GANDHI YANRANGGA | 1 January 1900 |  | 4 March 2016 | GANDHI YANRANGGA | - |  | ACTIVE
135133756 | ALGWD | ALARIS GW DEDICATED | IMAGING | CAREFUSION | GN00002784 | RS PENDIDIKAN UNAIR KAMPUS C | SURABAYA-2 | JAWA TIMUR | SURABAYA | MAIN UNIT | CUSTOMER | 4 March 2016 | GANDHI YANRANGGA | 1 January 1900 |  | 4 March 2016 | GANDHI YANRANGGA | - |  | ACTIVE
135133757 | ALGWD | ALARIS GW DEDICATED | IMAGING | CAREFUSION | GN00001899 | POLTEKES KEMENKES | YOGYAKARTA | YOGYAKARTA | YOGYAKARTA | MAIN UNIT | CUSTOMER | 9 February 2015 | DIAN FEBRIYANA - TSE | 1 January 1900 |  | 9 February 2015 | DIAN FEBRIYANA - TSE | - |  | ACTIVE
135133758 | ALGWD | ALARIS GW DEDICATED | IMAGING | CAREFUSION | GN00002165 | RSUD Dr R Koesma tuban pop | SURABAYA-1 | JAWA TIMUR | TUBAN | MAIN UNIT | CUSTOMER | 1 February 1990 | ANDRIAS NUGROHO - TSE | 1 January 1900 |  | 1 February 1990 | ANDRIAS NUGROHO - TSE | - |  | ACTIVE
135133759 | ALGWD | ALARIS GW DEDICATED | IMAGING | CAREFUSION | GN00002165 | RSUD Dr R Koesma tuban pop | SURABAYA-1 | JAWA TIMUR | TUBAN | MAIN UNIT | CUSTOMER | 12 March 2016 |  | 1 January 1900 |  | 12 March 2016 |  | - |  | ACTIVE
135133760 | ALGWD | ALARIS GW DEDICATED | IMAGING | CAREFUSION | GN00002165 | RSUD Dr R Koesma tuban pop | SURABAYA-1 | JAWA TIMUR | TUBAN | MAIN UNIT | CUSTOMER | 12 March 2016 |  | 1 January 1900 |  | 12 March 2016 |  | - |  | ACTIVE
135133845 | ALGH1 | ALARIS GH | IMAGING | CAREFUSION | GN00003154 | RSUD BITUNG | MANADO | SULAWESI UTARA | MANADO | MAIN UNIT | CUSTOMER | - |  | 12 December 2013 |  | - |  | - |  | ACTIVE
135133950 | ALGH1 | ALARIS GH | IMAGING | CAREFUSION | GN00003154 | RSUD BITUNG | MANADO | SULAWESI UTARA | MANADO | MAIN UNIT | CUSTOMER | - |  | 12 December 2013 |  | - |  | - |  | ACTIVE
135133964 | NI57U |  |  |  | GN00003169 | RSUD DR. WAHIDIN SUDIRO HUSODO MOJOKERTO | SURABAYA-2 | JAWA TIMUR | MOJOKERTO | MAIN UNIT | CUSTOMER | 12 June 2014 | FIRMAN GEA | 1 January 1900 |  | 12 June 2014 | FIRMAN GEA | - |  | INACTIVE
135133967 | ALGH1 | ALARIS GH | IMAGING | CAREFUSION | GN00000201 | RSUD ARIFIN ACHMAD - PEKANBARU | PEKAN BARU | RIAU | PEKANBARU | MAIN UNIT | CUSTOMER | - |  | 1 January 1900 |  | - |  | - |  | ACTIVE
135133968 | ALGH1 | ALARIS GH | IMAGING | CAREFUSION | GN00001066 | RSUD CIBINONG | BOGOR | JAWA BARAT | BOGOR | MAIN UNIT | CUSTOMER | 3 August 2015 | IBNUL AZIZ - TSE | 31 July 2015 |  | 3 August 2015 | IBNUL AZIZ - TSE | - |  | ACTIVE
135133988 | ALGH1 | ALARIS GH | IMAGING | CAREFUSION | GN00000201 | RSUD ARIFIN ACHMAD - PEKANBARU | PEKAN BARU | RIAU | PEKANBARU | MAIN UNIT | CUSTOMER | 20 February 2015 | MULKAN | 1 January 1900 |  | 20 February 2015 | MULKAN | - |  | ACTIVE
135134831 | ALGH1 | ALARIS GH | IMAGING | CAREFUSION | GN00002955 | RSUD SURADADI | TEGAL | JAWA TENGAH | TEGAL | MAIN UNIT | CUSTOMER | 12 March 2016 |  | 1 January 1900 |  | 12 March 2016 |  | - |  | ACTIVE
135134832 | ALGH1 | ALARIS GH | IMAGING | CAREFUSION | GN00000292 | RSUD DR H RM DJOELHAM | MEDAN | SUMATERA UTARA | BINJAI | MAIN UNIT | CUSTOMER | 12 March 2016 |  | 19 December 2013 |  | 12 March 2016 |  | - |  | ACTIVE
135134833 | NI57U |  |  |  | GN00003169 | RSUD DR. WAHIDIN SUDIRO HUSODO MOJOKERTO | SURABAYA-2 | JAWA TIMUR | MOJOKERTO | MAIN UNIT | CUSTOMER | 12 June 2014 | FIRMAN GEA | 1 January 1900 |  | 12 June 2014 | FIRMAN GEA | - |  | INACTIVE
135134834 | ALGH1 | ALARIS GH | IMAGING | CAREFUSION | GN00003154 | RSUD BITUNG | MANADO | SULAWESI UTARA | MANADO | MAIN UNIT | CUSTOMER | - |  | 12 December 2013 |  | - |  | - |  | ACTIVE
135134836 | ALGH1 | ALARIS GH | IMAGING | CAREFUSION | GN00001066 | RSUD CIBINONG | BOGOR | JAWA BARAT | BOGOR | MAIN UNIT | CUSTOMER | 3 August 2015 | IBNUL AZIZ - TSE | 31 July 2015 |  | 3 August 2015 | IBNUL AZIZ - TSE | - |  | ACTIVE
135134837 | ALGH1 | ALARIS GH | IMAGING | CAREFUSION | GN00002642 | RS PENDIDIKAN RIAU | PEKAN BARU | RIAU | PEKANBARU | MAIN UNIT | CUSTOMER | 12 March 2016 |  | 19 December 2013 |  | 12 March 2016 |  | - |  | ACTIVE
135134838 | ALGH1 | ALARIS GH | IMAGING | CAREFUSION | GN00002183 | RSUD DR M SOEWANDHIE SURABAYA | SURABAYA-1 | JAWA TIMUR | SURABAYA | MAIN UNIT | CUSTOMER | 12 March 2016 |  | 1 January 1900 |  | 12 March 2016 |  | - |  | ACTIVE
135134840 | ALGH1 | ALARIS GH | IMAGING | CAREFUSION | GN00001204 | RSUD CILACAP | PURWOKERTO | JAWA TENGAH | CILACAP | MAIN UNIT | CUSTOMER | 12 March 2016 |  | 17 December 2013 |  | 12 March 2016 |  | - |  | ACTIVE
135134841 | ALGH1 | ALARIS GH | IMAGING | CAREFUSION | GN00001066 | RSUD CIBINONG | BOGOR | JAWA BARAT | BOGOR | MAIN UNIT | CUSTOMER | 20 May 2015 | IBNUL AZIZ - TSE | 6 December 2013 |  | 20 May 2015 | IBNUL AZIZ - TSE | - |  | ACTIVE
135134842 | ALGH1 | ALARIS GH | IMAGING | CAREFUSION | GN00001066 | RSUD CIBINONG | BOGOR | JAWA BARAT | BOGOR | MAIN UNIT | CUSTOMER | 3 August 2015 | IBNUL AZIZ - TSE | 31 July 2015 |  | 3 August 2015 | IBNUL AZIZ - TSE | - |  | ACTIVE
135134843 | ALGH1 | ALARIS GH | IMAGING | CAREFUSION | GN00000201 | RSUD ARIFIN ACHMAD - PEKANBARU | PEKAN BARU | RIAU | PEKANBARU | MAIN UNIT | CUSTOMER | - |  | 1 January 1900 |  | - |  | - |  | ACTIVE
135134845 | ALGH1 | ALARIS GH | IMAGING | CAREFUSION | GN00001066 | RSUD CIBINONG | BOGOR | JAWA BARAT | BOGOR | MAIN UNIT | CUSTOMER | 3 August 2015 | IBNUL AZIZ - TSE | 31 July 2015 |  | 3 August 2015 | IBNUL AZIZ - TSE | - |  | ACTIVE
135134847 | ALGH1 | ALARIS GH | IMAGING | CAREFUSION | GN00001206 | RSUD PROF DR MARGONO SOEKARJO | PURWOKERTO | JAWA TENGAH | BANYUMAS | MAIN UNIT | CUSTOMER | 12 March 2016 |  | 1 January 1900 |  | 12 March 2016 |  | - |  | ACTIVE
135134848 | ALCC1 | ALARIS CC | IMAGING | CAREFUSION | GN00002986 | RDC PUSAT - RAWAGELAM | PUSAT | DKI JAKARTA | JAKARTA TIMUR | MAIN UNIT | EMP | 23 September 2014 | GATOT SURYA ADIPUTRA - TSE | 1 January 1900 |  | 23 September 2014 | GATOT SURYA ADIPUTRA - TSE | - |  | ACTIVE
135134849 | ALGH1 | ALARIS GH | IMAGING | CAREFUSION | GN00001066 | RSUD CIBINONG | BOGOR | JAWA BARAT | BOGOR | MAIN UNIT | CUSTOMER | 3 August 2015 | IBNUL AZIZ - TSE | 31 July 2015 |  | 3 August 2015 | IBNUL AZIZ - TSE | - |  | ACTIVE
135134851 | ALGH1 | ALARIS GH | IMAGING | CAREFUSION | GN00003154 | RSUD BITUNG | MANADO | SULAWESI UTARA | MANADO | MAIN UNIT | CUSTOMER | - |  | 12 December 2013 |  | - |  | - |  | ACTIVE
135134854 | ALGH1 | ALARIS GH | IMAGING | CAREFUSION | GN00002183 | RSUD DR M SOEWANDHIE SURABAYA | SURABAYA-1 | JAWA TIMUR | SURABAYA | MAIN UNIT | CUSTOMER | 12 March 2016 |  | 1 January 1900 |  | 12 March 2016 |  | - |  | ACTIVE
135134855 | ALGH1 | ALARIS GH | IMAGING | CAREFUSION | GN00001124 | RSUD DR. SOEKARDJO KOTA TASIKMALAYA | TASIKMALAYA | JAWA BARAT | TASIKMALAYA | MAIN UNIT | CUSTOMER | 12 March 2016 |  | 18 December 2013 |  | 12 March 2016 |  | - |  | ACTIVE
135134858 | ALGH1 | ALARIS GH | IMAGING | CAREFUSION | GN00002178 | RSUD DR SOETOMO SURABAYA | SURABAYA-1 | JAWA TIMUR | SURABAYA | MAIN UNIT | CUSTOMER | 12 March 2016 |  | 1 January 1900 |  | 12 March 2016 |  | - |  | ACTIVE
135134864 | ALGH1 | ALARIS GH | IMAGING | CAREFUSION | GN00000201 | RSUD ARIFIN ACHMAD - PEKANBARU | PEKAN BARU | RIAU | PEKANBARU | MAIN UNIT | CUSTOMER | - |  | 1 January 1900 |  | - |  | - |  | ACTIVE
135134865 | ALGH1 | ALARIS GH | IMAGING | CAREFUSION | GN00000278 | RSU PROF DR MA HANAFIAH (BATU SANGKAR) | PADANG | SUMATERA BARAT | BATUSANGKAR | MAIN UNIT | CUSTOMER | 12 March 2016 |  | 4 December 2013 |  | 12 March 2016 |  | - |  | ACTIVE
135134866 | NI57U |  |  |  | GN00003169 | RSUD DR. WAHIDIN SUDIRO HUSODO MOJOKERTO | SURABAYA-2 | JAWA TIMUR | MOJOKERTO | MAIN UNIT | CUSTOMER | 12 June 2014 | FIRMAN GEA | 1 January 1900 |  | 12 June 2014 | FIRMAN GEA | - |  | INACTIVE
135134868 | ALGH1 | ALARIS GH | IMAGING | CAREFUSION | GN00001066 | RSUD CIBINONG | BOGOR | JAWA BARAT | BOGOR | MAIN UNIT | CUSTOMER | 3 August 2015 | IBNUL AZIZ - TSE | 31 July 2015 |  | 3 August 2015 | IBNUL AZIZ - TSE | - |  | ACTIVE
135134872 | ALGH1 | ALARIS GH | IMAGING | CAREFUSION | GN00000201 | RSUD ARIFIN ACHMAD - PEKANBARU | PEKAN BARU | RIAU | PEKANBARU | MAIN UNIT | CUSTOMER | 20 February 2015 | MULKAN | 1 January 1900 |  | 20 February 2015 | MULKAN | - |  | ACTIVE
135134877 | ALGH1 | ALARIS GH | IMAGING | CAREFUSION | GN00000201 | RSUD ARIFIN ACHMAD - PEKANBARU | PEKAN BARU | RIAU | PEKANBARU | MAIN UNIT | CUSTOMER | - |  | 1 January 1900 |  | - |  | - |  | ACTIVE
135134878 | ALGH1 | ALARIS GH | IMAGING | CAREFUSION | GN00002165 | RSUD Dr R Koesma tuban pop | SURABAYA-1 | JAWA TIMUR | TUBAN | MAIN UNIT | CUSTOMER | 12 March 2016 |  | 1 January 1900 |  | 12 March 2016 |  | - |  | ACTIVE
135134880 | ALGH1 | ALARIS GH | IMAGING | CAREFUSION | GN00002178 | RSUD DR SOETOMO SURABAYA | SURABAYA-1 | JAWA TIMUR | SURABAYA | MAIN UNIT | CUSTOMER | 12 March 2016 |  | 1 January 1900 |  | 12 March 2016 |  | - |  | ACTIVE
135134882 | ALGH1 | ALARIS GH | IMAGING | CAREFUSION | GN00000201 | RSUD ARIFIN ACHMAD - PEKANBARU | PEKAN BARU | RIAU | PEKANBARU | MAIN UNIT | CUSTOMER | - |  | 1 January 1900 |  | - |  | - |  | ACTIVE
135134883 | ALGH1 | ALARIS GH | IMAGING | CAREFUSION | GN00002955 | RSUD SURADADI | TEGAL | JAWA TENGAH | TEGAL | MAIN UNIT | CUSTOMER | 12 March 2016 |  | 1 January 1900 |  | 12 March 2016 |  | - |  | ACTIVE
135134898 | ALGH1 | ALARIS GH | IMAGING | CAREFUSION | GN00003154 | RSUD BITUNG | MANADO | SULAWESI UTARA | MANADO | MAIN UNIT | CUSTOMER | - |  | 12 December 2013 |  | - |  | - |  | ACTIVE
135134940 | ALGH1 | ALARIS GH | IMAGING | CAREFUSION | GN00000278 | RSU PROF DR MA HANAFIAH (BATU SANGKAR) | PADANG | SUMATERA BARAT | BATUSANGKAR | MAIN UNIT | CUSTOMER | 12 March 2016 |  | 4 December 2013 |  | 12 March 2016 |  | - |  | ACTIVE
135134941 | ALGH1 | ALARIS GH | IMAGING | CAREFUSION | GN00002178 | RSUD DR SOETOMO SURABAYA | SURABAYA-1 | JAWA TIMUR | SURABAYA | MAIN UNIT | CUSTOMER | 12 March 2016 |  | 1 January 1900 |  | 12 March 2016 |  | - |  | ACTIVE
135134942 | ALGH1 | ALARIS GH | IMAGING | CAREFUSION | GN00000201 | RSUD ARIFIN ACHMAD - PEKANBARU | PEKAN BARU | RIAU | PEKANBARU | MAIN UNIT | CUSTOMER | - |  | 1 January 1900 |  | - |  | - |  | ACTIVE
135134953 | ALGH1 | ALARIS GH | IMAGING | CAREFUSION | GN00000292 | RSUD DR H RM DJOELHAM | MEDAN | SUMATERA UTARA | BINJAI | MAIN UNIT | CUSTOMER | 12 March 2016 |  | 19 December 2013 |  | 12 March 2016 |  | - |  | ACTIVE
135134974 | ALGH1 | ALARIS GH | IMAGING | CAREFUSION | GN00001066 | RSUD CIBINONG | BOGOR | JAWA BARAT | BOGOR | MAIN UNIT | CUSTOMER | 20 May 2015 | IBNUL AZIZ - TSE | 3 December 2013 |  | 20 May 2015 | IBNUL AZIZ - TSE | - |  | ACTIVE
135135228 | ALGH1 | ALARIS GH | IMAGING | CAREFUSION | GN00001066 | RSUD CIBINONG | BOGOR | JAWA BARAT | BOGOR | MAIN UNIT | CUSTOMER | 3 August 2015 | IBNUL AZIZ - TSE | 31 July 2015 |  | 3 August 2015 | IBNUL AZIZ - TSE | - |  | ACTIVE
135135245 | ALGH1 | ALARIS GH | IMAGING | CAREFUSION | GN00002165 | RSUD Dr R Koesma tuban pop | SURABAYA-1 | JAWA TIMUR | TUBAN | MAIN UNIT | CUSTOMER | 1 February 1990 | ANDRIAS NUGROHO - TSE | 1 January 1900 |  | 1 February 1990 | ANDRIAS NUGROHO - TSE | - |  | ACTIVE
135135259 | ALGH1 | ALARIS GH | IMAGING | CAREFUSION | GN00001066 | RSUD CIBINONG | BOGOR | JAWA BARAT | BOGOR | MAIN UNIT | CUSTOMER | 3 August 2015 | IBNUL AZIZ - TSE | 31 July 2015 |  | 3 August 2015 | IBNUL AZIZ - TSE | - |  | ACTIVE
135135260 | ALGH1 | ALARIS GH | IMAGING | CAREFUSION | GN00000149 | RSUD KAYU AGUNG | PALEMBANG | SUMATERA SELATAN | KOTA KAYU AGUNG | MAIN UNIT | CUSTOMER | 23 August 2016 |  | 1 January 2013 |  | 23 August 2016 |  | - |  | ACTIVE
135135261 | ALGH1 | ALARIS GH | IMAGING | CAREFUSION | GN00000292 | RSUD DR H RM DJOELHAM | MEDAN | SUMATERA UTARA | BINJAI | MAIN UNIT | CUSTOMER | 12 March 2016 |  | 19 December 2013 |  | 12 March 2016 |  | - |  | ACTIVE
135135262 | ALGH1 | ALARIS GH | IMAGING | CAREFUSION | GN00002642 | RS PENDIDIKAN RIAU | PEKAN BARU | RIAU | PEKANBARU | MAIN UNIT | CUSTOMER | 12 March 2016 |  | 19 December 2013 |  | 12 March 2016 |  | - |  | ACTIVE
135135263 | ALGH1 | ALARIS GH | IMAGING | CAREFUSION | GN00001066 | RSUD CIBINONG | BOGOR | JAWA BARAT | BOGOR | MAIN UNIT | CUSTOMER | 3 August 2015 | IBNUL AZIZ - TSE | 31 July 2015 |  | 3 August 2015 | IBNUL AZIZ - TSE | - |  | ACTIVE
135135264 | ALGH1 | ALARIS GH | IMAGING | CAREFUSION | GN00001066 | RSUD CIBINONG | BOGOR | JAWA BARAT | BOGOR | MAIN UNIT | CUSTOMER | 3 August 2015 | IBNUL AZIZ - TSE | 31 July 2015 |  | 3 August 2015 | IBNUL AZIZ - TSE | - |  | ACTIVE
135135265 | ALGH1 | ALARIS GH | IMAGING | CAREFUSION | GN00001204 | RSUD CILACAP | PURWOKERTO | JAWA TENGAH | CILACAP | MAIN UNIT | CUSTOMER | 12 March 2016 |  | 17 December 2013 |  | 12 March 2016 |  | - |  | ACTIVE
135135266 | ALGH1 | ALARIS GH | IMAGING | CAREFUSION | GN00002178 | RSUD DR SOETOMO SURABAYA | SURABAYA-1 | JAWA TIMUR | SURABAYA | MAIN UNIT | CUSTOMER | 12 March 2016 |  | 1 January 1900 |  | 12 March 2016 |  | - |  | ACTIVE
135135268 | ALGH1 | ALARIS GH | IMAGING | CAREFUSION | GN00002642 | RS PENDIDIKAN RIAU | PEKAN BARU | RIAU | PEKANBARU | MAIN UNIT | CUSTOMER | 12 March 2016 |  | 19 December 2013 |  | 12 March 2016 |  | - |  | ACTIVE
135135269 | ALGH1 | ALARIS GH | IMAGING | CAREFUSION | GN00008396 | PUSKESMAS NANGGULAN | YOGYAKARTA | YOGYAKARTA | YOGYAKARTA | MAIN UNIT | CUSTOMER | 3 February 2015 | DIAN FEBRIYANA - TSE | 3 December 2013 |  | 3 February 2015 | DIAN FEBRIYANA - TSE | - |  | ACTIVE
135135270 | ALGH1 | ALARIS GH | IMAGING | CAREFUSION | GN00001204 | RSUD CILACAP | PURWOKERTO | JAWA TENGAH | CILACAP | MAIN UNIT | CUSTOMER | 12 March 2016 |  | 17 December 2013 |  | 12 March 2016 |  | - |  | ACTIVE
135135272 | ALGH1 | ALARIS GH | IMAGING | CAREFUSION | GN00000149 | RSUD KAYU AGUNG | PALEMBANG | SUMATERA SELATAN | KOTA KAYU AGUNG | MAIN UNIT | CUSTOMER | 23 August 2016 |  | 31 January 2013 |  | 23 August 2016 |  | - |  | ACTIVE
135135274 | ALGH1 | ALARIS GH | IMAGING | CAREFUSION | GN00001204 | RSUD CILACAP | PURWOKERTO | JAWA TENGAH | CILACAP | MAIN UNIT | CUSTOMER | 12 March 2016 |  | 17 December 2013 |  | 12 March 2016 |  | - |  | ACTIVE
135135279 | ALGH1 | ALARIS GH | IMAGING | CAREFUSION | GN00001066 | RSUD CIBINONG | BOGOR | JAWA BARAT | BOGOR | MAIN UNIT | CUSTOMER | 3 August 2015 | IBNUL AZIZ - TSE | 31 July 2015 |  | 3 August 2015 | IBNUL AZIZ - TSE | - |  | ACTIVE
135135280 | ALGH1 | ALARIS GH | IMAGING | CAREFUSION | GN00000201 | RSUD ARIFIN ACHMAD - PEKANBARU | PEKAN BARU | RIAU | PEKANBARU | MAIN UNIT | CUSTOMER | - |  | 1 January 1900 |  | - |  | - |  | ACTIVE
135135281 | ALGH1 | ALARIS GH | IMAGING | CAREFUSION | GN00000201 | RSUD ARIFIN ACHMAD - PEKANBARU | PEKAN BARU | RIAU | PEKANBARU | MAIN UNIT | CUSTOMER | - |  | 1 January 1900 |  | - |  | - |  | ACTIVE
135135283 | ALGP1 |  |  |  | GN00002183 | RSUD DR M SOEWANDHIE SURABAYA | SURABAYA-1 | JAWA TIMUR | SURABAYA | MAIN UNIT | CUSTOMER | 22 September 2014 | NGATARI | 1 January 1900 |  | 22 September 2014 | NGATARI | - |  | INACTIVE
135135289 | ALGH1 | ALARIS GH | IMAGING | CAREFUSION | GN00000201 | RSUD ARIFIN ACHMAD - PEKANBARU | PEKAN BARU | RIAU | PEKANBARU | MAIN UNIT | CUSTOMER | - |  | 1 January 1900 |  | - |  | - |  | ACTIVE
135135290 | ALGH1 | ALARIS GH | IMAGING | CAREFUSION | GN00001899 | POLTEKES KEMENKES | YOGYAKARTA | YOGYAKARTA | YOGYAKARTA | MAIN UNIT | CUSTOMER | 9 February 2015 | DIAN FEBRIYANA - TSE | 1 January 1900 |  | 9 February 2015 | DIAN FEBRIYANA - TSE | - |  | ACTIVE
135136110 | ALGH1 | ALARIS GH | IMAGING | CAREFUSION | GN00000201 | RSUD ARIFIN ACHMAD - PEKANBARU | PEKAN BARU | RIAU | PEKANBARU | MAIN UNIT | CUSTOMER | 20 February 2015 | MULKAN | 1 January 1900 |  | 20 February 2015 | MULKAN | - |  | ACTIVE
135136112 | ALGH1 | ALARIS GH | IMAGING | CAREFUSION | GN00001066 | RSUD CIBINONG | BOGOR | JAWA BARAT | BOGOR | MAIN UNIT | CUSTOMER | 12 March 2016 |  | 6 December 2013 |  | 12 March 2016 |  | - |  | ACTIVE
135136120 | ALGH1 | ALARIS GH | IMAGING | CAREFUSION | GN00000292 | RSUD DR H RM DJOELHAM | MEDAN | SUMATERA UTARA | BINJAI | MAIN UNIT | CUSTOMER | 12 March 2016 |  | 19 December 2013 |  | 12 March 2016 |  | - |  | ACTIVE
135136122 | ALGH1 | ALARIS GH | IMAGING | CAREFUSION | GN00001204 | RSUD CILACAP | PURWOKERTO | JAWA TENGAH | CILACAP | MAIN UNIT | CUSTOMER | 12 March 2016 |  | 17 December 2013 |  | 12 March 2016 |  | - |  | ACTIVE
135136123 | ALGH1 | ALARIS GH | IMAGING | CAREFUSION | GN00000278 | RSU PROF DR MA HANAFIAH (BATU SANGKAR) | PADANG | SUMATERA BARAT | BATUSANGKAR | MAIN UNIT | CUSTOMER | 12 March 2016 |  | 4 December 2013 |  | 12 March 2016 |  | - |  | ACTIVE
135136124 | ALGH1 | ALARIS GH | IMAGING | CAREFUSION | GN00000201 | RSUD ARIFIN ACHMAD - PEKANBARU | PEKAN BARU | RIAU | PEKANBARU | MAIN UNIT | CUSTOMER | - |  | 1 January 1900 |  | - |  | - |  | ACTIVE
135136132 | ALGH1 | ALARIS GH | IMAGING | CAREFUSION | GN00003001 | PT. ENSEVAL MEDIKA PRIMA - HO | PUSAT | DKI JAKARTA | JAKARTA TIMUR | MAIN UNIT | EMP | - |  | 22 February 2017 |  | - |  | - |  | ACTIVE
135136159 | ALGH1 | ALARIS GH | IMAGING | CAREFUSION | GN00001066 | RSUD CIBINONG | BOGOR | JAWA BARAT | BOGOR | MAIN UNIT | CUSTOMER | 12 March 2016 |  | 6 December 2013 |  | 12 March 2016 |  | - |  | ACTIVE
135136160 | ALGH1 | ALARIS GH | IMAGING | CAREFUSION | GN00000292 | RSUD DR H RM DJOELHAM | MEDAN | SUMATERA UTARA | BINJAI | MAIN UNIT | CUSTOMER | 12 March 2016 |  | 19 December 2013 |  | 12 March 2016 |  | - |  | ACTIVE
135136161 | ALGH1 | ALARIS GH | IMAGING | CAREFUSION | GN00001066 | RSUD CIBINONG | BOGOR | JAWA BARAT | BOGOR | MAIN UNIT | CUSTOMER | 3 August 2015 | IBNUL AZIZ - TSE | 31 July 2015 |  | 3 August 2015 | IBNUL AZIZ - TSE | - |  | ACTIVE
135136758 | ALCC1 | ALARIS CC | IMAGING | CAREFUSION | GN00002986 | RDC PUSAT - RAWAGELAM | PUSAT | DKI JAKARTA | JAKARTA TIMUR | MAIN UNIT | EMP | 23 September 2014 | ARIEF SETIAWAN - TSE CP | 1 January 1900 |  | 23 September 2014 | ARIEF SETIAWAN - TSE CP | - |  | ACTIVE
135137183 | NI57U |  |  |  | GN00003169 | RSUD DR. WAHIDIN SUDIRO HUSODO MOJOKERTO | SURABAYA-2 | JAWA TIMUR | MOJOKERTO | MAIN UNIT | CUSTOMER | 12 June 2014 | FIRMAN GEA | 1 January 1900 |  | 12 June 2014 | FIRMAN GEA | - |  | INACTIVE
135137197 | ALGH1 | ALARIS GH | IMAGING | CAREFUSION | GN00001066 | RSUD CIBINONG | BOGOR | JAWA BARAT | BOGOR | MAIN UNIT | CUSTOMER | 3 August 2015 | IBNUL AZIZ - TSE | 31 July 2015 |  | 3 August 2015 | IBNUL AZIZ - TSE | - |  | ACTIVE
135137200 | ALGH1 | ALARIS GH | IMAGING | CAREFUSION | GN00001066 | RSUD CIBINONG | BOGOR | JAWA BARAT | BOGOR | MAIN UNIT | CUSTOMER | 3 August 2015 | IBNUL AZIZ - TSE | 31 July 2015 |  | 3 August 2015 | IBNUL AZIZ - TSE | - |  | ACTIVE
135137201 | ALGH1 | ALARIS GH | IMAGING | CAREFUSION | GN00002642 | RS PENDIDIKAN RIAU | PEKAN BARU | RIAU | PEKANBARU | MAIN UNIT | CUSTOMER | 12 March 2016 |  | 19 December 2013 |  | 12 March 2016 |  | - |  | ACTIVE
135137202 | ALGH1 | ALARIS GH | IMAGING | CAREFUSION | GN00000969 | RSUD LEMBANG | BANDUNG | JAWA BARAT | PALEMBANG | MAIN UNIT | CUSTOMER | 12 May 2014 | SUKMA WIJAYA - TSE | 23 June 2013 |  | 12 May 2014 | SUKMA WIJAYA - TSE | - |  | ACTIVE
135137203 | ALGH1 | ALARIS GH | IMAGING | CAREFUSION | GN00000149 | RSUD KAYU AGUNG | PALEMBANG | SUMATERA SELATAN | KOTA KAYU AGUNG | MAIN UNIT | CUSTOMER | - |  | 2 January 2013 |  | - |  | - |  | ACTIVE
135137204 | ALGH1 | ALARIS GH | IMAGING | CAREFUSION | GN00001126 | RSUD DR SLAMET GARUT | TASIKMALAYA | JAWA BARAT | GARUT | MAIN UNIT | CUSTOMER | 1 February 1990 | SUKMA WIJAYA - TSE | 17 December 2013 |  | 1 February 1990 | SUKMA WIJAYA - TSE | - |  | ACTIVE
135137205 | ALGH1 | ALARIS GH | IMAGING | CAREFUSION | GN00001204 | RSUD CILACAP | PURWOKERTO | JAWA TENGAH | CILACAP | MAIN UNIT | CUSTOMER | 1 February 1990 | ANDRIAS NUGROHO - TSE | 17 December 2013 |  | 1 February 1990 | ANDRIAS NUGROHO - TSE | - |  | ACTIVE
135137206 | ALGH1 | ALARIS GH | IMAGING | CAREFUSION | GN00000149 | RSUD KAYU AGUNG | PALEMBANG | SUMATERA SELATAN | KOTA KAYU AGUNG | MAIN UNIT | CUSTOMER | 23 August 2016 |  | 1 January 2013 |  | 23 August 2016 |  | - |  | ACTIVE
135137267 | ALGH1 | ALARIS GH | IMAGING | CAREFUSION | GN00000292 | RSUD DR H RM DJOELHAM | MEDAN | SUMATERA UTARA | BINJAI | MAIN UNIT | CUSTOMER | 12 March 2016 |  | 19 December 2013 |  | 12 March 2016 |  | - |  | ACTIVE
135137268 | ALGH1 | ALARIS GH | IMAGING | CAREFUSION | GN00002642 | RS PENDIDIKAN RIAU | PEKAN BARU | RIAU | PEKANBARU | MAIN UNIT | CUSTOMER | 12 March 2016 |  | 19 December 2013 |  | 12 March 2016 |  | - |  | ACTIVE
135137271 | ALGH1 | ALARIS GH | IMAGING | CAREFUSION | GN00001066 | RSUD CIBINONG | BOGOR | JAWA BARAT | BOGOR | MAIN UNIT | CUSTOMER | 12 March 2016 |  | 6 December 2013 |  | 12 March 2016 |  | - |  | ACTIVE
135137272 | ALGH1 | ALARIS GH | IMAGING | CAREFUSION | GN00001126 | RSUD DR SLAMET GARUT | TASIKMALAYA | JAWA BARAT | GARUT | MAIN UNIT | CUSTOMER | 1 February 1990 | SUKMA WIJAYA - TSE | 17 December 2013 |  | 1 February 1990 | SUKMA WIJAYA - TSE | - |  | ACTIVE
135137274 | ALGH1 | ALARIS GH | IMAGING | CAREFUSION | GN00001206 | RSUD PROF DR MARGONO SOEKARJO | PURWOKERTO | JAWA TENGAH | BANYUMAS | MAIN UNIT | CUSTOMER | 1 February 1990 | DIAN FEBRIYANA - TSE | 1 January 1900 |  | 1 February 1990 | DIAN FEBRIYANA - TSE | - |  | ACTIVE
135137279 | ALGH1 | ALARIS GH | IMAGING | CAREFUSION | GN00000278 | RSU PROF DR MA HANAFIAH (BATU SANGKAR) | PADANG | SUMATERA BARAT | BATUSANGKAR | MAIN UNIT | CUSTOMER | 12 March 2016 |  | 4 December 2013 |  | 12 March 2016 |  | - |  | ACTIVE
135137282 | ALGH1 | ALARIS GH | IMAGING | CAREFUSION | GN00000278 | RSU PROF DR MA HANAFIAH (BATU SANGKAR) | PADANG | SUMATERA BARAT | BATUSANGKAR | MAIN UNIT | CUSTOMER | 12 March 2016 |  | 4 December 2014 |  | 12 March 2016 |  | - |  | ACTIVE
135137283 | ALGH1 | ALARIS GH | IMAGING | CAREFUSION | GN00001066 | RSUD CIBINONG | BOGOR | JAWA BARAT | BOGOR | MAIN UNIT | CUSTOMER | 12 March 2016 |  | 6 December 2013 |  | 12 March 2016 |  | - |  | ACTIVE
135137302 | ALGP1 |  |  |  | GN00002183 | RSUD DR M SOEWANDHIE SURABAYA | SURABAYA-1 | JAWA TIMUR | SURABAYA | MAIN UNIT | CUSTOMER | 12 March 2016 |  | 1 January 1900 |  | 12 March 2016 |  | - |  | INACTIVE
135137309 | ALGH1 | ALARIS GH | IMAGING | CAREFUSION | GN00001206 | RSUD PROF DR MARGONO SOEKARJO | PURWOKERTO | JAWA TENGAH | BANYUMAS | MAIN UNIT | CUSTOMER | 1 February 1990 | DIAN FEBRIYANA - TSE | 1 January 1900 |  | 1 February 1990 | DIAN FEBRIYANA - TSE | - |  | ACTIVE
135137313 | ALGH1 | ALARIS GH | IMAGING | CAREFUSION | GN00002178 | RSUD DR SOETOMO SURABAYA | SURABAYA-1 | JAWA TIMUR | SURABAYA | MAIN UNIT | CUSTOMER | 12 March 2016 |  | 1 January 1900 |  | 12 March 2016 |  | - |  | ACTIVE
135137314 | ALGP1 |  |  |  | GN00002183 | RSUD DR M SOEWANDHIE SURABAYA | SURABAYA-1 | JAWA TIMUR | SURABAYA | MAIN UNIT | CUSTOMER | 12 March 2016 |  | 1 January 1900 |  | 12 March 2016 |  | - |  | INACTIVE
135137324 | ALGH1 | ALARIS GH | IMAGING | CAREFUSION | GN00000201 | RSUD ARIFIN ACHMAD - PEKANBARU | PEKAN BARU | RIAU | PEKANBARU | MAIN UNIT | CUSTOMER | 20 February 2015 | MULKAN | 1 January 1900 |  | 20 February 2015 | MULKAN | - |  | ACTIVE
135137872 | ALCC1 | ALARIS CC | IMAGING | CAREFUSION | GN00000238 | RSUD M NATSIR SOLOK | PADANG | SUMATERA BARAT | SOLOK | MAIN UNIT | CUSTOMER | 23 August 2016 |  | 22 October 2013 |  | 23 August 2016 |  | - |  | ACTIVE
135137875 | ALCC1 | ALARIS CC | IMAGING | CAREFUSION | GN00000238 | RSUD M NATSIR SOLOK | PADANG | SUMATERA BARAT | SOLOK | MAIN UNIT | CUSTOMER | 26 December 2014 | TRIYONO - TSE AREA BARAT | 1 January 2013 |  | 26 December 2014 | TRIYONO - TSE AREA BARAT | - |  | ACTIVE
135137895 | ALCC1 | ALARIS CC | IMAGING | CAREFUSION | GN00003001 | PT. ENSEVAL MEDIKA PRIMA - HO | PUSAT | DKI JAKARTA | JAKARTA TIMUR | MAIN UNIT | EMP | 28 September 2016 | ARIEF SETIAWAN - TSE CP | 1 January 2010 |  | 28 September 2016 | ARIEF SETIAWAN - TSE CP | - |  | ACTIVE
135137907 | ALCC1 | ALARIS CC | IMAGING | CAREFUSION | GN00000238 | RSUD M NATSIR SOLOK | PADANG | SUMATERA BARAT | SOLOK | MAIN UNIT | CUSTOMER | 26 December 2014 | TRIYONO - TSE AREA BARAT | 1 January 2013 |  | 26 December 2014 | TRIYONO - TSE AREA BARAT | - |  | ACTIVE
135137909 | ALCC1 | ALARIS CC | IMAGING | CAREFUSION | GN00000238 | RSUD M NATSIR SOLOK | PADANG | SUMATERA BARAT | SOLOK | MAIN UNIT | CUSTOMER | 23 August 2016 |  | 22 October 2013 |  | 23 August 2016 |  | - |  | ACTIVE
135142845 | ALGWD | ALARIS GW DEDICATED | IMAGING | CAREFUSION | GN00002183 | RSUD DR M SOEWANDHIE SURABAYA | SURABAYA-1 | JAWA TIMUR | SURABAYA | MAIN UNIT | CUSTOMER | 12 March 2016 |  | 1 January 1900 |  | 12 March 2016 |  | - |  | ACTIVE
135142846 | ALGWD | ALARIS GW DEDICATED | IMAGING | CAREFUSION | GN00000292 | RSUD DR H RM DJOELHAM | MEDAN | SUMATERA UTARA | BINJAI | MAIN UNIT | CUSTOMER | 12 March 2016 |  | 19 December 2013 |  | 12 March 2016 |  | - |  | ACTIVE
135142847 | ALGWD | ALARIS GW DEDICATED | IMAGING | CAREFUSION | GN00001066 | RSUD CIBINONG | BOGOR | JAWA BARAT | BOGOR | MAIN UNIT | CUSTOMER | 3 August 2015 | IBNUL AZIZ - TSE | 31 July 2015 |  | 3 August 2015 | IBNUL AZIZ - TSE | - |  | ACTIVE
135142848 | ALGRD |  |  |  | GN00000969 | RSUD LEMBANG | BANDUNG | JAWA BARAT | PALEMBANG | MAIN UNIT | CUSTOMER | 24 February 2015 | SUKMA WIJAYA - TSE | 26 April 2012 |  | 24 February 2015 | SUKMA WIJAYA - TSE | - |  | INACTIVE
135142849 | ALGWD | ALARIS GW DEDICATED | IMAGING | CAREFUSION | GN00002966 | RSUD CALANG | BANDA ACEH | ACEH | BANDA ACEH | MAIN UNIT | CUSTOMER | 18 September 2014 | ARBIANSYAH - TSE | 18 September 2015 |  | 18 September 2014 | ARBIANSYAH - TSE | - |  | ACTIVE
135142850 | ALGWD | ALARIS GW DEDICATED | IMAGING | CAREFUSION | GN00001066 | RSUD CIBINONG | BOGOR | JAWA BARAT | BOGOR | MAIN UNIT | CUSTOMER | 3 August 2015 | IBNUL AZIZ - TSE | 31 July 2015 |  | 3 August 2015 | IBNUL AZIZ - TSE | - |  | ACTIVE
135142851 | ALGRD |  |  |  | GN00000969 | RSUD LEMBANG | BANDUNG | JAWA BARAT | PALEMBANG | MAIN UNIT | CUSTOMER | 24 February 2015 | SUKMA WIJAYA - TSE | 24 August 2010 |  | 24 February 2015 | SUKMA WIJAYA - TSE | - |  | INACTIVE
135142852 | ALGWD | ALARIS GW DEDICATED | IMAGING | CAREFUSION | GN00000201 | RSUD ARIFIN ACHMAD - PEKANBARU | PEKAN BARU | RIAU | PEKANBARU | MAIN UNIT | CUSTOMER | - |  | 1 January 1900 |  | - |  | - |  | ACTIVE
135142853 | ALGWD | ALARIS GW DEDICATED | IMAGING | CAREFUSION | GN00000278 | RSU PROF DR MA HANAFIAH (BATU SANGKAR) | PADANG | SUMATERA BARAT | BATUSANGKAR | MAIN UNIT | CUSTOMER | 12 March 2016 |  | 4 December 2013 |  | 12 March 2016 |  | - |  | ACTIVE
135142854 | ALGWD | ALARIS GW DEDICATED | IMAGING | CAREFUSION | GN00000868 | RSU PROV SULBAR | MAKASSAR | SULAWESI BARAT | MAMUJU | MAIN UNIT | CUSTOMER | 12 March 2016 |  | 7 January 2014 |  | 12 March 2016 |  | - |  | ACTIVE
135142855 | ALGWD | ALARIS GW DEDICATED | IMAGING | CAREFUSION | GN00003169 | RSUD DR. WAHIDIN SUDIRO HUSODO MOJOKERTO | SURABAYA-2 | JAWA TIMUR | MOJOKERTO | MAIN UNIT | CUSTOMER | - |  | 1 January 1900 |  | - |  | - |  | ACTIVE
135142856 | ALGRD |  |  |  | GN00002985 | WORKSHOOP CSM PUSAT | PUSAT | DKI JAKARTA | JAKARTA TIMUR | MAIN UNIT | EMP | 2 September 2014 | ANTONIUS SAGITA - KALIBRASI | 1 January 1900 |  | 2 September 2014 | ANTONIUS SAGITA - KALIBRASI | - |  | INACTIVE
135142857 | ALGWD | ALARIS GW DEDICATED | IMAGING | CAREFUSION | GN00002642 | RS PENDIDIKAN RIAU | PEKAN BARU | RIAU | PEKANBARU | MAIN UNIT | CUSTOMER | 12 March 2016 |  | 19 December 2013 |  | 12 March 2016 |  | - |  | ACTIVE
135142858 | ALGWD | ALARIS GW DEDICATED | IMAGING | CAREFUSION | GN00003169 | RSUD DR. WAHIDIN SUDIRO HUSODO MOJOKERTO | SURABAYA-2 | JAWA TIMUR | MOJOKERTO | MAIN UNIT | CUSTOMER | 16 April 2015 | ZENZEN | 1 January 1900 |  | 16 April 2015 | ZENZEN | - |  | ACTIVE
135142859 | ALGWD | ALARIS GW DEDICATED | IMAGING | CAREFUSION | GN00000292 | RSUD DR H RM DJOELHAM | MEDAN | SUMATERA UTARA | BINJAI | MAIN UNIT | CUSTOMER | 12 March 2016 |  | 19 December 2013 |  | 12 March 2016 |  | - |  | ACTIVE
135142860 | ALGWD | ALARIS GW DEDICATED | IMAGING | CAREFUSION | GN00003169 | RSUD DR. WAHIDIN SUDIRO HUSODO MOJOKERTO | SURABAYA-2 | JAWA TIMUR | MOJOKERTO | MAIN UNIT | CUSTOMER | 24 February 2017 | ARIEF SETIAWAN - TSE CP | 1 January 1900 |  | 24 February 2017 | ARIEF SETIAWAN - TSE CP | - |  | ACTIVE
135142861 | ALGWD | ALARIS GW DEDICATED | IMAGING | CAREFUSION | GN00000278 | RSU PROF DR MA HANAFIAH (BATU SANGKAR) | PADANG | SUMATERA BARAT | BATUSANGKAR | MAIN UNIT | CUSTOMER | 12 March 2016 |  | 4 December 2013 |  | 12 March 2016 |  | - |  | ACTIVE
135142862 | ALGWD | ALARIS GW DEDICATED | IMAGING | CAREFUSION | GN00002183 | RSUD DR M SOEWANDHIE SURABAYA | SURABAYA-1 | JAWA TIMUR | SURABAYA | MAIN UNIT | CUSTOMER | 12 March 2016 |  | 1 January 1900 |  | 12 March 2016 |  | - |  | ACTIVE
135142863 | NI57U |  |  |  | GN00003169 | RSUD DR. WAHIDIN SUDIRO HUSODO MOJOKERTO | SURABAYA-2 | JAWA TIMUR | MOJOKERTO | MAIN UNIT | CUSTOMER | 12 June 2014 | FIRMAN GEA | 1 January 1900 |  | 12 June 2014 | FIRMAN GEA | - |  | INACTIVE
135142864 | ALGWD | ALARIS GW DEDICATED | IMAGING | CAREFUSION | GN00008010 | UPTD BP4 LUBUK ALUNG ( RS PARU SUMATERA BARAT ) | PADANG | SUMATERA BARAT | PADANG | MAIN UNIT | CUSTOMER | 21 April 2015 | MULKAN | 21 April 2015 |  | 21 April 2015 | MULKAN | - |  | ACTIVE
135142865 | ALGWD | ALARIS GW DEDICATED | IMAGING | CAREFUSION | GN00000292 | RSUD DR H RM DJOELHAM | MEDAN | SUMATERA UTARA | BINJAI | MAIN UNIT | CUSTOMER | 12 March 2016 |  | 19 December 2013 |  | 12 March 2016 |  | - |  | ACTIVE
135142866 | ALGWD | ALARIS GW DEDICATED | IMAGING | CAREFUSION | GN00000292 | RSUD DR H RM DJOELHAM | MEDAN | SUMATERA UTARA | BINJAI | MAIN UNIT | CUSTOMER | 12 March 2016 |  | 19 December 2013 |  | 12 March 2016 |  | - |  | ACTIVE
135142867 | ALGWD | ALARIS GW DEDICATED | IMAGING | CAREFUSION | GN00000278 | RSU PROF DR MA HANAFIAH (BATU SANGKAR) | PADANG | SUMATERA BARAT | BATUSANGKAR | MAIN UNIT | CUSTOMER | 12 March 2016 |  | 4 December 2013 |  | 12 March 2016 |  | - |  | ACTIVE
135142868 | ALGWD | ALARIS GW DEDICATED | IMAGING | CAREFUSION | GN00003161 | AKPER PEMKAB MUBA | PALEMBANG | SUMATERA SELATAN | PALEMBANG | MAIN UNIT | CUSTOMER | 23 August 2016 |  | 4 June 2013 |  | 23 August 2016 |  | - |  | ACTIVE
135142869 | ALGWD | ALARIS GW DEDICATED | IMAGING | CAREFUSION | GN00000201 | RSUD ARIFIN ACHMAD - PEKANBARU | PEKAN BARU | RIAU | PEKANBARU | MAIN UNIT | CUSTOMER | - |  | 31 December 2013 |  | - |  | - |  | ACTIVE
135142870 | ALGWD | ALARIS GW DEDICATED | IMAGING | CAREFUSION | GN00000868 | RSU PROV SULBAR | MAKASSAR | SULAWESI BARAT | MAMUJU | MAIN UNIT | CUSTOMER | 12 March 2016 |  | 7 January 2014 |  | 12 March 2016 |  | - |  | ACTIVE
135142871 | ALGWD | ALARIS GW DEDICATED | IMAGING | CAREFUSION | GN00000201 | RSUD ARIFIN ACHMAD - PEKANBARU | PEKAN BARU | RIAU | PEKANBARU | MAIN UNIT | CUSTOMER | - |  | 2 December 2013 |  | - |  | - |  | ACTIVE
135142873 | ALGWD | ALARIS GW DEDICATED | IMAGING | CAREFUSION | GN00001066 | RSUD CIBINONG | BOGOR | JAWA BARAT | BOGOR | MAIN UNIT | CUSTOMER | 3 August 2015 | IBNUL AZIZ - TSE | 31 July 2015 |  | 3 August 2015 | IBNUL AZIZ - TSE | - |  | ACTIVE
135142875 | ALGWD | ALARIS GW DEDICATED | IMAGING | CAREFUSION | GN00001066 | RSUD CIBINONG | BOGOR | JAWA BARAT | BOGOR | MAIN UNIT | CUSTOMER | 3 August 2015 | IBNUL AZIZ - TSE | 31 July 2015 |  | 3 August 2015 | IBNUL AZIZ - TSE | - |  | ACTIVE
135142876 | ALGWD | ALARIS GW DEDICATED | IMAGING | CAREFUSION | GN00002642 | RS PENDIDIKAN RIAU | PEKAN BARU | RIAU | PEKANBARU | MAIN UNIT | CUSTOMER | 12 March 2016 |  | 19 December 2013 |  | 12 March 2016 |  | - |  | ACTIVE
135142877 | ALGWD | ALARIS GW DEDICATED | IMAGING | CAREFUSION | GN00000868 | RSU PROV SULBAR | MAKASSAR | SULAWESI BARAT | MAMUJU | MAIN UNIT | CUSTOMER | 12 March 2016 |  | 7 January 2014 |  | 12 March 2016 |  | - |  | ACTIVE
135142878 | ALGWD | ALARIS GW DEDICATED | IMAGING | CAREFUSION | GN00002183 | RSUD DR M SOEWANDHIE SURABAYA | SURABAYA-1 | JAWA TIMUR | SURABAYA | MAIN UNIT | CUSTOMER | 12 March 2016 |  | 1 January 1900 |  | 12 March 2016 |  | - |  | ACTIVE
135142879 | ALGWD | ALARIS GW DEDICATED | IMAGING | CAREFUSION | GN00000868 | RSU PROV SULBAR | MAKASSAR | SULAWESI BARAT | MAMUJU | MAIN UNIT | CUSTOMER | 12 March 2016 |  | 7 January 2014 |  | 12 March 2016 |  | - |  | ACTIVE
135142880 | ALGWD | ALARIS GW DEDICATED | IMAGING | CAREFUSION | GN00002183 | RSUD DR M SOEWANDHIE SURABAYA | SURABAYA-1 | JAWA TIMUR | SURABAYA | MAIN UNIT | CUSTOMER | 12 March 2016 |  | 1 January 1900 |  | 12 March 2016 |  | - |  | ACTIVE
135142881 | ALGWD | ALARIS GW DEDICATED | IMAGING | CAREFUSION | GN00001126 | RSUD DR SLAMET GARUT | TASIKMALAYA | JAWA BARAT | GARUT | MAIN UNIT | CUSTOMER | 1 February 1990 | SUKMA WIJAYA - TSE | 17 December 2013 |  | 1 February 1990 | SUKMA WIJAYA - TSE | - |  | ACTIVE
135142882 | ALGWD | ALARIS GW DEDICATED | IMAGING | CAREFUSION | GN00001066 | RSUD CIBINONG | BOGOR | JAWA BARAT | BOGOR | MAIN UNIT | CUSTOMER | 3 August 2015 | IBNUL AZIZ - TSE | 31 July 2015 |  | 3 August 2015 | IBNUL AZIZ - TSE | - |  | ACTIVE
135142883 | ALGWD | ALARIS GW DEDICATED | IMAGING | CAREFUSION | GN00000201 | RSUD ARIFIN ACHMAD - PEKANBARU | PEKAN BARU | RIAU | PEKANBARU | MAIN UNIT | CUSTOMER | - |  | 1 January 1900 |  | - |  | - |  | ACTIVE
135142884 | ALGWD | ALARIS GW DEDICATED | IMAGING | CAREFUSION | GN00002955 | RSUD SURADADI | TEGAL | JAWA TENGAH | TEGAL | MAIN UNIT | CUSTOMER | 12 March 2016 |  | 1 January 1900 |  | 12 March 2016 |  | - |  | ACTIVE
135142885 | ALGWD | ALARIS GW DEDICATED | IMAGING | CAREFUSION | GN00000201 | RSUD ARIFIN ACHMAD - PEKANBARU | PEKAN BARU | RIAU | PEKANBARU | MAIN UNIT | CUSTOMER | 20 February 2015 | MULKAN | 1 January 1900 |  | 20 February 2015 | MULKAN | - |  | ACTIVE
135142886 | ALGWD | ALARIS GW DEDICATED | IMAGING | CAREFUSION | GN00000201 | RSUD ARIFIN ACHMAD - PEKANBARU | PEKAN BARU | RIAU | PEKANBARU | MAIN UNIT | CUSTOMER | - |  | 1 January 1900 |  | - |  | - |  | ACTIVE
135142887 | ALGWD | ALARIS GW DEDICATED | IMAGING | CAREFUSION | GN00002955 | RSUD SURADADI | TEGAL | JAWA TENGAH | TEGAL | MAIN UNIT | CUSTOMER | 12 March 2016 |  | 1 January 1900 |  | 12 March 2016 |  | - |  | ACTIVE
135142888 | ALGWD | ALARIS GW DEDICATED | IMAGING | CAREFUSION | GN00001066 | RSUD CIBINONG | BOGOR | JAWA BARAT | BOGOR | MAIN UNIT | CUSTOMER | 3 August 2015 | IBNUL AZIZ - TSE | 31 July 2015 |  | 3 August 2015 | IBNUL AZIZ - TSE | - |  | ACTIVE
135142890 | ALGWD | ALARIS GW DEDICATED | IMAGING | CAREFUSION | GN00002183 | RSUD DR M SOEWANDHIE SURABAYA | SURABAYA-1 | JAWA TIMUR | SURABAYA | MAIN UNIT | CUSTOMER | 12 March 2016 |  | 1 January 1900 |  | 12 March 2016 |  | - |  | ACTIVE
135142891 | ALGWD | ALARIS GW DEDICATED | IMAGING | CAREFUSION | GN00002966 | RSUD CALANG | BANDA ACEH | ACEH | BANDA ACEH | MAIN UNIT | CUSTOMER | 18 September 2014 | ARBIANSYAH - TSE | 18 September 2015 |  | 18 September 2014 | ARBIANSYAH - TSE | - |  | ACTIVE
135142892 | ALGWD | ALARIS GW DEDICATED | IMAGING | CAREFUSION | GN00000201 | RSUD ARIFIN ACHMAD - PEKANBARU | PEKAN BARU | RIAU | PEKANBARU | MAIN UNIT | CUSTOMER | - |  | 2 December 2013 |  | - |  | - |  | ACTIVE
135142893 | ALGWD | ALARIS GW DEDICATED | IMAGING | CAREFUSION | GN00000201 | RSUD ARIFIN ACHMAD - PEKANBARU | PEKAN BARU | RIAU | PEKANBARU | MAIN UNIT | CUSTOMER | 21 July 2016 | PETRUS SIMON | 1 January 2012 |  | 21 July 2016 | PETRUS SIMON | - |  | ACTIVE
135142895 | ALGH1 | ALARIS GH | IMAGING | CAREFUSION | GN00000201 | RSUD ARIFIN ACHMAD - PEKANBARU | PEKAN BARU | RIAU | PEKANBARU | MAIN UNIT | CUSTOMER | - |  | 2 January 2014 |  | - |  | - |  | ACTIVE
135142897 | ALGWD | ALARIS GW DEDICATED | IMAGING | CAREFUSION | GN00006544 | RSUD DR HYULIDIN AWAY | BANDA ACEH | ACEH | BANDA ACEH | MAIN UNIT | CUSTOMER | 18 September 2014 | ARBIANSYAH - TSE | 27 May 2015 |  | 18 September 2014 | ARBIANSYAH - TSE | - |  | ACTIVE
135142898 | ALGWD | ALARIS GW DEDICATED | IMAGING | CAREFUSION | GN00002986 | RDC PUSAT - RAWAGELAM | PUSAT | DKI JAKARTA | JAKARTA TIMUR | MAIN UNIT | EMP | 18 September 2014 | IBNUL AZIZ - TSE | 1 January 1900 |  | 18 September 2014 | IBNUL AZIZ - TSE | - |  | ACTIVE
135142899 | ALGWD | ALARIS GW DEDICATED | IMAGING | CAREFUSION | GN00002986 | RDC PUSAT - RAWAGELAM | PUSAT | DKI JAKARTA | JAKARTA TIMUR | MAIN UNIT | EMP | 18 September 2014 | IBNUL AZIZ - TSE | 1 January 1900 |  | 18 September 2014 | IBNUL AZIZ - TSE | - |  | ACTIVE
135142900 | ALGWD | ALARIS GW DEDICATED | IMAGING | CAREFUSION | GN00000868 | RSU PROV SULBAR | MAKASSAR | SULAWESI BARAT | MAMUJU | MAIN UNIT | CUSTOMER | 12 March 2016 |  | 7 January 2014 |  | 12 March 2016 |  | - |  | ACTIVE
135142902 | ALGWD | ALARIS GW DEDICATED | IMAGING | CAREFUSION | GN00001126 | RSUD DR SLAMET GARUT | TASIKMALAYA | JAWA BARAT | GARUT | MAIN UNIT | CUSTOMER | 1 February 1990 | SUKMA WIJAYA - TSE | 17 December 2013 |  | 1 February 1990 | SUKMA WIJAYA - TSE | - |  | ACTIVE
135142903 | ALGWD | ALARIS GW DEDICATED | IMAGING | CAREFUSION | GN00001066 | RSUD CIBINONG | BOGOR | JAWA BARAT | BOGOR | MAIN UNIT | CUSTOMER | 3 August 2015 | IBNUL AZIZ - TSE | 31 July 2015 |  | 3 August 2015 | IBNUL AZIZ - TSE | - |  | ACTIVE
135142904 | ALGWD | ALARIS GW DEDICATED | IMAGING | CAREFUSION | GN00000868 | RSU PROV SULBAR | MAKASSAR | SULAWESI BARAT | MAMUJU | MAIN UNIT | CUSTOMER | 12 March 2016 |  | 7 January 2014 |  | 12 March 2016 |  | - |  | ACTIVE
135142905 | ALGWD | ALARIS GW DEDICATED | IMAGING | CAREFUSION | GN00008010 | UPTD BP4 LUBUK ALUNG ( RS PARU SUMATERA BARAT ) | PADANG | SUMATERA BARAT | PADANG | MAIN UNIT | CUSTOMER | 21 April 2015 | MULKAN | 1 January 1900 |  | 21 April 2015 | MULKAN | - |  | ACTIVE
135142906 | ALGWD | ALARIS GW DEDICATED | IMAGING | CAREFUSION | GN00000201 | RSUD ARIFIN ACHMAD - PEKANBARU | PEKAN BARU | RIAU | PEKANBARU | MAIN UNIT | CUSTOMER | - |  | 2 January 2014 |  | - |  | - |  | ACTIVE
135142907 | ALGWD | ALARIS GW DEDICATED | IMAGING | CAREFUSION | GN00000201 | RSUD ARIFIN ACHMAD - PEKANBARU | PEKAN BARU | RIAU | PEKANBARU | MAIN UNIT | CUSTOMER | - |  | 2 January 2014 |  | - |  | - |  | ACTIVE
135142908 | ALGWD | ALARIS GW DEDICATED | IMAGING | CAREFUSION | GN00000201 | RSUD ARIFIN ACHMAD - PEKANBARU | PEKAN BARU | RIAU | PEKANBARU | MAIN UNIT | CUSTOMER | - |  | 1 January 1900 |  | - |  | - |  | ACTIVE
135142909 | ALGWD | ALARIS GW DEDICATED | IMAGING | CAREFUSION | GN00000868 | RSU PROV SULBAR | MAKASSAR | SULAWESI BARAT | MAMUJU | MAIN UNIT | CUSTOMER | 12 March 2016 |  | 7 January 2014 |  | 12 March 2016 |  | - |  | ACTIVE
135142910 | ALGWD | ALARIS GW DEDICATED | IMAGING | CAREFUSION | GN00002418 | RS RATUMBUYSANG | MANADO | SULAWESI UTARA | MANADO | MAIN UNIT | CUSTOMER | 18 September 2014 | BUDI SUROSO - TSE | 19 December 2014 |  | 18 September 2014 | BUDI SUROSO - TSE | - |  | ACTIVE
135142911 | ALGWD | ALARIS GW DEDICATED | IMAGING | CAREFUSION | GN00002418 | RS RATUMBUYSANG | MANADO | SULAWESI UTARA | MANADO | MAIN UNIT | CUSTOMER | 18 September 2014 | BUDI SUROSO - TSE | 19 December 2014 |  | 18 September 2014 | BUDI SUROSO - TSE | - |  | ACTIVE
135142912 | ALGWD | ALARIS GW DEDICATED | IMAGING | CAREFUSION | GN00006544 | RSUD DR HYULIDIN AWAY | BANDA ACEH | ACEH | BANDA ACEH | MAIN UNIT | CUSTOMER | 18 September 2014 | ARBIANSYAH - TSE | 27 May 2015 |  | 18 September 2014 | ARBIANSYAH - TSE | - |  | ACTIVE
135142913 | ALGWD | ALARIS GW DEDICATED | IMAGING | CAREFUSION | GN00000868 | RSU PROV SULBAR | MAKASSAR | SULAWESI BARAT | MAMUJU | MAIN UNIT | CUSTOMER | 12 March 2016 |  | 7 January 2014 |  | 12 March 2016 |  | - |  | ACTIVE
135142914 | ALGWD | ALARIS GW DEDICATED | IMAGING | CAREFUSION | GN00001066 | RSUD CIBINONG | BOGOR | JAWA BARAT | BOGOR | MAIN UNIT | CUSTOMER | 12 March 2016 |  | 3 December 2013 |  | 12 March 2016 |  | - |  | ACTIVE
135142915 | ALGWD | ALARIS GW DEDICATED | IMAGING | CAREFUSION | GN00000201 | RSUD ARIFIN ACHMAD - PEKANBARU | PEKAN BARU | RIAU | PEKANBARU | MAIN UNIT | CUSTOMER | - |  | 1 January 1900 |  | - |  | - |  | ACTIVE
135142916 | ALGWD | ALARIS GW DEDICATED | IMAGING | CAREFUSION | GN00002986 | RDC PUSAT - RAWAGELAM | PUSAT | DKI JAKARTA | JAKARTA TIMUR | MAIN UNIT | EMP | 18 September 2014 | BUDI SUROSO - TSE | 1 January 1900 |  | 18 September 2014 | BUDI SUROSO - TSE | - |  | ACTIVE
135142917 | ALGWD | ALARIS GW DEDICATED | IMAGING | CAREFUSION | GN00000278 | RSU PROF DR MA HANAFIAH (BATU SANGKAR) | PADANG | SUMATERA BARAT | BATUSANGKAR | MAIN UNIT | CUSTOMER | 12 March 2016 |  | 4 December 2013 |  | 12 March 2016 |  | - |  | ACTIVE
135142918 | ALGWD | ALARIS GW DEDICATED | IMAGING | CAREFUSION | GN00002642 | RS PENDIDIKAN RIAU | PEKAN BARU | RIAU | PEKANBARU | MAIN UNIT | CUSTOMER | 12 March 2016 |  | 19 December 2013 |  | 12 March 2016 |  | - |  | ACTIVE
135142919 | ALGWD | ALARIS GW DEDICATED | IMAGING | CAREFUSION | GN00000278 | RSU PROF DR MA HANAFIAH (BATU SANGKAR) | PADANG | SUMATERA BARAT | BATUSANGKAR | MAIN UNIT | CUSTOMER | 12 March 2016 |  | 4 December 2013 |  | 12 March 2016 |  | - |  | ACTIVE
135142920 | ALGWD | ALARIS GW DEDICATED | IMAGING | CAREFUSION | GN00002183 | RSUD DR M SOEWANDHIE SURABAYA | SURABAYA-1 | JAWA TIMUR | SURABAYA | MAIN UNIT | CUSTOMER | 12 March 2016 |  | 1 January 1900 |  | 12 March 2016 |  | - |  | ACTIVE
135142921 | ALGWD | ALARIS GW DEDICATED | IMAGING | CAREFUSION | GN00000278 | RSU PROF DR MA HANAFIAH (BATU SANGKAR) | PADANG | SUMATERA BARAT | BATUSANGKAR | MAIN UNIT | CUSTOMER | 12 March 2016 |  | 4 December 2013 |  | 12 March 2016 |  | - |  | ACTIVE
135142922 | ALGWD | ALARIS GW DEDICATED | IMAGING | CAREFUSION | GN00000201 | RSUD ARIFIN ACHMAD - PEKANBARU | PEKAN BARU | RIAU | PEKANBARU | MAIN UNIT | CUSTOMER | - |  | 2 January 2014 |  | - |  | - |  | ACTIVE
135142923 | ALGWD | ALARIS GW DEDICATED | IMAGING | CAREFUSION | GN00000868 | RSU PROV SULBAR | MAKASSAR | SULAWESI BARAT | MAMUJU | MAIN UNIT | CUSTOMER | 12 March 2016 |  | 7 January 2014 |  | 12 March 2016 |  | - |  | ACTIVE
135142924 | ALGWD | ALARIS GW DEDICATED | IMAGING | CAREFUSION | GN00002183 | RSUD DR M SOEWANDHIE SURABAYA | SURABAYA-1 | JAWA TIMUR | SURABAYA | MAIN UNIT | CUSTOMER | 12 March 2016 |  | 1 January 1900 |  | 12 March 2016 |  | - |  | ACTIVE
135142925 | ALGWD | ALARIS GW DEDICATED | IMAGING | CAREFUSION | GN00008793 | PUSKESMAS PANARUKAN | JEMBER | JAWA TIMUR | JEMBER | MAIN UNIT | CUSTOMER | 30 June 2015 | ZENZEN | 29 June 2015 |  | 30 June 2015 | ZENZEN | - |  | ACTIVE
135142926 | NI57U |  |  |  | GN00003169 | RSUD DR. WAHIDIN SUDIRO HUSODO MOJOKERTO | SURABAYA-2 | JAWA TIMUR | MOJOKERTO | MAIN UNIT | CUSTOMER | 12 June 2014 | FIRMAN GEA | 1 January 1900 |  | 12 June 2014 | FIRMAN GEA | - |  | INACTIVE
135142927 | ALGWD | ALARIS GW DEDICATED | IMAGING | CAREFUSION | GN00002183 | RSUD DR M SOEWANDHIE SURABAYA | SURABAYA-1 | JAWA TIMUR | SURABAYA | MAIN UNIT | CUSTOMER | 12 March 2016 |  | 1 January 1900 |  | 12 March 2016 |  | - |  | ACTIVE
135142928 | ALGWD | ALARIS GW DEDICATED | IMAGING | CAREFUSION | GN00000483 | RS. REHABILITASI MEDIK ACEH TIMUR | LHOKSEUMAWE | ACEH | ACEH TIMUR | MAIN UNIT | CUSTOMER | 18 September 2014 | ARBIANSYAH - TSE | 29 July 2015 |  | 18 September 2014 | ARBIANSYAH - TSE | - |  | ACTIVE
135142929 | ALGWD | ALARIS GW DEDICATED | IMAGING | CAREFUSION | GN00000201 | RSUD ARIFIN ACHMAD - PEKANBARU | PEKAN BARU | RIAU | PEKANBARU | MAIN UNIT | CUSTOMER | - |  | 31 December 2013 |  | - |  | - |  | ACTIVE
135142930 | ALGWD | ALARIS GW DEDICATED | IMAGING | CAREFUSION | GN00000201 | RSUD ARIFIN ACHMAD - PEKANBARU | PEKAN BARU | RIAU | PEKANBARU | MAIN UNIT | CUSTOMER | - |  | 1 January 1900 |  | - |  | - |  | ACTIVE
135142931 | NI57U |  |  |  | GN00003169 | RSUD DR. WAHIDIN SUDIRO HUSODO MOJOKERTO | SURABAYA-2 | JAWA TIMUR | MOJOKERTO | MAIN UNIT | CUSTOMER | 12 June 2014 | FIRMAN GEA | 1 January 1900 |  | 12 June 2014 | FIRMAN GEA | - |  | INACTIVE
135142932 | ALGWD | ALARIS GW DEDICATED | IMAGING | CAREFUSION | GN00002642 | RS PENDIDIKAN RIAU | PEKAN BARU | RIAU | PEKANBARU | MAIN UNIT | CUSTOMER | 17 February 2015 | MULKAN | 19 December 2013 |  | 17 February 2015 | MULKAN | - |  | ACTIVE
135142933 | ALGWD | ALARIS GW DEDICATED | IMAGING | CAREFUSION | GN00000292 | RSUD DR H RM DJOELHAM | MEDAN | SUMATERA UTARA | BINJAI | MAIN UNIT | CUSTOMER | 12 March 2016 |  | 19 December 2013 |  | 12 March 2016 |  | - |  | ACTIVE
135142934 | ALGWD | ALARIS GW DEDICATED | IMAGING | CAREFUSION | GN00000278 | RSU PROF DR MA HANAFIAH (BATU SANGKAR) | PADANG | SUMATERA BARAT | BATUSANGKAR | MAIN UNIT | CUSTOMER | 12 March 2016 |  | 4 December 2013 |  | 12 March 2016 |  | - |  | ACTIVE
135176823 | ALGH1 | ALARIS GH | IMAGING | CAREFUSION | GN00003001 | PT. ENSEVAL MEDIKA PRIMA - HO | PUSAT | DKI JAKARTA | JAKARTA TIMUR | MAIN UNIT | EMP | 13 January 2017 | ANTONIUS SAGITA - KALIBRASI | 1 January 2017 |  | 13 January 2017 | ANTONIUS SAGITA - KALIBRASI | - |  | ACTIVE
135176863 | ALGH1 | ALARIS GH | IMAGING | CAREFUSION | GN00003001 | PT. ENSEVAL MEDIKA PRIMA - HO | PUSAT | DKI JAKARTA | JAKARTA TIMUR | MAIN UNIT | EMP | 13 January 2017 | ANTONIUS SAGITA - KALIBRASI | 1 January 2013 |  | 13 January 2017 | ANTONIUS SAGITA - KALIBRASI | - |  | ACTIVE
135176871 | ALGH1 | ALARIS GH | IMAGING | CAREFUSION | GN00003087 | RSU PROV BAHTERAMAS | MAKASSAR | SULAWESI SELATAN | MAKASSAR | MAIN UNIT | CUSTOMER | 14 October 2016 | DEA MASJA SADALI - TSE | 1 January 1900 |  | 14 October 2016 | DEA MASJA SADALI - TSE | - |  | ACTIVE
135176879 | ALGH1 | ALARIS GH | IMAGING | CAREFUSION | GN00002985 | WORKSHOOP CSM PUSAT | PUSAT | DKI JAKARTA | JAKARTA TIMUR | MAIN UNIT | EMP | 6 March 2017 | ARIEF SETIAWAN - TSE CP | 1 January 2017 |  | 6 March 2017 | ARIEF SETIAWAN - TSE CP | - |  | ACTIVE
135176925 | ALCC1 | ALARIS CC | IMAGING | CAREFUSION | GN00006544 | RSUD DR HYULIDIN AWAY | BANDA ACEH | ACEH | BANDA ACEH | MAIN UNIT | CUSTOMER | 17 September 2014 | ARBIANSYAH - TSE | 27 May 2015 |  | 17 September 2014 | ARBIANSYAH - TSE | - |  | ACTIVE
135176932 | ALGH1 | ALARIS GH | IMAGING | CAREFUSION | GN00000877 | RSUD POLEWALI | MAKASSAR | SULAWESI SELATAN | POLEWALI | MAIN UNIT | CUSTOMER | 14 October 2014 | HARI UDI RAHARJO - TSE | 14 October 2014 |  | 14 October 2014 | HARI UDI RAHARJO - TSE | - |  | ACTIVE
135176949 | ALCC1 | ALARIS CC | IMAGING | CAREFUSION | GN00002986 | RDC PUSAT - RAWAGELAM | PUSAT | DKI JAKARTA | JAKARTA TIMUR | MAIN UNIT | EMP | 10 September 2014 | GATOT SURYA ADIPUTRA - TSE | 1 January 1900 |  | 10 September 2014 | GATOT SURYA ADIPUTRA - TSE | - |  | ACTIVE
135176952 | ALCC1 | ALARIS CC | IMAGING | CAREFUSION | GN00002986 | RDC PUSAT - RAWAGELAM | PUSAT | DKI JAKARTA | JAKARTA TIMUR | MAIN UNIT | EMP | 24 September 2014 | ARDI HERMAWAN - TSE CP | 1 January 1900 |  | 24 September 2014 | ARDI HERMAWAN - TSE CP | - |  | ACTIVE
135178875 | ALCC1 | ALARIS CC | IMAGING | CAREFUSION | GN00000972 | RSUD SUBANG | BANDUNG | JAWA BARAT | SUBANG | MAIN UNIT | CUSTOMER | 29 October 2014 | SUKMA WIJAYA - TSE | 29 October 2014 |  | 29 October 2014 | SUKMA WIJAYA - TSE | - |  | ACTIVE
135178879 | ALCC1 | ALARIS CC | IMAGING | CAREFUSION | GN00000972 | RSUD SUBANG | BANDUNG | JAWA BARAT | SUBANG | MAIN UNIT | CUSTOMER | 10 March 2016 | SUKMA WIJAYA - TSE | 29 October 2014 |  | 10 March 2016 | SUKMA WIJAYA - TSE | - |  | ACTIVE
135178880 | ALGH1 | ALARIS GH | IMAGING | CAREFUSION | GN00001066 | RSUD CIBINONG | BOGOR | JAWA BARAT | BOGOR | MAIN UNIT | CUSTOMER | 13 January 2015 | IBNUL AZIZ - TSE | 6 December 2013 |  | 13 January 2015 | IBNUL AZIZ - TSE | - |  | ACTIVE
135178881 | ALCC1 | ALARIS CC | IMAGING | CAREFUSION | GN00007180 | RSUD KAB BUTON UTARA | MAKASSAR | SULAWESI SELATAN | KENDARI | MAIN UNIT | CUSTOMER | 27 November 2014 | HARI UDI RAHARJO - TSE | 27 November 2014 |  | 27 November 2014 | HARI UDI RAHARJO - TSE | - |  | ACTIVE
135178886 | ALGH1 | ALARIS GH | IMAGING | CAREFUSION | GN00001066 | RSUD CIBINONG | BOGOR | JAWA BARAT | BOGOR | MAIN UNIT | CUSTOMER | 3 August 2015 | IBNUL AZIZ - TSE | 31 July 2015 |  | 3 August 2015 | IBNUL AZIZ - TSE | - |  | ACTIVE
135180416 | ALCC1 | ALARIS CC | IMAGING | CAREFUSION | GN00002311 | RSU MUH ANWAR SUMENEP | SURABAYA-1 | JAWA TIMUR | SUMENEP | MAIN UNIT | CUSTOMER | 10 September 2014 | ZENZEN | 27 May 2015 |  | 10 September 2014 | ZENZEN | - |  | ACTIVE
135180419 | ALGH1 | ALARIS GH | IMAGING | CAREFUSION | GN00000002 | RSUD KAB ACEH SINGKIL | BANDA ACEH | ACEH | SINGKIL | MAIN UNIT | CUSTOMER | 19 November 2014 | ARBIANSYAH - TSE | 19 November 2014 |  | 19 November 2014 | ARBIANSYAH - TSE | - |  | ACTIVE
135180420 | ALCC1 | ALARIS CC | IMAGING | CAREFUSION | GN00000002 | RSUD KAB ACEH SINGKIL | BANDA ACEH | ACEH | SINGKIL | MAIN UNIT | CUSTOMER | 19 November 2014 | ARBIANSYAH - TSE | 19 November 2014 |  | 19 November 2014 | ARBIANSYAH - TSE | - |  | ACTIVE
135180421 | ALCC1 | ALARIS CC | IMAGING | CAREFUSION | GN00000002 | RSUD KAB ACEH SINGKIL | BANDA ACEH | ACEH | SINGKIL | MAIN UNIT | CUSTOMER | 19 November 2014 | ARBIANSYAH - TSE | 19 November 2014 |  | 19 November 2014 | ARBIANSYAH - TSE | - |  | ACTIVE
135180425 | ALGH1 | ALARIS GH | IMAGING | CAREFUSION | GN00000002 | RSUD KAB ACEH SINGKIL | BANDA ACEH | ACEH | SINGKIL | MAIN UNIT | CUSTOMER | 19 November 2014 | ARBIANSYAH - TSE | 19 November 2014 |  | 19 November 2014 | ARBIANSYAH - TSE | - |  | ACTIVE
135180426 | ALCC1 | ALARIS CC | IMAGING | CAREFUSION | GN00007060 | RSUD MEURAXA | BANDA ACEH | ACEH | BANDA ACEH | MAIN UNIT | CUSTOMER | 10 September 2014 | ARBIANSYAH - TSE | 28 July 2015 |  | 10 September 2014 | ARBIANSYAH - TSE | - |  | ACTIVE
135180427 | ALCC1 | ALARIS CC | IMAGING | CAREFUSION | GN00006544 | RSUD DR HYULIDIN AWAY | BANDA ACEH | ACEH | BANDA ACEH | MAIN UNIT | CUSTOMER | 10 September 2014 | ARBIANSYAH - TSE | 27 May 2015 |  | 10 September 2014 | ARBIANSYAH - TSE | - |  | ACTIVE
135180429 | ALCC1 | ALARIS CC | IMAGING | CAREFUSION | GN00007060 | RSUD MEURAXA | BANDA ACEH | ACEH | BANDA ACEH | MAIN UNIT | CUSTOMER | 17 September 2014 | ARBIANSYAH - TSE | 28 July 2015 |  | 17 September 2014 | ARBIANSYAH - TSE | - |  | ACTIVE
135180430 | ALGH1 | ALARIS GH | IMAGING | CAREFUSION | GN00006531 | DINAS KESEHATAN KAB/KOTA. KOBA BANGKA TENGAH | PANGKAL PINANG | KEPULAUAN BANGKA BELITUNG | BANGKA TENGAH | MAIN UNIT | CUSTOMER | - |  | 14 January 2015 |  | - |  | - |  | ACTIVE
135180431 | ALCC1 | ALARIS CC | IMAGING | CAREFUSION | GN00001509 | RSUD DR. ABDOER RAHEM | JEMBER | JAWA TIMUR | SITUBONDO | MAIN UNIT | CUSTOMER | 27 August 2015 | ZENZEN | 27 August 2015 |  | 27 August 2015 | ZENZEN | - |  | ACTIVE
135180433 | ALGH1 | ALARIS GH | IMAGING | CAREFUSION | GN00006531 | DINAS KESEHATAN KAB/KOTA. KOBA BANGKA TENGAH | PANGKAL PINANG | KEPULAUAN BANGKA BELITUNG | BANGKA TENGAH | MAIN UNIT | CUSTOMER | 31 January 2015 | INDRA BUDI GUNAWAN | 1 January 1900 |  | 31 January 2015 | INDRA BUDI GUNAWAN | - |  | ACTIVE
135180436 | ALGH1 | ALARIS GH | IMAGING | CAREFUSION | GN00008793 | PUSKESMAS PANARUKAN | JEMBER | JAWA TIMUR | JEMBER | MAIN UNIT | CUSTOMER | 30 June 2015 | ZENZEN | 29 June 2015 |  | 30 June 2015 | ZENZEN | - |  | ACTIVE
135180448 | ALCC1 | ALARIS CC | IMAGING | CAREFUSION | GN00002311 | RSU MUH ANWAR SUMENEP | SURABAYA-1 | JAWA TIMUR | SUMENEP | MAIN UNIT | CUSTOMER | 10 September 2014 | ZENZEN | 27 May 2015 |  | 10 September 2014 | ZENZEN | - |  | ACTIVE
135180450 | ALGH1 | ALARIS GH | IMAGING | CAREFUSION | GN00008010 | UPTD BP4 LUBUK ALUNG ( RS PARU SUMATERA BARAT ) | PADANG | SUMATERA BARAT | PADANG | MAIN UNIT | CUSTOMER | 21 April 2015 | MULKAN | 21 April 2015 |  | 21 April 2015 | MULKAN | - |  | ACTIVE
135180458 | ALGH1 | ALARIS GH | IMAGING | CAREFUSION | GN00006531 | DINAS KESEHATAN KAB/KOTA. KOBA BANGKA TENGAH | PANGKAL PINANG | KEPULAUAN BANGKA BELITUNG | BANGKA TENGAH | MAIN UNIT | CUSTOMER | 31 January 2015 | INDRA BUDI GUNAWAN | 1 January 1900 |  | 31 January 2015 | INDRA BUDI GUNAWAN | - |  | ACTIVE
135180463 | ALCC1 | ALARIS CC | IMAGING | CAREFUSION | GN00001509 | RSUD DR. ABDOER RAHEM | JEMBER | JAWA TIMUR | SITUBONDO | MAIN UNIT | CUSTOMER | 27 August 2015 | ZENZEN | 27 August 2015 |  | 27 August 2015 | ZENZEN | - |  | ACTIVE
135180465 | ALGH1 | ALARIS GH | IMAGING | CAREFUSION | GN00006531 | DINAS KESEHATAN KAB/KOTA. KOBA BANGKA TENGAH | PANGKAL PINANG | KEPULAUAN BANGKA BELITUNG | BANGKA TENGAH | MAIN UNIT | CUSTOMER | - |  | 13 January 2015 |  | - |  | - |  | ACTIVE
135180475 | ALGH1 | ALARIS GH | IMAGING | CAREFUSION | GN00001066 | RSUD CIBINONG | BOGOR | JAWA BARAT | BOGOR | MAIN UNIT | CUSTOMER | 14 January 2015 | IBNUL AZIZ - TSE | 31 July 2015 |  | 14 January 2015 | IBNUL AZIZ - TSE | - |  | ACTIVE
135180487 | ALCC1 | ALARIS CC | IMAGING | CAREFUSION | GN00001509 | RSUD DR. ABDOER RAHEM | JEMBER | JAWA TIMUR | SITUBONDO | MAIN UNIT | CUSTOMER | 27 August 2015 | ZENZEN | 27 August 2015 |  | 27 August 2015 | ZENZEN | - |  | ACTIVE
135180489 | ALGH1 | ALARIS GH | IMAGING | CAREFUSION | GN00001066 | RSUD CIBINONG | BOGOR | JAWA BARAT | BOGOR | MAIN UNIT | CUSTOMER | 16 March 2015 | IBNUL AZIZ - TSE | 31 July 2015 |  | 16 March 2015 | IBNUL AZIZ - TSE | - |  | ACTIVE
135180522 | ALGH1 | ALARIS GH | IMAGING | CAREFUSION | GN00001066 | RSUD CIBINONG | BOGOR | JAWA BARAT | BOGOR | MAIN UNIT | CUSTOMER | 22 January 2015 | IBNUL AZIZ - TSE | 31 July 2015 |  | 22 January 2015 | IBNUL AZIZ - TSE | - |  | ACTIVE
135180546 | ALGH1 | ALARIS GH | IMAGING | CAREFUSION | GN00001066 | RSUD CIBINONG | BOGOR | JAWA BARAT | BOGOR | MAIN UNIT | CUSTOMER | 16 March 2015 | IBNUL AZIZ - TSE | 31 July 2015 |  | 16 March 2015 | IBNUL AZIZ - TSE | - |  | ACTIVE
135180547 | ALCC1 | ALARIS CC | IMAGING | CAREFUSION | GN00000439 | RSUD PANDAN | PEMATANG SIANTAR | SUMATERA UTARA | PADANG SIDEMPUAN | MAIN UNIT | CUSTOMER | 15 December 2014 | ARBIANSYAH - TSE | 16 December 2014 |  | 15 December 2014 | ARBIANSYAH - TSE | - |  | ACTIVE
135180548 | ALCC1 | ALARIS CC | IMAGING | CAREFUSION | GN00000439 | RSUD PANDAN | PEMATANG SIANTAR | SUMATERA UTARA | PADANG SIDEMPUAN | MAIN UNIT | CUSTOMER | 15 December 2014 | ARBIANSYAH - TSE | 16 December 2014 |  | 15 December 2014 | ARBIANSYAH - TSE | - |  | ACTIVE
135180549 | ALCC1 | ALARIS CC | IMAGING | CAREFUSION | GN00000439 | RSUD PANDAN | PEMATANG SIANTAR | SUMATERA UTARA | PADANG SIDEMPUAN | MAIN UNIT | CUSTOMER | 15 December 2014 | ARBIANSYAH - TSE | 16 December 2014 |  | 15 December 2014 | ARBIANSYAH - TSE | - |  | ACTIVE
135180550 | ALCC1 | ALARIS CC | IMAGING | CAREFUSION | GN00007060 | RSUD MEURAXA | BANDA ACEH | ACEH | BANDA ACEH | MAIN UNIT | CUSTOMER | 10 September 2014 | ARBIANSYAH - TSE | 28 July 2015 |  | 10 September 2014 | ARBIANSYAH - TSE | - |  | ACTIVE
135180551 | ALCC1 | ALARIS CC | IMAGING | CAREFUSION | GN00000439 | RSUD PANDAN | PEMATANG SIANTAR | SUMATERA UTARA | PADANG SIDEMPUAN | MAIN UNIT | CUSTOMER | 15 December 2014 | ARBIANSYAH - TSE | 16 December 2014 |  | 15 December 2014 | ARBIANSYAH - TSE | - |  | ACTIVE
135180552 | ALCC1 | ALARIS CC | IMAGING | CAREFUSION | GN00000439 | RSUD PANDAN | PEMATANG SIANTAR | SUMATERA UTARA | PADANG SIDEMPUAN | MAIN UNIT | CUSTOMER | 15 December 2014 | ARBIANSYAH - TSE | 16 December 2014 |  | 15 December 2014 | ARBIANSYAH - TSE | - |  | ACTIVE
135180553 | ALGH1 | ALARIS GH | IMAGING | CAREFUSION | GN00007542 | PT. ENSEVAL MEDIKA PRIMA - MAKASAR | MAKASSAR | SULAWESI SELATAN | MAKASSAR | MAIN UNIT | CUSTOMER | 11 December 2014 | HARI UDI RAHARJO - TSE | 1 January 1900 |  | 11 December 2014 | HARI UDI RAHARJO - TSE | - |  | ACTIVE
135180555 | ALGH1 | ALARIS GH | IMAGING | CAREFUSION | GN00002418 | RS RATUMBUYSANG | MANADO | SULAWESI UTARA | MANADO | MAIN UNIT | CUSTOMER | 12 September 2014 | GANDHI YANRANGGA | 19 December 2014 |  | 12 September 2014 | GANDHI YANRANGGA | - |  | ACTIVE
135180558 | ALGH1 | ALARIS GH | IMAGING | CAREFUSION | GN00002418 | RS RATUMBUYSANG | MANADO | SULAWESI UTARA | MANADO | MAIN UNIT | CUSTOMER | 17 September 2014 | LEONARDUS ADI | 19 December 2014 |  | 17 September 2014 | LEONARDUS ADI | - |  | ACTIVE
135180559 | ALGH1 | ALARIS GH | IMAGING | CAREFUSION | GN00009087 | RSUD BENER MERIAH (RSUD MUNYANG KUTE) | LHOKSEUMAWE | ACEH | BANDA ACEH | MAIN UNIT | CUSTOMER | - |  | 13 August 2015 |  | - |  | - |  | ACTIVE
135180560 | ALCC1 | ALARIS CC | IMAGING | CAREFUSION | GN00009087 | RSUD BENER MERIAH (RSUD MUNYANG KUTE) | LHOKSEUMAWE | ACEH | BANDA ACEH | MAIN UNIT | CUSTOMER | 17 September 2014 | ARBIANSYAH - TSE | 13 August 2015 |  | 17 September 2014 | ARBIANSYAH - TSE | - |  | ACTIVE
135180562 | ALCC1 | ALARIS CC | IMAGING | CAREFUSION | GN00000483 | RS. REHABILITASI MEDIK ACEH TIMUR | LHOKSEUMAWE | ACEH | ACEH TIMUR | MAIN UNIT | CUSTOMER | 17 September 2014 | ARBIANSYAH - TSE | 29 July 2015 |  | 17 September 2014 | ARBIANSYAH - TSE | - |  | ACTIVE
135181458 | ALCC1 | ALARIS CC | IMAGING | CAREFUSION | GN00002311 | RSU MUH ANWAR SUMENEP | SURABAYA-1 | JAWA TIMUR | SUMENEP | MAIN UNIT | CUSTOMER | 17 September 2014 | ZENZEN | 27 May 2015 |  | 17 September 2014 | ZENZEN | - |  | ACTIVE
135181480 | ALCC1 | ALARIS CC | IMAGING | CAREFUSION | GN00002986 | RDC PUSAT - RAWAGELAM | PUSAT | DKI JAKARTA | JAKARTA TIMUR | MAIN UNIT | EMP | 17 September 2014 | ARDI HERMAWAN - TSE CP | 1 January 1900 |  | 17 September 2014 | ARDI HERMAWAN - TSE CP | - |  | ACTIVE
135181736 | ALGH1 | ALARIS GH | IMAGING | CAREFUSION | GN00001066 | RSUD CIBINONG | BOGOR | JAWA BARAT | BOGOR | MAIN UNIT | CUSTOMER | 3 August 2015 | IBNUL AZIZ - TSE | 31 July 2015 |  | 3 August 2015 | IBNUL AZIZ - TSE | - |  | ACTIVE
135181737 | ALCC1 | ALARIS CC | IMAGING | CAREFUSION | GN00002986 | RDC PUSAT - RAWAGELAM | PUSAT | DKI JAKARTA | JAKARTA TIMUR | MAIN UNIT | EMP | 10 September 2014 | ARDI HERMAWAN - TSE CP | 1 January 1900 |  | 10 September 2014 | ARDI HERMAWAN - TSE CP | - |  | ACTIVE
135182488 | ALCC1 | ALARIS CC | IMAGING | CAREFUSION | GN00002311 | RSU MUH ANWAR SUMENEP | SURABAYA-1 | JAWA TIMUR | SUMENEP | MAIN UNIT | CUSTOMER | 10 September 2014 | ZENZEN | 27 May 2015 |  | 10 September 2014 | ZENZEN | - |  | ACTIVE
135182542 | ALCC1 | ALARIS CC | IMAGING | CAREFUSION | GN00002986 | RDC PUSAT - RAWAGELAM | PUSAT | DKI JAKARTA | JAKARTA TIMUR | MAIN UNIT | EMP | 10 September 2014 | ARDI HERMAWAN - TSE CP | 1 January 1900 |  | 10 September 2014 | ARDI HERMAWAN - TSE CP | - |  | ACTIVE
135187368 | ALGWD | ALARIS GW DEDICATED | IMAGING | CAREFUSION | GN00000877 | RSUD POLEWALI | MAKASSAR | SULAWESI SELATAN | POLEWALI | MAIN UNIT | CUSTOMER | 24 June 2016 | DEA MASJA SADALI - TSE | 1 January 1900 |  | 24 June 2016 | DEA MASJA SADALI - TSE | - |  | ACTIVE
135187561 | ALGWD | ALARIS GW DEDICATED | IMAGING | CAREFUSION | GN00002642 | RS PENDIDIKAN RIAU | PEKAN BARU | RIAU | PEKANBARU | MAIN UNIT | CUSTOMER | 17 February 2015 | MULKAN | 1 January 1900 |  | 17 February 2015 | MULKAN | - |  | ACTIVE
135187563 | ALGWD | ALARIS GW DEDICATED | IMAGING | CAREFUSION | GN00003087 | RSU PROV BAHTERAMAS | MAKASSAR | SULAWESI SELATAN | MAKASSAR | MAIN UNIT | CUSTOMER | 14 October 2016 | DEA MASJA SADALI - TSE | 1 January 1900 |  | 14 October 2016 | DEA MASJA SADALI - TSE | - |  | ACTIVE
135187564 | ALGWD | ALARIS GW DEDICATED | IMAGING | CAREFUSION | GN00002985 | WORKSHOOP CSM PUSAT | PUSAT | DKI JAKARTA | JAKARTA TIMUR | MAIN UNIT | EMP | 24 February 2017 | ARIEF SETIAWAN - TSE CP | 10 March 2015 |  | 24 February 2017 | ARIEF SETIAWAN - TSE CP | - |  | ACTIVE
135187565 | ALGWD | ALARIS GW DEDICATED | IMAGING | CAREFUSION | GN00003001 | PT. ENSEVAL MEDIKA PRIMA - HO | PUSAT | DKI JAKARTA | JAKARTA TIMUR | MAIN UNIT | EMP | 28 September 2016 | ARIEF SETIAWAN - TSE CP | 1 January 1900 |  | 28 September 2016 | ARIEF SETIAWAN - TSE CP | - |  | ACTIVE
135187566 | ALGH1 | ALARIS GH | IMAGING | CAREFUSION | GN00001066 | RSUD CIBINONG | BOGOR | JAWA BARAT | BOGOR | MAIN UNIT | CUSTOMER | 22 January 2015 | IBNUL AZIZ - TSE | 6 December 2013 |  | 22 January 2015 | IBNUL AZIZ - TSE | - |  | ACTIVE
135187567 | ALGWD | ALARIS GW DEDICATED | IMAGING | CAREFUSION | GN00002985 | WORKSHOOP CSM PUSAT | PUSAT | DKI JAKARTA | JAKARTA TIMUR | MAIN UNIT | EMP | 23 September 2016 | ANTONIUS SAGITA - KALIBRASI | 1 August 2015 |  | 23 September 2016 | ANTONIUS SAGITA - KALIBRASI | - |  | ACTIVE
135187568 | ALGWD | ALARIS GW DEDICATED | IMAGING | CAREFUSION | GN00000877 | RSUD POLEWALI | MAKASSAR | SULAWESI SELATAN | POLEWALI | MAIN UNIT | CUSTOMER | 14 October 2014 | HARI UDI RAHARJO - TSE | 14 October 2014 |  | 14 October 2014 | HARI UDI RAHARJO - TSE | - |  | ACTIVE
135187569 | ALGWD | ALARIS GW DEDICATED | IMAGING | CAREFUSION | GN00002986 | RDC PUSAT - RAWAGELAM | PUSAT | DKI JAKARTA | JAKARTA TIMUR | MAIN UNIT | EMP | 17 September 2014 | LEONARDUS ADI | 1 January 1900 |  | 17 September 2014 | LEONARDUS ADI | - |  | ACTIVE
135187570 | ALGWD | ALARIS GW DEDICATED | IMAGING | CAREFUSION | GN00002168 | BETHSAIDA HOSPITAL | TANGERANG | BANTEN | TANGERANG | MAIN UNIT | CUSTOMER | 9 December 2014 | IBNUL AZIZ - TSE | 8 December 2014 |  | 9 December 2014 | IBNUL AZIZ - TSE | - |  | ACTIVE
135187571 | ALGWD | ALARIS GW DEDICATED | IMAGING | CAREFUSION | GN00002168 | BETHSAIDA HOSPITAL | TANGERANG | BANTEN | TANGERANG | MAIN UNIT | CUSTOMER | 7 October 2016 | ARIEF SETIAWAN - TSE CP | 8 December 2014 |  | 7 October 2016 | ARIEF SETIAWAN - TSE CP | - |  | ACTIVE
135187572 | ALGWD | ALARIS GW DEDICATED | IMAGING | CAREFUSION | GN00002986 | RDC PUSAT - RAWAGELAM | PUSAT | DKI JAKARTA | JAKARTA TIMUR | MAIN UNIT | EMP | 17 September 2014 | LEONARDUS ADI | 1 January 1900 |  | 17 September 2014 | LEONARDUS ADI | - |  | ACTIVE
135187573 | ALGWD | ALARIS GW DEDICATED | IMAGING | CAREFUSION | GN00001414 | RSU BAJAWA | KUPANG | NUSA TENGGARA TIMUR | BAJAWA | MAIN UNIT | CUSTOMER | 9 June 2015 | ARIEF SETIAWAN - TSE CP | 1 December 2014 |  | 9 June 2015 | ARIEF SETIAWAN - TSE CP | - |  | ACTIVE
135187574 | ALGWD | ALARIS GW DEDICATED | IMAGING | CAREFUSION | GN00002168 | BETHSAIDA HOSPITAL | TANGERANG | BANTEN | TANGERANG | MAIN UNIT | CUSTOMER | 9 December 2014 | IBNUL AZIZ - TSE | 8 December 2014 |  | 9 December 2014 | IBNUL AZIZ - TSE | - |  | ACTIVE
135187575 | ALGWD | ALARIS GW DEDICATED | IMAGING | CAREFUSION | GN00001414 | RSU BAJAWA | KUPANG | NUSA TENGGARA TIMUR | BAJAWA | MAIN UNIT | CUSTOMER | 9 June 2015 | ARIEF SETIAWAN - TSE CP | 1 December 2014 |  | 9 June 2015 | ARIEF SETIAWAN - TSE CP | - |  | ACTIVE
135187576 | ALGWD | ALARIS GW DEDICATED | IMAGING | CAREFUSION | GN00002168 | BETHSAIDA HOSPITAL | TANGERANG | BANTEN | TANGERANG | MAIN UNIT | CUSTOMER | 9 December 2014 | IBNUL AZIZ - TSE | 8 December 2014 |  | 9 December 2014 | IBNUL AZIZ - TSE | - |  | ACTIVE
135187577 | ALGWD | ALARIS GW DEDICATED | IMAGING | CAREFUSION | GN00002168 | BETHSAIDA HOSPITAL | TANGERANG | BANTEN | TANGERANG | MAIN UNIT | CUSTOMER | 9 December 2014 | IBNUL AZIZ - TSE | 8 December 2014 |  | 9 December 2014 | IBNUL AZIZ - TSE | - |  | ACTIVE
135187578 | ALGRD |  |  |  | GN00002168 | BETHSAIDA HOSPITAL | TANGERANG | BANTEN | TANGERANG | MAIN UNIT | CUSTOMER | 9 December 2014 | IBNUL AZIZ - TSE | 8 December 2014 |  | 9 December 2014 | IBNUL AZIZ - TSE | - |  | INACTIVE
135187579 | ALGWD | ALARIS GW DEDICATED | IMAGING | CAREFUSION | GN00001414 | RSU BAJAWA | KUPANG | NUSA TENGGARA TIMUR | BAJAWA | MAIN UNIT | CUSTOMER | 9 June 2015 | ARIEF SETIAWAN - TSE CP | 1 December 2014 |  | 9 June 2015 | ARIEF SETIAWAN - TSE CP | - |  | ACTIVE
135187580 | ALGWD | ALARIS GW DEDICATED | IMAGING | CAREFUSION | GN00001414 | RSU BAJAWA | KUPANG | NUSA TENGGARA TIMUR | BAJAWA | MAIN UNIT | CUSTOMER | 9 June 2015 | ARIEF SETIAWAN - TSE CP | 1 December 2014 |  | 9 June 2015 | ARIEF SETIAWAN - TSE CP | - |  | ACTIVE
135187581 | ALGWD | ALARIS GW DEDICATED | IMAGING | CAREFUSION | GN00002168 | BETHSAIDA HOSPITAL | TANGERANG | BANTEN | TANGERANG | MAIN UNIT | CUSTOMER | 9 December 2014 | IBNUL AZIZ - TSE | 8 December 2014 |  | 9 December 2014 | IBNUL AZIZ - TSE | - |  | ACTIVE
135187582 | ALGWD | ALARIS GW DEDICATED | IMAGING | CAREFUSION | GN00000972 | RSUD SUBANG | BANDUNG | JAWA BARAT | SUBANG | MAIN UNIT | CUSTOMER | 8 September 2014 | SUKMA WIJAYA - TSE | 29 October 2014 |  | 8 September 2014 | SUKMA WIJAYA - TSE | - |  | ACTIVE
135187583 | ALGWD | ALARIS GW DEDICATED | IMAGING | CAREFUSION | GN00002168 | BETHSAIDA HOSPITAL | TANGERANG | BANTEN | TANGERANG | MAIN UNIT | CUSTOMER | 9 December 2014 | IBNUL AZIZ - TSE | 8 December 2014 |  | 9 December 2014 | IBNUL AZIZ - TSE | - |  | ACTIVE
135187584 | ALGWD | ALARIS GW DEDICATED | IMAGING | CAREFUSION | GN00000972 | RSUD SUBANG | BANDUNG | JAWA BARAT | SUBANG | MAIN UNIT | CUSTOMER | 8 September 2014 | SUKMA WIJAYA - TSE | 29 October 2014 |  | 8 September 2014 | SUKMA WIJAYA - TSE | - |  | ACTIVE
135187585 | ALGWD | ALARIS GW DEDICATED | IMAGING | CAREFUSION | GN00000972 | RSUD SUBANG | BANDUNG | JAWA BARAT | SUBANG | MAIN UNIT | CUSTOMER | 17 September 2014 | SUKMA WIJAYA - TSE | 29 October 2014 |  | 17 September 2014 | SUKMA WIJAYA - TSE | - |  | ACTIVE
135187586 | ALGWD | ALARIS GW DEDICATED | IMAGING | CAREFUSION | GN00002168 | BETHSAIDA HOSPITAL | TANGERANG | BANTEN | TANGERANG | MAIN UNIT | CUSTOMER | 9 December 2014 | IBNUL AZIZ - TSE | 8 December 2014 |  | 9 December 2014 | IBNUL AZIZ - TSE | - |  | ACTIVE
135187587 | ALGWD | ALARIS GW DEDICATED | IMAGING | CAREFUSION | GN00001066 | RSUD CIBINONG | BOGOR | JAWA BARAT | BOGOR | MAIN UNIT | CUSTOMER | 12 January 2015 | IBNUL AZIZ - TSE | 31 July 2015 |  | 12 January 2015 | IBNUL AZIZ - TSE | - |  | ACTIVE
135187588 | ALGWD | ALARIS GW DEDICATED | IMAGING | CAREFUSION | GN00001066 | RSUD CIBINONG | BOGOR | JAWA BARAT | BOGOR | MAIN UNIT | CUSTOMER | 12 January 2015 | IBNUL AZIZ - TSE | 31 July 2015 |  | 12 January 2015 | IBNUL AZIZ - TSE | - |  | ACTIVE
135187589 | ALGWD | ALARIS GW DEDICATED | IMAGING | CAREFUSION | GN00002168 | BETHSAIDA HOSPITAL | TANGERANG | BANTEN | TANGERANG | MAIN UNIT | CUSTOMER | 9 December 2014 | IBNUL AZIZ - TSE | 8 December 2014 |  | 9 December 2014 | IBNUL AZIZ - TSE | - |  | ACTIVE
135187590 | ALGWD | ALARIS GW DEDICATED | IMAGING | CAREFUSION | GN00001066 | RSUD CIBINONG | BOGOR | JAWA BARAT | BOGOR | MAIN UNIT | CUSTOMER | 22 January 2015 | IBNUL AZIZ - TSE | 31 July 2015 |  | 22 January 2015 | IBNUL AZIZ - TSE | - |  | ACTIVE
135187591 | ALGWD | ALARIS GW DEDICATED | IMAGING | CAREFUSION | GN00001066 | RSUD CIBINONG | BOGOR | JAWA BARAT | BOGOR | MAIN UNIT | CUSTOMER | 12 January 2015 | IBNUL AZIZ - TSE | 31 July 2015 |  | 12 January 2015 | IBNUL AZIZ - TSE | - |  | ACTIVE
135187592 | ALGWD | ALARIS GW DEDICATED | IMAGING | CAREFUSION | GN00002168 | BETHSAIDA HOSPITAL | TANGERANG | BANTEN | TANGERANG | MAIN UNIT | CUSTOMER | 9 December 2014 | IBNUL AZIZ - TSE | 8 December 2014 |  | 9 December 2014 | IBNUL AZIZ - TSE | - |  | ACTIVE
135187593 | ALGWD | ALARIS GW DEDICATED | IMAGING | CAREFUSION | GN00002168 | BETHSAIDA HOSPITAL | TANGERANG | BANTEN | TANGERANG | MAIN UNIT | CUSTOMER | 9 December 2014 | IBNUL AZIZ - TSE | 8 December 2014 |  | 9 December 2014 | IBNUL AZIZ - TSE | - |  | ACTIVE
135187594 | ALGWD | ALARIS GW DEDICATED | IMAGING | CAREFUSION | GN00001066 | RSUD CIBINONG | BOGOR | JAWA BARAT | BOGOR | MAIN UNIT | CUSTOMER | 12 January 2015 | IBNUL AZIZ - TSE | 31 July 2015 |  | 12 January 2015 | IBNUL AZIZ - TSE | - |  | ACTIVE
135187595 | ALGWD | ALARIS GW DEDICATED | IMAGING | CAREFUSION | GN00001066 | RSUD CIBINONG | BOGOR | JAWA BARAT | BOGOR | MAIN UNIT | CUSTOMER | 12 January 2015 | IBNUL AZIZ - TSE | 31 July 2015 |  | 12 January 2015 | IBNUL AZIZ - TSE | - |  | ACTIVE
135187596 | ALGWD | ALARIS GW DEDICATED | IMAGING | CAREFUSION | GN00001066 | RSUD CIBINONG | BOGOR | JAWA BARAT | BOGOR | MAIN UNIT | CUSTOMER | 22 January 2015 | IBNUL AZIZ - TSE | 31 July 2015 |  | 22 January 2015 | IBNUL AZIZ - TSE | - |  | ACTIVE
135187597 | ALGWD | ALARIS GW DEDICATED | IMAGING | CAREFUSION | GN00001066 | RSUD CIBINONG | BOGOR | JAWA BARAT | BOGOR | MAIN UNIT | CUSTOMER | 10 December 2014 | LEONARDUS ADI | 31 July 2015 |  | 10 December 2014 | LEONARDUS ADI | - |  | ACTIVE
135187598 | ALGWD | ALARIS GW DEDICATED | IMAGING | CAREFUSION | GN00001066 | RSUD CIBINONG | BOGOR | JAWA BARAT | BOGOR | MAIN UNIT | CUSTOMER | 12 January 2015 | IBNUL AZIZ - TSE | 31 July 2015 |  | 12 January 2015 | IBNUL AZIZ - TSE | - |  | ACTIVE
135187599 | ALGWD | ALARIS GW DEDICATED | IMAGING | CAREFUSION | GN00001413 | RSU DR TC HILLERS MAUMERE | KUPANG | NUSA TENGGARA TIMUR | MAUMERE | MAIN UNIT | CUSTOMER | 1 December 2014 | I KADEK - TSE | 29 November 2014 |  | 1 December 2014 | I KADEK - TSE | - |  | ACTIVE
135187600 | ALGWD | ALARIS GW DEDICATED | IMAGING | CAREFUSION | GN00001066 | RSUD CIBINONG | BOGOR | JAWA BARAT | BOGOR | MAIN UNIT | CUSTOMER | 10 December 2014 | LEONARDUS ADI | 31 July 2015 |  | 10 December 2014 | LEONARDUS ADI | - |  | ACTIVE
135187601 | ALGWD | ALARIS GW DEDICATED | IMAGING | CAREFUSION | GN00000439 | RSUD PANDAN | PEMATANG SIANTAR | SUMATERA UTARA | PADANG SIDEMPUAN | MAIN UNIT | CUSTOMER | 15 December 2014 | ARBIANSYAH - TSE | 16 December 2014 |  | 15 December 2014 | ARBIANSYAH - TSE | - |  | ACTIVE
135187602 | ALGWD | ALARIS GW DEDICATED | IMAGING | CAREFUSION | GN00000002 | RSUD KAB ACEH SINGKIL | BANDA ACEH | ACEH | SINGKIL | MAIN UNIT | CUSTOMER | 19 November 2014 | ARBIANSYAH - TSE | 19 November 2014 |  | 19 November 2014 | ARBIANSYAH - TSE | - |  | ACTIVE
135187603 | ALGWD | ALARIS GW DEDICATED | IMAGING | CAREFUSION | GN00000002 | RSUD KAB ACEH SINGKIL | BANDA ACEH | ACEH | SINGKIL | MAIN UNIT | CUSTOMER | 19 November 2014 | ARBIANSYAH - TSE | 19 November 2014 |  | 19 November 2014 | ARBIANSYAH - TSE | - |  | ACTIVE
135187604 | ALGWD | ALARIS GW DEDICATED | IMAGING | CAREFUSION | GN00000439 | RSUD PANDAN | PEMATANG SIANTAR | SUMATERA UTARA | PADANG SIDEMPUAN | MAIN UNIT | CUSTOMER | 15 December 2014 | ARBIANSYAH - TSE | 16 December 2014 |  | 15 December 2014 | ARBIANSYAH - TSE | - |  | ACTIVE
135187605 | ALGWD | ALARIS GW DEDICATED | IMAGING | CAREFUSION | GN00000002 | RSUD KAB ACEH SINGKIL | BANDA ACEH | ACEH | SINGKIL | MAIN UNIT | CUSTOMER | - |  | 18 November 2014 |  | - |  | - |  | ACTIVE
135187606 | ALGWD | ALARIS GW DEDICATED | IMAGING | CAREFUSION | GN00000439 | RSUD PANDAN | PEMATANG SIANTAR | SUMATERA UTARA | PADANG SIDEMPUAN | MAIN UNIT | CUSTOMER | 15 December 2014 | ARBIANSYAH - TSE | 16 December 2014 |  | 15 December 2014 | ARBIANSYAH - TSE | - |  | ACTIVE
135187607 | ALGWD | ALARIS GW DEDICATED | IMAGING | CAREFUSION | GN00000002 | RSUD KAB ACEH SINGKIL | BANDA ACEH | ACEH | SINGKIL | MAIN UNIT | CUSTOMER | 19 November 2014 | ARBIANSYAH - TSE | 19 November 2014 |  | 19 November 2014 | ARBIANSYAH - TSE | - |  | ACTIVE
135187608 | ALGWD | ALARIS GW DEDICATED | IMAGING | CAREFUSION | GN00009087 | RSUD BENER MERIAH (RSUD MUNYANG KUTE) | LHOKSEUMAWE | ACEH | BANDA ACEH | MAIN UNIT | CUSTOMER | 8 September 2014 | ARBIANSYAH - TSE | 13 August 2015 |  | 8 September 2014 | ARBIANSYAH - TSE | - |  | ACTIVE
135187609 | ALGWD | ALARIS GW DEDICATED | IMAGING | CAREFUSION | GN00009087 | RSUD BENER MERIAH (RSUD MUNYANG KUTE) | LHOKSEUMAWE | ACEH | BANDA ACEH | MAIN UNIT | CUSTOMER | 11 September 2014 | ARBIANSYAH - TSE | 13 August 2015 |  | 11 September 2014 | ARBIANSYAH - TSE | - |  | ACTIVE
135187610 | ALGWD | ALARIS GW DEDICATED | IMAGING | CAREFUSION | GN00000439 | RSUD PANDAN | PEMATANG SIANTAR | SUMATERA UTARA | PADANG SIDEMPUAN | MAIN UNIT | CUSTOMER | 15 December 2014 | ARBIANSYAH - TSE | 16 December 2014 |  | 15 December 2014 | ARBIANSYAH - TSE | - |  | ACTIVE
135187611 | ALGWD | ALARIS GW DEDICATED | IMAGING | CAREFUSION | GN00002168 | BETHSAIDA HOSPITAL | TANGERANG | BANTEN | TANGERANG | MAIN UNIT | CUSTOMER | 9 December 2014 | IBNUL AZIZ - TSE | 8 December 2014 |  | 9 December 2014 | IBNUL AZIZ - TSE | - |  | ACTIVE
135187612 | ALGWD | ALARIS GW DEDICATED | IMAGING | CAREFUSION | GN00000439 | RSUD PANDAN | PEMATANG SIANTAR | SUMATERA UTARA | PADANG SIDEMPUAN | MAIN UNIT | CUSTOMER | 15 December 2014 | ARBIANSYAH - TSE | 16 December 2014 |  | 15 December 2014 | ARBIANSYAH - TSE | - |  | ACTIVE
135187613 | ALGWD | ALARIS GW DEDICATED | IMAGING | CAREFUSION | GN00002168 | BETHSAIDA HOSPITAL | TANGERANG | BANTEN | TANGERANG | MAIN UNIT | CUSTOMER | 9 December 2014 | IBNUL AZIZ - TSE | 8 December 2014 |  | 9 December 2014 | IBNUL AZIZ - TSE | - |  | ACTIVE
135187614 | ALGWD | ALARIS GW DEDICATED | IMAGING | CAREFUSION | GN00000439 | RSUD PANDAN | PEMATANG SIANTAR | SUMATERA UTARA | PADANG SIDEMPUAN | MAIN UNIT | CUSTOMER | 15 December 2014 | ARBIANSYAH - TSE | 16 December 2014 |  | 15 December 2014 | ARBIANSYAH - TSE | - |  | ACTIVE
135187615 | ALGWD | ALARIS GW DEDICATED | IMAGING | CAREFUSION | GN00002168 | BETHSAIDA HOSPITAL | TANGERANG | BANTEN | TANGERANG | MAIN UNIT | CUSTOMER | 9 December 2014 | IBNUL AZIZ - TSE | 8 December 2014 |  | 9 December 2014 | IBNUL AZIZ - TSE | - |  | ACTIVE
135228517 | ALGH1 | ALARIS GH | IMAGING | CAREFUSION | GN00001206 | RSUD PROF DR MARGONO SOEKARJO | PURWOKERTO | JAWA TENGAH | BANYUMAS | MAIN UNIT | CUSTOMER | 12 March 2016 |  | 1 January 1900 |  | 12 March 2016 |  | - |  | ACTIVE
135259127 | ALGWD | ALARIS GW DEDICATED | IMAGING | CAREFUSION | GN00000238 | RSUD M NATSIR SOLOK | PADANG | SUMATERA BARAT | SOLOK | MAIN UNIT | CUSTOMER | - |  | 21 September 2015 |  | - |  | - |  | ACTIVE
135259128 | ALGH1 | ALARIS GH | IMAGING | CAREFUSION | GN00001163 | RSUD PANTURA M.A.SENTOT PATROL ( RSUD PATROL ) | CIREBON | JAWA BARAT | INDRAMAYU | MAIN UNIT | CUSTOMER | 22 December 2014 | BUDI SUROSO - TSE | 1 July 2015 |  | 22 December 2014 | BUDI SUROSO - TSE | - |  | ACTIVE
135259135 | ALGWD | ALARIS GW DEDICATED | IMAGING | CAREFUSION | GN00001071 | RSUD CIMACAN | SUKABUMI | JAWA BARAT | CIANJUR | MAIN UNIT | CUSTOMER | - |  | 2 September 2015 |  | - |  | - |  | ACTIVE
135259137 | ALGH1 | ALARIS GH | IMAGING | CAREFUSION | GN00001071 | RSUD CIMACAN | SUKABUMI | JAWA BARAT | CIANJUR | MAIN UNIT | CUSTOMER | 2 September 2015 | LEONARDUS ADI | 2 September 2015 |  | 2 September 2015 | LEONARDUS ADI | - |  | ACTIVE
135259139 | ALGH1 | ALARIS GH | IMAGING | CAREFUSION | GN00001163 | RSUD PANTURA M.A.SENTOT PATROL ( RSUD PATROL ) | CIREBON | JAWA BARAT | INDRAMAYU | MAIN UNIT | CUSTOMER | 22 December 2014 | BUDI SUROSO - TSE | 1 July 2015 |  | 22 December 2014 | BUDI SUROSO - TSE | - |  | ACTIVE
135259141 | ALGWD | ALARIS GW DEDICATED | IMAGING | CAREFUSION | GN00001163 | RSUD PANTURA M.A.SENTOT PATROL ( RSUD PATROL ) | CIREBON | JAWA BARAT | INDRAMAYU | MAIN UNIT | CUSTOMER | - |  | 1 July 2015 |  | - |  | - |  | ACTIVE
135259143 | ALGH1 | ALARIS GH | IMAGING | CAREFUSION | GN00001163 | RSUD PANTURA M.A.SENTOT PATROL ( RSUD PATROL ) | CIREBON | JAWA BARAT | INDRAMAYU | MAIN UNIT | CUSTOMER | 28 September 2015 | BUDI SUROSO - TSE | 1 July 2015 |  | 28 September 2015 | BUDI SUROSO - TSE | - |  | ACTIVE
135259144 | ALGH1 | ALARIS GH | IMAGING | CAREFUSION | GN00001066 | RSUD CIBINONG | BOGOR | JAWA BARAT | BOGOR | MAIN UNIT | CUSTOMER | 28 September 2015 | IBNUL AZIZ - TSE | 28 September 2015 |  | 28 September 2015 | IBNUL AZIZ - TSE | - |  | ACTIVE
135259148 | ALGH1 | ALARIS GH | IMAGING | CAREFUSION | GN00000238 | RSUD M NATSIR SOLOK | PADANG | SUMATERA BARAT | SOLOK | MAIN UNIT | CUSTOMER | 21 September 2015 | MULKAN | 21 September 2015 |  | 21 September 2015 | MULKAN | - |  | ACTIVE
135259149 | ALGH1 | ALARIS GH | IMAGING | CAREFUSION | GN00000238 | RSUD M NATSIR SOLOK | PADANG | SUMATERA BARAT | SOLOK | MAIN UNIT | CUSTOMER | 21 September 2015 | MULKAN | 21 September 2015 |  | 21 September 2015 | MULKAN | - |  | ACTIVE
135259151 | ALGH1 | ALARIS GH | IMAGING | CAREFUSION | GN00011263 | RS GIGI & MULUT UNIVERSITAS JENDERAL SOEDIRMAN | PURWOKERTO | JAWA TENGAH | PURWOKERTO | MAIN UNIT | CUSTOMER | - |  | 30 September 2015 |  | - |  | - |  | ACTIVE
135259153 | ALGH1 | ALARIS GH | IMAGING | CAREFUSION | GN00001071 | RSUD CIMACAN | SUKABUMI | JAWA BARAT | CIANJUR | MAIN UNIT | CUSTOMER | 2 September 2015 | LEONARDUS ADI | 2 September 2015 |  | 2 September 2015 | LEONARDUS ADI | - |  | ACTIVE
135259154 | ALGH1 | ALARIS GH | IMAGING | CAREFUSION | GN00008859 | RSUD. PASIRIAN | JEMBER | JAWA TIMUR | JEMBER | MAIN UNIT | CUSTOMER | 22 September 2015 | ZENZEN | 21 September 2015 |  | 22 September 2015 | ZENZEN | - |  | ACTIVE
135259155 | ALGH1 | ALARIS GH | IMAGING | CAREFUSION | GN00002986 | RDC PUSAT - RAWAGELAM | PUSAT | DKI JAKARTA | JAKARTA TIMUR | MAIN UNIT | CUSTOMER | 28 September 2015 | IBNUL AZIZ - TSE | 28 September 2015 |  | 28 September 2015 | IBNUL AZIZ - TSE | - |  | ACTIVE
135259156 | ALGWD | ALARIS GW DEDICATED | IMAGING | CAREFUSION | GN00001066 | RSUD CIBINONG | BOGOR | JAWA BARAT | BOGOR | MAIN UNIT | CUSTOMER | - |  | 28 September 2015 |  | - |  | - |  | ACTIVE
135259157 | ALGH1 | ALARIS GH | IMAGING | CAREFUSION | GN00008859 | RSUD. PASIRIAN | JEMBER | JAWA TIMUR | JEMBER | MAIN UNIT | CUSTOMER | - |  | 21 September 2015 |  | - |  | - |  | ACTIVE
135259158 | ALGWD | ALARIS GW DEDICATED | IMAGING | CAREFUSION | GN00006545 | RSUD ABDYA | BANDA ACEH | ACEH | BANDA ACEH | MAIN UNIT | CUSTOMER | - |  | 21 September 2015 |  | - |  | - |  | ACTIVE
135259159 | ALGWD | ALARIS GW DEDICATED | IMAGING | CAREFUSION | GN00001066 | RSUD CIBINONG | BOGOR | JAWA BARAT | BOGOR | MAIN UNIT | CUSTOMER | - |  | 28 September 2015 |  | - |  | - |  | ACTIVE
135259160 | ALGH1 | ALARIS GH | IMAGING | CAREFUSION | GN00001066 | RSUD CIBINONG | BOGOR | JAWA BARAT | BOGOR | MAIN UNIT | CUSTOMER | 28 September 2015 | IBNUL AZIZ - TSE | 28 September 2015 |  | 28 September 2015 | IBNUL AZIZ - TSE | - |  | ACTIVE
135259161 | ALGWD | ALARIS GW DEDICATED | IMAGING | CAREFUSION | GN00006545 | RSUD ABDYA | BANDA ACEH | ACEH | BANDA ACEH | MAIN UNIT | CUSTOMER | - |  | 21 September 2015 |  | - |  | - |  | ACTIVE
135259162 | ALGH1 | ALARIS GH | IMAGING | CAREFUSION | GN00002986 | RDC PUSAT - RAWAGELAM | PUSAT | DKI JAKARTA | JAKARTA TIMUR | MAIN UNIT | EMP | 22 December 2014 | SURYADI | 1 January 1900 |  | 22 December 2014 | SURYADI | - |  | ACTIVE
135259163 | ALGWD | ALARIS GW DEDICATED | IMAGING | CAREFUSION | GN00002986 | RDC PUSAT - RAWAGELAM | PUSAT | DKI JAKARTA | JAKARTA TIMUR | MAIN UNIT | EMP | - |  | 1 January 1900 |  | - |  | - |  | ACTIVE
135259164 | ALGWD | ALARIS GW DEDICATED | IMAGING | CAREFUSION | GN00006545 | RSUD ABDYA | BANDA ACEH | ACEH | BANDA ACEH | MAIN UNIT | CUSTOMER | - |  | 21 September 2015 |  | - |  | - |  | ACTIVE
135259165 | ALGH1 | ALARIS GH | IMAGING | CAREFUSION | GN00000385 | RSUD TANJUNG PURA | MEDAN | SUMATERA UTARA | MEDAN | MAIN UNIT | CUSTOMER | 22 December 2014 | ARBIANSYAH - TSE | 23 December 2015 |  | 22 December 2014 | ARBIANSYAH - TSE | - |  | ACTIVE
135259166 | ALGH1 | ALARIS GH | IMAGING | CAREFUSION | GN00000385 | RSUD TANJUNG PURA | MEDAN | SUMATERA UTARA | MEDAN | MAIN UNIT | CUSTOMER | - |  | 23 December 2015 |  | - |  | - |  | ACTIVE
135259169 | ALGH1 | ALARIS GH | IMAGING | CAREFUSION | GN00002986 | RDC PUSAT - RAWAGELAM | PUSAT | DKI JAKARTA | JAKARTA TIMUR | MAIN UNIT | EMP | 22 December 2014 | SURYADI | 1 January 1900 |  | 22 December 2014 | SURYADI | - |  | ACTIVE
135259193 | ALGH1 | ALARIS GH | IMAGING | CAREFUSION | GN00002966 | RSUD CALANG | BANDA ACEH | ACEH | BANDA ACEH | MAIN UNIT | CUSTOMER | 22 December 2014 | ARBIANSYAH - TSE | 18 September 2015 |  | 22 December 2014 | ARBIANSYAH - TSE | - |  | ACTIVE
135259197 | ALGH1 | ALARIS GH | IMAGING | CAREFUSION | GN00002966 | RSUD CALANG | BANDA ACEH | ACEH | BANDA ACEH | MAIN UNIT | CUSTOMER | - |  | 18 September 2015 |  | - |  | - |  | ACTIVE
135275007 | ALGWD | ALARIS GW DEDICATED | IMAGING | CAREFUSION | GN00001066 | RSUD CIBINONG | BOGOR | JAWA BARAT | BOGOR | MAIN UNIT | CUSTOMER | 3 August 2015 | IBNUL AZIZ - TSE | 31 July 2015 |  | 3 August 2015 | IBNUL AZIZ - TSE | - |  | ACTIVE
135275008 | ALGWD | ALARIS GW DEDICATED | IMAGING | CAREFUSION | GN00001066 | RSUD CIBINONG | BOGOR | JAWA BARAT | BOGOR | MAIN UNIT | CUSTOMER | 3 August 2015 | IBNUL AZIZ - TSE | 31 July 2015 |  | 3 August 2015 | IBNUL AZIZ - TSE | - |  | ACTIVE
135275009 | ALGWD | ALARIS GW DEDICATED | IMAGING | CAREFUSION | GN00001066 | RSUD CIBINONG | BOGOR | JAWA BARAT | BOGOR | MAIN UNIT | CUSTOMER | 3 August 2015 | IBNUL AZIZ - TSE | 31 July 2015 |  | 3 August 2015 | IBNUL AZIZ - TSE | - |  | ACTIVE
135275010 | ALGWD | ALARIS GW DEDICATED | IMAGING | CAREFUSION | GN00001066 | RSUD CIBINONG | BOGOR | JAWA BARAT | BOGOR | MAIN UNIT | CUSTOMER | 3 August 2015 | IBNUL AZIZ - TSE | 31 July 2015 |  | 3 August 2015 | IBNUL AZIZ - TSE | - |  | ACTIVE
135275011 | ALGWD | ALARIS GW DEDICATED | IMAGING | CAREFUSION | GN00001066 | RSUD CIBINONG | BOGOR | JAWA BARAT | BOGOR | MAIN UNIT | CUSTOMER | 4 August 2015 | IBNUL AZIZ - TSE | 31 July 2015 |  | 4 August 2015 | IBNUL AZIZ - TSE | - |  | ACTIVE
135275013 | ALGWD | ALARIS GW DEDICATED | IMAGING | CAREFUSION | GN00001066 | RSUD CIBINONG | BOGOR | JAWA BARAT | BOGOR | MAIN UNIT | CUSTOMER | 4 August 2015 | IBNUL AZIZ - TSE | 31 July 2015 |  | 4 August 2015 | IBNUL AZIZ - TSE | - |  | ACTIVE
135275014 | ALGWD | ALARIS GW DEDICATED | IMAGING | CAREFUSION | GN00001066 | RSUD CIBINONG | BOGOR | JAWA BARAT | BOGOR | MAIN UNIT | CUSTOMER | 3 August 2015 | IBNUL AZIZ - TSE | 31 July 2015 |  | 3 August 2015 | IBNUL AZIZ - TSE | - |  | ACTIVE
135275015 | ALGWD | ALARIS GW DEDICATED | IMAGING | CAREFUSION | GN00001066 | RSUD CIBINONG | BOGOR | JAWA BARAT | BOGOR | MAIN UNIT | CUSTOMER | 3 August 2015 | IBNUL AZIZ - TSE | 31 July 2015 |  | 3 August 2015 | IBNUL AZIZ - TSE | - |  | ACTIVE
135275016 | ALGWD | ALARIS GW DEDICATED | IMAGING | CAREFUSION | GN00001066 | RSUD CIBINONG | BOGOR | JAWA BARAT | BOGOR | MAIN UNIT | CUSTOMER | 3 August 2015 | IBNUL AZIZ - TSE | 31 July 2015 |  | 3 August 2015 | IBNUL AZIZ - TSE | - |  | ACTIVE
135275017 | ALGRD |  |  |  | GN00001066 | RSUD CIBINONG | BOGOR | JAWA BARAT | BOGOR | MAIN UNIT | CUSTOMER | 3 August 2015 | IBNUL AZIZ - TSE | 31 July 2015 |  | 3 August 2015 | IBNUL AZIZ - TSE | - |  | INACTIVE
135275018 | ALGRD |  |  |  | GN00002986 | RDC PUSAT - RAWAGELAM | PUSAT | DKI JAKARTA | JAKARTA TIMUR | MAIN UNIT | EMP | 22 December 2014 | SURYADI | 1 January 1900 |  | 22 December 2014 | SURYADI | - |  | INACTIVE
135275019 | ALGWD | ALARIS GW DEDICATED | IMAGING | CAREFUSION | GN00001066 | RSUD CIBINONG | BOGOR | JAWA BARAT | BOGOR | MAIN UNIT | CUSTOMER | 4 August 2015 | IBNUL AZIZ - TSE | 31 July 2015 |  | 4 August 2015 | IBNUL AZIZ - TSE | - |  | ACTIVE
135275020 | ALGWD | ALARIS GW DEDICATED | IMAGING | CAREFUSION | GN00001066 | RSUD CIBINONG | BOGOR | JAWA BARAT | BOGOR | MAIN UNIT | CUSTOMER | 3 August 2015 | IBNUL AZIZ - TSE | 31 July 2015 |  | 3 August 2015 | IBNUL AZIZ - TSE | - |  | ACTIVE
135275022 | ALGWD | ALARIS GW DEDICATED | IMAGING | CAREFUSION | GN00001066 | RSUD CIBINONG | BOGOR | JAWA BARAT | BOGOR | MAIN UNIT | CUSTOMER | 3 August 2015 | IBNUL AZIZ - TSE | 31 July 2015 |  | 3 August 2015 | IBNUL AZIZ - TSE | - |  | ACTIVE
135275023 | ALGWD | ALARIS GW DEDICATED | IMAGING | CAREFUSION | GN00000238 | RSUD M NATSIR SOLOK | PADANG | SUMATERA BARAT | SOLOK | MAIN UNIT | CUSTOMER | 21 September 2015 | MULKAN | 21 September 2015 |  | 21 September 2015 | MULKAN | - |  | ACTIVE
135275024 | ALGRD |  |  |  | GN00000238 | RSUD M NATSIR SOLOK | PADANG | SUMATERA BARAT | SOLOK | MAIN UNIT | CUSTOMER | 21 September 2015 | MULKAN | 21 September 2015 |  | 21 September 2015 | MULKAN | - |  | INACTIVE
135275025 | ALGWD | ALARIS GW DEDICATED | IMAGING | CAREFUSION | GN00000238 | RSUD M NATSIR SOLOK | PADANG | SUMATERA BARAT | SOLOK | MAIN UNIT | CUSTOMER | 21 September 2015 | MULKAN | 21 September 2015 |  | 21 September 2015 | MULKAN | - |  | ACTIVE
135275027 | ALGRD |  |  |  | GN00000238 | RSUD M NATSIR SOLOK | PADANG | SUMATERA BARAT | SOLOK | MAIN UNIT | CUSTOMER | 21 September 2015 | MULKAN | 21 September 2015 |  | 21 September 2015 | MULKAN | - |  | INACTIVE
135275028 | ALGWD | ALARIS GW DEDICATED | IMAGING | CAREFUSION | GN00001066 | RSUD CIBINONG | BOGOR | JAWA BARAT | BOGOR | MAIN UNIT | CUSTOMER | 3 August 2015 | IBNUL AZIZ - TSE | 31 July 2015 |  | 3 August 2015 | IBNUL AZIZ - TSE | - |  | ACTIVE
135275029 | ALGWD | ALARIS GW DEDICATED | IMAGING | CAREFUSION | GN00011263 | RS GIGI & MULUT UNIVERSITAS JENDERAL SOEDIRMAN | PURWOKERTO | JAWA TENGAH | PURWOKERTO | MAIN UNIT | CUSTOMER | - |  | 30 September 2015 |  | - |  | - |  | ACTIVE
13528525 | ALGH1 | ALARIS GH | IMAGING | CAREFUSION | GN00001206 | RSUD PROF DR MARGONO SOEKARJO | PURWOKERTO | JAWA TENGAH | BANYUMAS | MAIN UNIT | CUSTOMER | 1 August 2014 | BUDI SUROSO - TSE | 1 January 1900 |  | 1 August 2014 | BUDI SUROSO - TSE | - |  | ACTIVE
135311421 | ALGWD | ALARIS GW DEDICATED | IMAGING | CAREFUSION | GN00001163 | RSUD PANTURA M.A.SENTOT PATROL ( RSUD PATROL ) | CIREBON | JAWA BARAT | INDRAMAYU | MAIN UNIT | CUSTOMER | 12 August 2015 | BUDI SUROSO - TSE | 1 July 2015 |  | 12 August 2015 | BUDI SUROSO - TSE | - |  | ACTIVE
135311424 | ALGWD | ALARIS GW DEDICATED | IMAGING | CAREFUSION | GN00001163 | RSUD PANTURA M.A.SENTOT PATROL ( RSUD PATROL ) | CIREBON | JAWA BARAT | INDRAMAYU | MAIN UNIT | CUSTOMER | 12 August 2015 | BUDI SUROSO - TSE | 1 July 2015 |  | 12 August 2015 | BUDI SUROSO - TSE | - |  | ACTIVE
135311428 | ALGWD | ALARIS GW DEDICATED | IMAGING | CAREFUSION | GN00001163 | RSUD PANTURA M.A.SENTOT PATROL ( RSUD PATROL ) | CIREBON | JAWA BARAT | INDRAMAYU | MAIN UNIT | CUSTOMER | 12 August 2015 | BUDI SUROSO - TSE | 1 July 2015 |  | 12 August 2015 | BUDI SUROSO - TSE | - |  | ACTIVE
135311429 | ALGWD | ALARIS GW DEDICATED | IMAGING | CAREFUSION | GN00001163 | RSUD PANTURA M.A.SENTOT PATROL ( RSUD PATROL ) | CIREBON | JAWA BARAT | INDRAMAYU | MAIN UNIT | CUSTOMER | 12 August 2015 | BUDI SUROSO - TSE | 1 July 2015 |  | 12 August 2015 | BUDI SUROSO - TSE | - |  | ACTIVE
135311432 | ALGWD | ALARIS GW DEDICATED | IMAGING | CAREFUSION | GN00001163 | RSUD PANTURA M.A.SENTOT PATROL ( RSUD PATROL ) | CIREBON | JAWA BARAT | INDRAMAYU | MAIN UNIT | CUSTOMER | 12 August 2015 | BUDI SUROSO - TSE | 1 July 2015 |  | 12 August 2015 | BUDI SUROSO - TSE | - |  | ACTIVE
135311433 | ALGWD | ALARIS GW DEDICATED | IMAGING | CAREFUSION | GN00001163 | RSUD PANTURA M.A.SENTOT PATROL ( RSUD PATROL ) | CIREBON | JAWA BARAT | INDRAMAYU | MAIN UNIT | CUSTOMER | 12 August 2015 | BUDI SUROSO - TSE | 1 July 2015 |  | 12 August 2015 | BUDI SUROSO - TSE | - |  | ACTIVE
135311436 | ALGWD | ALARIS GW DEDICATED | IMAGING | CAREFUSION | GN00001071 | RSUD CIMACAN | SUKABUMI | JAWA BARAT | CIANJUR | MAIN UNIT | CUSTOMER | 2 September 2015 | LEONARDUS ADI | 2 September 2015 |  | 2 September 2015 | LEONARDUS ADI | - |  | ACTIVE
135311437 | ALGWD | ALARIS GW DEDICATED | IMAGING | CAREFUSION | GN00001066 | RSUD CIBINONG | BOGOR | JAWA BARAT | BOGOR | MAIN UNIT | CUSTOMER | 28 September 2015 | IBNUL AZIZ - TSE | 28 September 2015 |  | 28 September 2015 | IBNUL AZIZ - TSE | - |  | ACTIVE
135311440 | ALGWD | ALARIS GW DEDICATED | IMAGING | CAREFUSION | GN00001066 | RSUD CIBINONG | BOGOR | JAWA BARAT | BOGOR | MAIN UNIT | CUSTOMER | 28 September 2015 | IBNUL AZIZ - TSE | 28 September 2015 |  | 28 September 2015 | IBNUL AZIZ - TSE | - |  | ACTIVE
135311441 | ALGWD | ALARIS GW DEDICATED | IMAGING | CAREFUSION | GN00002986 | RDC PUSAT - RAWAGELAM | PUSAT | DKI JAKARTA | JAKARTA TIMUR | MAIN UNIT | EMP | 12 August 2015 | PETRUS SIMON | 1 January 1900 |  | 12 August 2015 | PETRUS SIMON | - |  | ACTIVE
135311450 | ALGWD | ALARIS GW DEDICATED | IMAGING | CAREFUSION | GN00002986 | RDC PUSAT - RAWAGELAM | PUSAT | DKI JAKARTA | JAKARTA TIMUR | MAIN UNIT | EMP | 12 August 2015 | PETRUS SIMON | 1 January 1900 |  | 12 August 2015 | PETRUS SIMON | - |  | ACTIVE
135311451 | ALGWD | ALARIS GW DEDICATED | IMAGING | CAREFUSION | GN00002986 | RDC PUSAT - RAWAGELAM | PUSAT | DKI JAKARTA | JAKARTA TIMUR | MAIN UNIT | EMP | 12 August 2015 | PETRUS SIMON | 1 January 1900 |  | 12 August 2015 | PETRUS SIMON | - |  | ACTIVE
135311454 | ALGWD | ALARIS GW DEDICATED | IMAGING | CAREFUSION | GN00002986 | RDC PUSAT - RAWAGELAM | PUSAT | DKI JAKARTA | JAKARTA TIMUR | MAIN UNIT | EMP | 12 August 2015 | PETRUS SIMON | 1 January 1900 |  | 12 August 2015 | PETRUS SIMON | - |  | ACTIVE
135311458 | ALGWD | ALARIS GW DEDICATED | IMAGING | CAREFUSION | GN00001163 | RSUD PANTURA M.A.SENTOT PATROL ( RSUD PATROL ) | CIREBON | JAWA BARAT | INDRAMAYU | MAIN UNIT | CUSTOMER | 12 August 2015 | BUDI SUROSO - TSE | 1 July 2015 |  | 12 August 2015 | BUDI SUROSO - TSE | - |  | ACTIVE
135311463 | ALGWD | ALARIS GW DEDICATED | IMAGING | CAREFUSION | GN00001163 | RSUD PANTURA M.A.SENTOT PATROL ( RSUD PATROL ) | CIREBON | JAWA BARAT | INDRAMAYU | MAIN UNIT | CUSTOMER | 12 August 2015 | BUDI SUROSO - TSE | 1 July 2015 |  | 12 August 2015 | BUDI SUROSO - TSE | - |  | ACTIVE
135311478 | ALGWD | ALARIS GW DEDICATED | IMAGING | CAREFUSION | GN00000385 | RSUD TANJUNG PURA | MEDAN | SUMATERA UTARA | MEDAN | MAIN UNIT | CUSTOMER | 23 December 2015 | ARBIANSYAH - TSE | 23 December 2015 |  | 23 December 2015 | ARBIANSYAH - TSE | - |  | ACTIVE
135311488 | ALGWD | ALARIS GW DEDICATED | IMAGING | CAREFUSION | GN00002986 | RDC PUSAT - RAWAGELAM | PUSAT | DKI JAKARTA | JAKARTA TIMUR | MAIN UNIT | EMP | 12 August 2015 | PETRUS SIMON | 1 January 1900 |  | 12 August 2015 | PETRUS SIMON | - |  | ACTIVE
135311492 | ALGWD | ALARIS GW DEDICATED | IMAGING | CAREFUSION | GN00000385 | RSUD TANJUNG PURA | MEDAN | SUMATERA UTARA | MEDAN | MAIN UNIT | CUSTOMER | 23 December 2015 | ARBIANSYAH - TSE | 23 December 2015 |  | 23 December 2015 | ARBIANSYAH - TSE | - |  | ACTIVE
135313100 | ALGH1 | ALARIS GH | IMAGING | CAREFUSION | GN00001413 | RSU DR TC HILLERS MAUMERE | KUPANG | NUSA TENGGARA TIMUR | MAUMERE | MAIN UNIT | CUSTOMER | - |  | 18 January 2016 |  | - |  | - |  | ACTIVE
135314966 | ALGH1 | ALARIS GH | IMAGING | CAREFUSION | GN00000224 | RSUD RAJA MUSA | PEKAN BARU | RIAU | INDRAGIRI HILIR | MAIN UNIT | CUSTOMER | 8 December 2015 | MULKAN | 10 December 2015 |  | 8 December 2015 | MULKAN | - |  | ACTIVE
135314967 | ALGH1 | ALARIS GH | IMAGING | CAREFUSION | GN00000634 | RSUD RATU ZALECHA | BANJARMASIN | KALIMANTAN SELATAN | BANJARMASIN | MAIN UNIT | CUSTOMER | 21 December 2015 | SATRIA KUSUMA - TSE | 21 December 2015 |  | 21 December 2015 | SATRIA KUSUMA - TSE | - |  | ACTIVE
135314968 | ALGH1 | ALARIS GH | IMAGING | CAREFUSION | GN00000972 | RSUD SUBANG | BANDUNG | JAWA BARAT | SUBANG | MAIN UNIT | CUSTOMER | 10 March 2016 | SUKMA WIJAYA - TSE | 5 December 2015 |  | 10 March 2016 | SUKMA WIJAYA - TSE | - |  | ACTIVE
135314969 | ALGH1 | ALARIS GH | IMAGING | CAREFUSION | GN00002461 | RSUD GAMBIRAN | KEDIRI | JAWA TIMUR | KEDIRI | MAIN UNIT | CUSTOMER | 16 December 2015 | ZENZEN | 11 December 2015 |  | 16 December 2015 | ZENZEN | - |  | ACTIVE
135314970 | ALGH1 | ALARIS GH | IMAGING | CAREFUSION | GN00000972 | RSUD SUBANG | BANDUNG | JAWA BARAT | SUBANG | MAIN UNIT | CUSTOMER | 10 March 2016 | SUKMA WIJAYA - TSE | 5 December 2015 |  | 10 March 2016 | SUKMA WIJAYA - TSE | - |  | ACTIVE
135314971 | ALGH1 | ALARIS GH | IMAGING | CAREFUSION | GN00000634 | RSUD RATU ZALECHA | BANJARMASIN | KALIMANTAN SELATAN | BANJARMASIN | MAIN UNIT | CUSTOMER | 21 December 2015 | SATRIA KUSUMA - TSE | 21 December 2015 |  | 21 December 2015 | SATRIA KUSUMA - TSE | - |  | ACTIVE
135314972 | ALGH1 | ALARIS GH | IMAGING | CAREFUSION | GN00009047 | RSUD KOTA TIDORE | MANADO | SULAWESI UTARA | MANADO | MAIN UNIT | CUSTOMER | 28 October 2015 | HARI UDI RAHARJO - TSE | 28 October 2015 |  | 28 October 2015 | HARI UDI RAHARJO - TSE | - |  | ACTIVE
135314973 | ALGH1 | ALARIS GH | IMAGING | CAREFUSION | GN00009047 | RSUD KOTA TIDORE | MANADO | SULAWESI UTARA | MANADO | MAIN UNIT | CUSTOMER | 27 October 2015 | HARI UDI RAHARJO - TSE | 27 October 2015 |  | 27 October 2015 | HARI UDI RAHARJO - TSE | - |  | ACTIVE
135314974 | ALGH1 | ALARIS GH | IMAGING | CAREFUSION | GN00000772 | RSU DAYA | MAKASSAR | SULAWESI SELATAN | MAKASSAR | MAIN UNIT | CUSTOMER | 19 May 2016 | DEA MASJA SADALI - TSE | 19 May 2016 |  | 19 May 2016 | DEA MASJA SADALI - TSE | - |  | ACTIVE
135314975 | ALGH1 | ALARIS GH | IMAGING | CAREFUSION | GN00000972 | RSUD SUBANG | BANDUNG | JAWA BARAT | SUBANG | MAIN UNIT | CUSTOMER | 6 December 2015 | SUKMA WIJAYA - TSE | 5 December 2015 |  | 6 December 2015 | SUKMA WIJAYA - TSE | - |  | ACTIVE
135314976 | ALGH1 | ALARIS GH | IMAGING | CAREFUSION | GN00007060 | RSUD MEURAXA | BANDA ACEH | ACEH | BANDA ACEH | MAIN UNIT | CUSTOMER | 9 December 2015 | SATRIA KUSUMA - TSE | 4 December 2015 |  | 9 December 2015 | SATRIA KUSUMA - TSE | - |  | ACTIVE
135314977 | ALGH1 | ALARIS GH | IMAGING | CAREFUSION | GN00009371 | RS OLAHRAGA NASIOAL | JAKARTA-2 | DKI JAKARTA | JAKARTA TIMUR | MAIN UNIT | CUSTOMER | 15 December 2015 | SATRIA KUSUMA - TSE | 15 December 2015 |  | 15 December 2015 | SATRIA KUSUMA - TSE | - |  | ACTIVE
135314978 | ALGH1 | ALARIS GH | IMAGING | CAREFUSION | GN00002461 | RSUD GAMBIRAN | KEDIRI | JAWA TIMUR | KEDIRI | MAIN UNIT | CUSTOMER | 16 December 2015 | ZENZEN | 11 December 2015 |  | 16 December 2015 | ZENZEN | - |  | ACTIVE
135314979 | ALGH1 | ALARIS GH | IMAGING | CAREFUSION | GN00000450 | RSUD SABANG | BANDA ACEH | ACEH | SABANG | MAIN UNIT | CUSTOMER | 9 December 2015 | SATRIA KUSUMA - TSE | 8 December 2015 |  | 9 December 2015 | SATRIA KUSUMA - TSE | - |  | ACTIVE
135314980 | ALGH1 | ALARIS GH | IMAGING | CAREFUSION | GN00000385 | RSUD TANJUNG PURA | MEDAN | SUMATERA UTARA | MEDAN | MAIN UNIT | CUSTOMER | 23 December 2015 | ARBIANSYAH - TSE | 23 December 2015 |  | 23 December 2015 | ARBIANSYAH - TSE | - |  | ACTIVE
135314981 | ALGH1 | ALARIS GH | IMAGING | CAREFUSION | GN00009526 | RSUD PRATAMA PARENGGEAN | BANJARMASIN | KALIMANTAN SELATAN | BANJARMASIN | MAIN UNIT | CUSTOMER | - |  | 15 December 2015 |  | - |  | - |  | ACTIVE
135314982 | ALGH1 | ALARIS GH | IMAGING | CAREFUSION | GN00009526 | RSUD PRATAMA PARENGGEAN | BANJARMASIN | KALIMANTAN SELATAN | BANJARMASIN | MAIN UNIT | CUSTOMER | - |  | 15 December 2015 |  | - |  | - |  | ACTIVE
135314983 | ALGH1 | ALARIS GH | IMAGING | CAREFUSION | GN00007060 | RSUD MEURAXA | BANDA ACEH | ACEH | BANDA ACEH | MAIN UNIT | CUSTOMER | 9 December 2015 | SATRIA KUSUMA - TSE | 4 December 2015 |  | 9 December 2015 | SATRIA KUSUMA - TSE | - |  | ACTIVE
135314986 | ALGH1 | ALARIS GH | IMAGING | CAREFUSION | GN00002461 | RSUD GAMBIRAN | KEDIRI | JAWA TIMUR | KEDIRI | MAIN UNIT | CUSTOMER | 16 December 2015 | ZENZEN | 11 December 2015 |  | 16 December 2015 | ZENZEN | - |  | ACTIVE
135314987 | ALGH1 | ALARIS GH | IMAGING | CAREFUSION | GN00009371 | RS OLAHRAGA NASIOAL | JAKARTA-2 | DKI JAKARTA | JAKARTA TIMUR | MAIN UNIT | CUSTOMER | 15 December 2015 | SATRIA KUSUMA - TSE | 15 December 2015 |  | 15 December 2015 | SATRIA KUSUMA - TSE | - |  | ACTIVE
135314988 | ALGH1 | ALARIS GH | IMAGING | CAREFUSION | GN00000772 | RSU DAYA | MAKASSAR | SULAWESI SELATAN | MAKASSAR | MAIN UNIT | CUSTOMER | 20 May 2016 | DEA MASJA SADALI - TSE | 19 May 2016 |  | 20 May 2016 | DEA MASJA SADALI - TSE | - |  | ACTIVE
135314989 | ALGH1 | ALARIS GH | IMAGING | CAREFUSION | GN00009371 | RS OLAHRAGA NASIOAL | JAKARTA-2 | DKI JAKARTA | JAKARTA TIMUR | MAIN UNIT | CUSTOMER | 15 December 2015 | SATRIA KUSUMA - TSE | 15 December 2015 |  | 15 December 2015 | SATRIA KUSUMA - TSE | - |  | ACTIVE
135314991 | ALGH1 | ALARIS GH | IMAGING | CAREFUSION | GN00009047 | RSUD KOTA TIDORE | MANADO | SULAWESI UTARA | MANADO | MAIN UNIT | CUSTOMER | 28 October 2015 | HARI UDI RAHARJO - TSE | 28 October 2015 |  | 28 October 2015 | HARI UDI RAHARJO - TSE | - |  | ACTIVE
135314993 | ALGH1 | ALARIS GH | IMAGING | CAREFUSION | GN00002461 | RSUD GAMBIRAN | KEDIRI | JAWA TIMUR | KEDIRI | MAIN UNIT | CUSTOMER | 16 December 2015 | ZENZEN | 11 December 2015 |  | 16 December 2015 | ZENZEN | - |  | ACTIVE
135314995 | ALGH1 | ALARIS GH | IMAGING | CAREFUSION | GN00002461 | RSUD GAMBIRAN | KEDIRI | JAWA TIMUR | KEDIRI | MAIN UNIT | CUSTOMER | 16 December 2015 | ZENZEN | 11 December 2015 |  | 16 December 2015 | ZENZEN | - |  | ACTIVE
135314996 | ALGH1 | ALARIS GH | IMAGING | CAREFUSION | GN00000385 | RSUD TANJUNG PURA | MEDAN | SUMATERA UTARA | MEDAN | MAIN UNIT | CUSTOMER | 23 December 2015 | ARBIANSYAH - TSE | 23 December 2015 |  | 23 December 2015 | ARBIANSYAH - TSE | - |  | ACTIVE
135314998 | ALGH1 | ALARIS GH | IMAGING | CAREFUSION | GN00000772 | RSU DAYA | MAKASSAR | SULAWESI SELATAN | MAKASSAR | MAIN UNIT | CUSTOMER | 19 May 2016 | DEA MASJA SADALI - TSE | 19 May 2016 |  | 19 May 2016 | DEA MASJA SADALI - TSE | - |  | ACTIVE
135314999 | ALGH1 | ALARIS GH | IMAGING | CAREFUSION | GN00001831 | RSUD NGUDI WALUYO | MALANG | JAWA TIMUR | BLITAR | MAIN UNIT | CUSTOMER | 22 October 2015 | GANDHI YANRANGGA | 22 October 2015 |  | 22 October 2015 | GANDHI YANRANGGA | - |  | ACTIVE
135315000 | ALGH1 | ALARIS GH | IMAGING | CAREFUSION | GN00001831 | RSUD NGUDI WALUYO | MALANG | JAWA TIMUR | BLITAR | MAIN UNIT | CUSTOMER | 22 October 2015 | GANDHI YANRANGGA | 22 October 2015 |  | 22 October 2015 | GANDHI YANRANGGA | - |  | ACTIVE
135315001 | ALGWD | ALARIS GW DEDICATED | IMAGING | CAREFUSION | GN00010985 | RUMKIT BHAYANGKARA PADANG | PADANG | SUMATERA BARAT | PADANG | MAIN UNIT | CUSTOMER | 14 March 2016 | GATOT SURYA ADIPUTRA - TSE | 14 March 2016 |  | 14 March 2016 | GATOT SURYA ADIPUTRA - TSE | - |  | ACTIVE
135315002 | ALGH1 | ALARIS GH | IMAGING | CAREFUSION | GN00000772 | RSU DAYA | MAKASSAR | SULAWESI SELATAN | MAKASSAR | MAIN UNIT | CUSTOMER | 19 May 2016 | DEA MASJA SADALI - TSE | 19 May 2016 |  | 19 May 2016 | DEA MASJA SADALI - TSE | - |  | ACTIVE
135315003 | ALGH1 | ALARIS GH | IMAGING | CAREFUSION | GN00002461 | RSUD GAMBIRAN | KEDIRI | JAWA TIMUR | KEDIRI | MAIN UNIT | CUSTOMER | 16 December 2015 | ZENZEN | 11 December 2015 |  | 16 December 2015 | ZENZEN | - |  | ACTIVE
135315004 | ALGH1 | ALARIS GH | IMAGING | CAREFUSION | GN00010985 | RUMKIT BHAYANGKARA PADANG | PADANG | SUMATERA BARAT | PADANG | MAIN UNIT | CUSTOMER | 14 March 2016 | GATOT SURYA ADIPUTRA - TSE | 14 March 2016 |  | 14 March 2016 | GATOT SURYA ADIPUTRA - TSE | - |  | ACTIVE
135315007 | ALGH1 | ALARIS GH | IMAGING | CAREFUSION | GN00001831 | RSUD NGUDI WALUYO | MALANG | JAWA TIMUR | BLITAR | MAIN UNIT | CUSTOMER | 22 October 2015 | GANDHI YANRANGGA | 22 October 2015 |  | 22 October 2015 | GANDHI YANRANGGA | - |  | ACTIVE
135315009 | ALGH1 | ALARIS GH | IMAGING | CAREFUSION | GN00000224 | RSUD RAJA MUSA | PEKAN BARU | RIAU | INDRAGIRI HILIR | MAIN UNIT | CUSTOMER | 10 December 2015 | MULKAN | 10 December 2015 |  | 10 December 2015 | MULKAN | - |  | ACTIVE
135315010 | ALGH1 | ALARIS GH | IMAGING | CAREFUSION | GN00009526 | RSUD PRATAMA PARENGGEAN | BANJARMASIN | KALIMANTAN SELATAN | BANJARMASIN | MAIN UNIT | CUSTOMER | - |  | 15 December 2015 |  | - |  | - |  | ACTIVE
135315011 | ALGH1 | ALARIS GH | IMAGING | CAREFUSION | GN00000238 | RSUD M NATSIR SOLOK | PADANG | SUMATERA BARAT | SOLOK | MAIN UNIT | CUSTOMER | 29 October 2015 | MULKAN | 29 October 2015 |  | 29 October 2015 | MULKAN | - |  | ACTIVE
135315012 | ALGH1 | ALARIS GH | IMAGING | CAREFUSION | GN00000772 | RSU DAYA | MAKASSAR | SULAWESI SELATAN | MAKASSAR | MAIN UNIT | CUSTOMER | 19 May 2016 | DEA MASJA SADALI - TSE | 19 May 2016 |  | 19 May 2016 | DEA MASJA SADALI - TSE | - |  | ACTIVE
135315014 | ALGH1 | ALARIS GH | IMAGING | CAREFUSION | GN00009047 | RSUD KOTA TIDORE | MANADO | SULAWESI UTARA | MANADO | MAIN UNIT | CUSTOMER | 28 October 2015 | HARI UDI RAHARJO - TSE | 28 October 2015 |  | 28 October 2015 | HARI UDI RAHARJO - TSE | - |  | ACTIVE
135315015 | ALGH1 | ALARIS GH | IMAGING | CAREFUSION | GN00002461 | RSUD GAMBIRAN | KEDIRI | JAWA TIMUR | KEDIRI | MAIN UNIT | CUSTOMER | 16 December 2015 | ZENZEN | 11 December 2015 |  | 16 December 2015 | ZENZEN | - |  | ACTIVE
135315017 | ALGH1 | ALARIS GH | IMAGING | CAREFUSION | GN00009409 | PUSKESMAS KEC. MENTENG | JAKARTA-1 | DKI JAKARTA | JAKARTA PUSAT | MAIN UNIT | CUSTOMER | 10 December 2015 | ARDI HERMAWAN - TSE CP | 10 December 2015 |  | 10 December 2015 | ARDI HERMAWAN - TSE CP | - |  | ACTIVE
135315018 | ALGH1 | ALARIS GH | IMAGING | CAREFUSION | GN00005849 | DINAS KESEHATAN KAB/ KOTA. NIAS | PEMATANG SIANTAR | SUMATERA UTARA | NIAS | MAIN UNIT | CUSTOMER | 19 December 2015 | ARBIANSYAH - TSE | 18 December 2015 |  | 19 December 2015 | ARBIANSYAH - TSE | - |  | ACTIVE
135315019 | ALGH1 | ALARIS GH | IMAGING | CAREFUSION | GN00009047 | RSUD KOTA TIDORE | MANADO | SULAWESI UTARA | MANADO | MAIN UNIT | CUSTOMER | 28 October 2015 | HARI UDI RAHARJO - TSE | 28 October 2015 |  | 28 October 2015 | HARI UDI RAHARJO - TSE | - |  | ACTIVE
135315020 | ALGH1 | ALARIS GH | IMAGING | CAREFUSION | GN00007060 | RSUD MEURAXA | BANDA ACEH | ACEH | BANDA ACEH | MAIN UNIT | CUSTOMER | 9 December 2015 | SATRIA KUSUMA - TSE | 4 December 2015 |  | 9 December 2015 | SATRIA KUSUMA - TSE | - |  | ACTIVE
135315021 | ALGH1 | ALARIS GH | IMAGING | CAREFUSION | GN00007060 | RSUD MEURAXA | BANDA ACEH | ACEH | BANDA ACEH | MAIN UNIT | CUSTOMER | 9 December 2015 | SATRIA KUSUMA - TSE | 4 December 2015 |  | 9 December 2015 | SATRIA KUSUMA - TSE | - |  | ACTIVE
135315023 | ALGH1 | ALARIS GH | IMAGING | CAREFUSION | GN00001071 | RSUD CIMACAN | SUKABUMI | JAWA BARAT | CIANJUR | MAIN UNIT | CUSTOMER | 2 January 2018 | TRIYONO - TSE AREA BARAT | 2 September 2015 |  | 2 January 2018 | TRIYONO - TSE AREA BARAT | - |  | ACTIVE
135315024 | ALGH1 | ALARIS GH | IMAGING | CAREFUSION | GN00009047 | RSUD KOTA TIDORE | MANADO | SULAWESI UTARA | MANADO | MAIN UNIT | CUSTOMER | 28 October 2015 | HARI UDI RAHARJO - TSE | 28 October 2015 |  | 28 October 2015 | HARI UDI RAHARJO - TSE | - |  | ACTIVE
135315025 | ALGH1 | ALARIS GH | IMAGING | CAREFUSION | GN00005849 | DINAS KESEHATAN KAB/ KOTA. NIAS | PEMATANG SIANTAR | SUMATERA UTARA | NIAS | MAIN UNIT | CUSTOMER | 19 December 2015 | ARBIANSYAH - TSE | 18 December 2015 |  | 19 December 2015 | ARBIANSYAH - TSE | - |  | ACTIVE
135315027 | ALGH1 | ALARIS GH | IMAGING | CAREFUSION | GN00009047 | RSUD KOTA TIDORE | MANADO | SULAWESI UTARA | MANADO | MAIN UNIT | CUSTOMER | 28 October 2015 | HARI UDI RAHARJO - TSE | 28 October 2015 |  | 28 October 2015 | HARI UDI RAHARJO - TSE | - |  | ACTIVE
135315028 | ALGH1 | ALARIS GH | IMAGING | CAREFUSION | GN00007835 | RSUD TANJUNG KABUPATEN LOMBOK UTARA | MATARAM | NUSA TENGGARA BARAT | LOMBOK UTARA | MAIN UNIT | CUSTOMER | 14 December 2015 | RAKHMAT | 12 December 2015 |  | 14 December 2015 | RAKHMAT | - |  | ACTIVE
135315029 | ALGH1 | ALARIS GH | IMAGING | CAREFUSION | GN00009047 | RSUD KOTA TIDORE | MANADO | SULAWESI UTARA | MANADO | MAIN UNIT | CUSTOMER | 28 October 2015 | HARI UDI RAHARJO - TSE | 28 October 2015 |  | 28 October 2015 | HARI UDI RAHARJO - TSE | - |  | ACTIVE
135315030 | ALGH1 | ALARIS GH | IMAGING | CAREFUSION | GN00000238 | RSUD M NATSIR SOLOK | PADANG | SUMATERA BARAT | SOLOK | MAIN UNIT | CUSTOMER | 29 October 2015 | MULKAN | 29 October 2015 |  | 29 October 2015 | MULKAN | - |  | ACTIVE
135315032 | ALGH1 | ALARIS GH | IMAGING | CAREFUSION | GN00001831 | RSUD NGUDI WALUYO | MALANG | JAWA TIMUR | BLITAR | MAIN UNIT | CUSTOMER | 22 October 2015 | GANDHI YANRANGGA | 22 October 2015 |  | 22 October 2015 | GANDHI YANRANGGA | - |  | ACTIVE
135315033 | ALGH1 | ALARIS GH | IMAGING | CAREFUSION | GN00000772 | RSU DAYA | MAKASSAR | SULAWESI SELATAN | MAKASSAR | MAIN UNIT | CUSTOMER | 19 May 2016 | DEA MASJA SADALI - TSE | 19 May 2016 |  | 19 May 2016 | DEA MASJA SADALI - TSE | - |  | ACTIVE
135315034 | ALGH1 | ALARIS GH | IMAGING | CAREFUSION | GN00002461 | RSUD GAMBIRAN | KEDIRI | JAWA TIMUR | KEDIRI | MAIN UNIT | CUSTOMER | 16 December 2015 | ZENZEN | 11 December 2015 |  | 16 December 2015 | ZENZEN | - |  | ACTIVE
135315036 | ALGH1 | ALARIS GH | IMAGING | CAREFUSION | GN00002178 | RSUD DR SOETOMO SURABAYA | SURABAYA-1 | JAWA TIMUR | SURABAYA | MAIN UNIT | CUSTOMER | 27 October 2015 | GANDHI YANRANGGA | 27 October 2015 |  | 27 October 2015 | GANDHI YANRANGGA | - |  | ACTIVE
135315037 | ALGH1 | ALARIS GH | IMAGING | CAREFUSION | GN00002178 | RSUD DR SOETOMO SURABAYA | SURABAYA-1 | JAWA TIMUR | SURABAYA | MAIN UNIT | CUSTOMER | 27 October 2015 | GANDHI YANRANGGA | 27 October 2015 |  | 27 October 2015 | GANDHI YANRANGGA | - |  | ACTIVE
135315038 | ALGH1 | ALARIS GH | IMAGING | CAREFUSION | GN00000772 | RSU DAYA | MAKASSAR | SULAWESI SELATAN | MAKASSAR | MAIN UNIT | CUSTOMER | 19 May 2016 | DEA MASJA SADALI - TSE | 19 May 2016 |  | 19 May 2016 | DEA MASJA SADALI - TSE | - |  | ACTIVE
135315041 | ALGH1 | ALARIS GH | IMAGING | CAREFUSION | GN00000772 | RSU DAYA | MAKASSAR | SULAWESI SELATAN | MAKASSAR | MAIN UNIT | CUSTOMER | 19 May 2016 | DEA MASJA SADALI - TSE | 19 May 2016 |  | 19 May 2016 | DEA MASJA SADALI - TSE | - |  | ACTIVE
135315048 | ALGH1 | ALARIS GH | IMAGING | CAREFUSION | GN00002178 | RSUD DR SOETOMO SURABAYA | SURABAYA-1 | JAWA TIMUR | SURABAYA | MAIN UNIT | CUSTOMER | 7 October 2016 | ARIEF SETIAWAN - TSE CP | 27 October 2015 |  | 7 October 2016 | ARIEF SETIAWAN - TSE CP | - |  | ACTIVE
135315049 | ALGH1 | ALARIS GH | IMAGING | CAREFUSION | GN00002178 | RSUD DR SOETOMO SURABAYA | SURABAYA-1 | JAWA TIMUR | SURABAYA | MAIN UNIT | CUSTOMER | 27 October 2015 | GANDHI YANRANGGA | 27 October 2015 |  | 27 October 2015 | GANDHI YANRANGGA | - |  | ACTIVE
135315051 | TE331 |  |  |  | GN00001413 | RSU DR TC HILLERS MAUMERE | KUPANG | NUSA TENGGARA TIMUR | MAUMERE | MAIN UNIT | CUSTOMER | 11 November 2016 | I KADEK - TSE | 19 May 2016 |  | 11 November 2016 | I KADEK - TSE | - |  | INACTIVE
135315052 | TE331 |  |  |  | GN00001413 | RSU DR TC HILLERS MAUMERE | KUPANG | NUSA TENGGARA TIMUR | MAUMERE | MAIN UNIT | CUSTOMER | 11 November 2016 | I KADEK - TSE | 19 May 2016 |  | 11 November 2016 | I KADEK - TSE | - |  | INACTIVE
135315054 | TE331 |  |  |  | GN00001413 | RSU DR TC HILLERS MAUMERE | KUPANG | NUSA TENGGARA TIMUR | MAUMERE | MAIN UNIT | CUSTOMER | 11 November 2016 | I KADEK - TSE | 19 May 2016 |  | 11 November 2016 | I KADEK - TSE | - |  | INACTIVE
135315055 | ALGH1 | ALARIS GH | IMAGING | CAREFUSION | GN00005849 | DINAS KESEHATAN KAB/ KOTA. NIAS | PEMATANG SIANTAR | SUMATERA UTARA | NIAS | MAIN UNIT | CUSTOMER | 18 December 2015 | ARBIANSYAH - TSE | 18 December 2015 |  | 18 December 2015 | ARBIANSYAH - TSE | - |  | ACTIVE
135315056 | ALGH1 | ALARIS GH | IMAGING | CAREFUSION | GN00000772 | RSU DAYA | MAKASSAR | SULAWESI SELATAN | MAKASSAR | MAIN UNIT | CUSTOMER | 19 May 2016 | DEA MASJA SADALI - TSE | 19 May 2016 |  | 19 May 2016 | DEA MASJA SADALI - TSE | - |  | ACTIVE
135315057 | ALGH1 | ALARIS GH | IMAGING | CAREFUSION | GN00009047 | RSUD KOTA TIDORE | MANADO | SULAWESI UTARA | MANADO | MAIN UNIT | CUSTOMER | 28 October 2015 | HARI UDI RAHARJO - TSE | 28 October 2015 |  | 28 October 2015 | HARI UDI RAHARJO - TSE | - |  | ACTIVE
135315061 | ALGH1 | ALARIS GH | IMAGING | CAREFUSION | GN00002461 | RSUD GAMBIRAN | KEDIRI | JAWA TIMUR | KEDIRI | MAIN UNIT | CUSTOMER | 16 December 2015 | ZENZEN | 11 December 2015 |  | 16 December 2015 | ZENZEN | - |  | ACTIVE
135315062 | ALGH1 | ALARIS GH | IMAGING | CAREFUSION | GN00000385 | RSUD TANJUNG PURA | MEDAN | SUMATERA UTARA | MEDAN | MAIN UNIT | CUSTOMER | 23 December 2015 | ARBIANSYAH - TSE | 23 December 2015 |  | 23 December 2015 | ARBIANSYAH - TSE | - |  | ACTIVE
135315064 | ALGH1 | ALARIS GH | IMAGING | CAREFUSION | GN00009047 | RSUD KOTA TIDORE | MANADO | SULAWESI UTARA | MANADO | MAIN UNIT | CUSTOMER | 28 October 2015 | HARI UDI RAHARJO - TSE | 28 October 2015 |  | 28 October 2015 | HARI UDI RAHARJO - TSE | - |  | ACTIVE
135315065 | ALGH1 | ALARIS GH | IMAGING | CAREFUSION | GN00000238 | RSUD M NATSIR SOLOK | PADANG | SUMATERA BARAT | SOLOK | MAIN UNIT | CUSTOMER | 29 October 2015 | MULKAN | 29 October 2015 |  | 29 October 2015 | MULKAN | - |  | ACTIVE
135317292 | ALGH1 | ALARIS GH | IMAGING | CAREFUSION | GN00002461 | RSUD GAMBIRAN | KEDIRI | JAWA TIMUR | KEDIRI | MAIN UNIT | CUSTOMER | 16 December 2015 | ZENZEN | 11 December 2015 |  | 16 December 2015 | ZENZEN | - |  | ACTIVE
135317337 | ALGH1 | ALARIS GH | IMAGING | CAREFUSION | GN00009047 | RSUD KOTA TIDORE | MANADO | SULAWESI UTARA | MANADO | MAIN UNIT | CUSTOMER | 28 October 2015 | HARI UDI RAHARJO - TSE | 28 October 2015 |  | 28 October 2015 | HARI UDI RAHARJO - TSE | - |  | ACTIVE
135317339 | ALGH1 | ALARIS GH | IMAGING | CAREFUSION | GN00000238 | RSUD M NATSIR SOLOK | PADANG | SUMATERA BARAT | SOLOK | MAIN UNIT | CUSTOMER | 29 October 2015 | MULKAN | 29 October 2015 |  | 29 October 2015 | MULKAN | - |  | ACTIVE
135317346 | ALGH1 | ALARIS GH | IMAGING | CAREFUSION | GN00009047 | RSUD KOTA TIDORE | MANADO | SULAWESI UTARA | MANADO | MAIN UNIT | CUSTOMER | 28 October 2015 | HARI UDI RAHARJO - TSE | 28 October 2015 |  | 28 October 2015 | HARI UDI RAHARJO - TSE | - |  | ACTIVE
135317348 | ALGH1 | ALARIS GH | IMAGING | CAREFUSION | GN00002178 | RSUD DR SOETOMO SURABAYA | SURABAYA-1 | JAWA TIMUR | SURABAYA | MAIN UNIT | CUSTOMER | 27 October 2015 | GANDHI YANRANGGA | 27 October 2015 |  | 27 October 2015 | GANDHI YANRANGGA | - |  | ACTIVE
135317350 | ALGH1 | ALARIS GH | IMAGING | CAREFUSION | GN00000238 | RSUD M NATSIR SOLOK | PADANG | SUMATERA BARAT | SOLOK | MAIN UNIT | CUSTOMER | 29 October 2015 | MULKAN | 29 October 2015 |  | 29 October 2015 | MULKAN | - |  | ACTIVE
135317352 | ALGH1 | ALARIS GH | IMAGING | CAREFUSION | GN00002178 | RSUD DR SOETOMO SURABAYA | SURABAYA-1 | JAWA TIMUR | SURABAYA | MAIN UNIT | CUSTOMER | 27 October 2015 | GANDHI YANRANGGA | 27 October 2015 |  | 27 October 2015 | GANDHI YANRANGGA | - |  | ACTIVE
135317356 | ALGH1 | ALARIS GH | IMAGING | CAREFUSION | GN00000238 | RSUD M NATSIR SOLOK | PADANG | SUMATERA BARAT | SOLOK | MAIN UNIT | CUSTOMER | 29 October 2015 | MULKAN | 29 October 2015 |  | 29 October 2015 | MULKAN | - |  | ACTIVE
135317358 | ALGH1 | ALARIS GH | IMAGING | CAREFUSION | GN00005849 | DINAS KESEHATAN KAB/ KOTA. NIAS | PEMATANG SIANTAR | SUMATERA UTARA | NIAS | MAIN UNIT | CUSTOMER | 19 December 2015 | ARBIANSYAH - TSE | 18 December 2015 |  | 19 December 2015 | ARBIANSYAH - TSE | - |  | ACTIVE
135317360 | ALGH1 | ALARIS GH | IMAGING | CAREFUSION | GN00009047 | RSUD KOTA TIDORE | MANADO | SULAWESI UTARA | MANADO | MAIN UNIT | CUSTOMER | 27 October 2015 | HARI UDI RAHARJO - TSE | 27 October 2015 |  | 27 October 2015 | HARI UDI RAHARJO - TSE | - |  | ACTIVE
135317365 | ALGH1 | ALARIS GH | IMAGING | CAREFUSION | GN00000238 | RSUD M NATSIR SOLOK | PADANG | SUMATERA BARAT | SOLOK | MAIN UNIT | CUSTOMER | 29 October 2015 | MULKAN | 29 October 2015 |  | 29 October 2015 | MULKAN | - |  | ACTIVE
135317366 | ALGH1 | ALARIS GH | IMAGING | CAREFUSION | GN00000238 | RSUD M NATSIR SOLOK | PADANG | SUMATERA BARAT | SOLOK | MAIN UNIT | CUSTOMER | 29 October 2015 | MULKAN | 29 October 2015 |  | 29 October 2015 | MULKAN | - |  | ACTIVE
135317371 | ALGH1 | ALARIS GH | IMAGING | CAREFUSION | GN00000238 | RSUD M NATSIR SOLOK | PADANG | SUMATERA BARAT | SOLOK | MAIN UNIT | CUSTOMER | 29 October 2015 | MULKAN | 29 October 2015 |  | 29 October 2015 | MULKAN | - |  | ACTIVE
135317374 | ALGH1 | ALARIS GH | IMAGING | CAREFUSION | GN00009047 | RSUD KOTA TIDORE | MANADO | SULAWESI UTARA | MANADO | MAIN UNIT | CUSTOMER | 28 October 2015 | HARI UDI RAHARJO - TSE | 28 October 2015 |  | 28 October 2015 | HARI UDI RAHARJO - TSE | - |  | ACTIVE
135317375 | ALGH1 | ALARIS GH | IMAGING | CAREFUSION | GN00000385 | RSUD TANJUNG PURA | MEDAN | SUMATERA UTARA | MEDAN | MAIN UNIT | CUSTOMER | 23 December 2015 | ARBIANSYAH - TSE | 23 December 2015 |  | 23 December 2015 | ARBIANSYAH - TSE | - |  | ACTIVE
135317376 | ALGH1 | ALARIS GH | IMAGING | CAREFUSION | GN00009047 | RSUD KOTA TIDORE | MANADO | SULAWESI UTARA | MANADO | MAIN UNIT | CUSTOMER | 28 October 2015 | HARI UDI RAHARJO - TSE | 28 October 2015 |  | 28 October 2015 | HARI UDI RAHARJO - TSE | - |  | ACTIVE
135317383 | ALGH1 | ALARIS GH | IMAGING | CAREFUSION | GN00009047 | RSUD KOTA TIDORE | MANADO | SULAWESI UTARA | MANADO | MAIN UNIT | CUSTOMER | 28 October 2015 | HARI UDI RAHARJO - TSE | 28 October 2015 |  | 28 October 2015 | HARI UDI RAHARJO - TSE | - |  | ACTIVE
135317387 | ALGH1 | ALARIS GH | IMAGING | CAREFUSION | GN00000385 | RSUD TANJUNG PURA | MEDAN | SUMATERA UTARA | MEDAN | MAIN UNIT | CUSTOMER | 23 December 2015 | ARBIANSYAH - TSE | 23 December 2015 |  | 23 December 2015 | ARBIANSYAH - TSE | - |  | ACTIVE
135317392 | ALGH1 | ALARIS GH | IMAGING | CAREFUSION | GN00007060 | RSUD MEURAXA | BANDA ACEH | ACEH | BANDA ACEH | MAIN UNIT | CUSTOMER | 9 December 2015 | SATRIA KUSUMA - TSE | 4 December 2015 |  | 9 December 2015 | SATRIA KUSUMA - TSE | - |  | ACTIVE
135317401 | ALGH1 | ALARIS GH | IMAGING | CAREFUSION | GN00002178 | RSUD DR SOETOMO SURABAYA | SURABAYA-1 | JAWA TIMUR | SURABAYA | MAIN UNIT | CUSTOMER | 27 October 2015 | GANDHI YANRANGGA | 27 October 2015 |  | 27 October 2015 | GANDHI YANRANGGA | - |  | ACTIVE
135317402 | ALGH1 | ALARIS GH | IMAGING | CAREFUSION | GN00009047 | RSUD KOTA TIDORE | MANADO | SULAWESI UTARA | MANADO | MAIN UNIT | CUSTOMER | 28 October 2015 | HARI UDI RAHARJO - TSE | 28 October 2015 |  | 28 October 2015 | HARI UDI RAHARJO - TSE | - |  | ACTIVE
135317408 | ALGH1 | ALARIS GH | IMAGING | CAREFUSION | GN00001413 | RSU DR TC HILLERS MAUMERE | KUPANG | NUSA TENGGARA TIMUR | MAUMERE | MAIN UNIT | CUSTOMER | - |  | 18 January 2016 |  | - |  | - |  | ACTIVE
135317419 | ALGH1 | ALARIS GH | IMAGING | CAREFUSION | GN00009409 | PUSKESMAS KEC. MENTENG | JAKARTA-1 | DKI JAKARTA | JAKARTA PUSAT | MAIN UNIT | CUSTOMER | 10 December 2015 | ARDI HERMAWAN - TSE CP | 10 December 2015 |  | 10 December 2015 | ARDI HERMAWAN - TSE CP | - |  | ACTIVE
135317420 | ALGH1 | ALARIS GH | IMAGING | CAREFUSION | GN00002178 | RSUD DR SOETOMO SURABAYA | SURABAYA-1 | JAWA TIMUR | SURABAYA | MAIN UNIT | CUSTOMER | 27 October 2015 | GANDHI YANRANGGA | 27 October 2015 |  | 27 October 2015 | GANDHI YANRANGGA | - |  | ACTIVE
135317423 | ALGH1 | ALARIS GH | IMAGING | CAREFUSION | GN00000238 | RSUD M NATSIR SOLOK | PADANG | SUMATERA BARAT | SOLOK | MAIN UNIT | CUSTOMER | 29 October 2015 | MULKAN | 29 October 2015 |  | 29 October 2015 | MULKAN | - |  | ACTIVE
135317432 | ALGH1 | ALARIS GH | IMAGING | CAREFUSION | GN00000238 | RSUD M NATSIR SOLOK | PADANG | SUMATERA BARAT | SOLOK | MAIN UNIT | CUSTOMER | 29 October 2015 | MULKAN | 29 October 2015 |  | 29 October 2015 | MULKAN | - |  | ACTIVE
135317434 | ALGH1 | ALARIS GH | IMAGING | CAREFUSION | GN00000772 | RSU DAYA | MAKASSAR | SULAWESI SELATAN | MAKASSAR | MAIN UNIT | CUSTOMER | 19 May 2016 | DEA MASJA SADALI - TSE | 19 May 2016 |  | 19 May 2016 | DEA MASJA SADALI - TSE | - |  | ACTIVE
135317435 | ALGH1 | ALARIS GH | IMAGING | CAREFUSION | GN00009047 | RSUD KOTA TIDORE | MANADO | SULAWESI UTARA | MANADO | MAIN UNIT | CUSTOMER | 28 October 2015 | HARI UDI RAHARJO - TSE | 28 October 2015 |  | 28 October 2015 | HARI UDI RAHARJO - TSE | - |  | ACTIVE
135317437 | ALGH1 | ALARIS GH | IMAGING | CAREFUSION | GN00009047 | RSUD KOTA TIDORE | MANADO | SULAWESI UTARA | MANADO | MAIN UNIT | CUSTOMER | 28 October 2015 | HARI UDI RAHARJO - TSE | 28 October 2015 |  | 28 October 2015 | HARI UDI RAHARJO - TSE | - |  | ACTIVE
135317438 | ALGH1 | ALARIS GH | IMAGING | CAREFUSION | GN00009047 | RSUD KOTA TIDORE | MANADO | SULAWESI UTARA | MANADO | MAIN UNIT | CUSTOMER | 28 October 2015 | HARI UDI RAHARJO - TSE | 28 October 2015 |  | 28 October 2015 | HARI UDI RAHARJO - TSE | - |  | ACTIVE
135317441 | ALGH1 | ALARIS GH | IMAGING | CAREFUSION | GN00002178 | RSUD DR SOETOMO SURABAYA | SURABAYA-1 | JAWA TIMUR | SURABAYA | MAIN UNIT | CUSTOMER | 27 October 2015 | GANDHI YANRANGGA | 27 October 2015 |  | 27 October 2015 | GANDHI YANRANGGA | - |  | ACTIVE
135317442 | ALGH1 | ALARIS GH | IMAGING | CAREFUSION | GN00002178 | RSUD DR SOETOMO SURABAYA | SURABAYA-1 | JAWA TIMUR | SURABAYA | MAIN UNIT | CUSTOMER | 27 October 2015 | GANDHI YANRANGGA | 27 October 2015 |  | 27 October 2015 | GANDHI YANRANGGA | - |  | ACTIVE
13533517 | ALGWD | ALARIS GW DEDICATED | IMAGING | CAREFUSION | GN00009427 | POLITEKNIK KESEHATAN MANADO | MANADO | SULAWESI UTARA | MANADO | MAIN UNIT | CUSTOMER | 14 June 2016 | DEA MASJA SADALI - TSE | 13 June 2016 |  | 14 June 2016 | DEA MASJA SADALI - TSE | - |  | ACTIVE
135338086 | ALGH1 | ALARIS GH | IMAGING | CAREFUSION | GN00005849 | DINAS KESEHATAN KAB/ KOTA. NIAS | PEMATANG SIANTAR | SUMATERA UTARA | NIAS | MAIN UNIT | CUSTOMER | 19 December 2015 | ARBIANSYAH - TSE | 18 December 2015 |  | 19 December 2015 | ARBIANSYAH - TSE | - |  | ACTIVE
135338087 | ALGH1 | ALARIS GH | IMAGING | CAREFUSION | GN00000450 | RSUD SABANG | BANDA ACEH | ACEH | SABANG | MAIN UNIT | CUSTOMER | 11 November 2015 | SATRIA KUSUMA - TSE | 1 January 2013 |  | 11 November 2015 | SATRIA KUSUMA - TSE | - |  | ACTIVE
135338089 | ALGH1 | ALARIS GH | IMAGING | CAREFUSION | GN00002986 | RDC PUSAT - RAWAGELAM | PUSAT | DKI JAKARTA | JAKARTA TIMUR | MAIN UNIT | EMP | 10 November 2015 | ANASTASIA OCTAVIN | 1 January 1900 |  | 10 November 2015 | ANASTASIA OCTAVIN | - |  | ACTIVE
135338090 | ALGH1 | ALARIS GH | IMAGING | CAREFUSION | GN00001071 | RSUD CIMACAN | SUKABUMI | JAWA BARAT | CIANJUR | MAIN UNIT | CUSTOMER | - |  | 1 October 2015 |  | - |  | - |  | ACTIVE
135338091 | ALGH1 | ALARIS GH | IMAGING | CAREFUSION | GN00002986 | RDC PUSAT - RAWAGELAM | PUSAT | DKI JAKARTA | JAKARTA TIMUR | MAIN UNIT | EMP | 10 November 2015 | ANASTASIA OCTAVIN | 1 January 1900 |  | 10 November 2015 | ANASTASIA OCTAVIN | - |  | ACTIVE
135338093 | ALGH1 | ALARIS GH | IMAGING | CAREFUSION | GN00001071 | RSUD CIMACAN | SUKABUMI | JAWA BARAT | CIANJUR | MAIN UNIT | CUSTOMER | - |  | 3 December 2015 |  | - |  | - |  | ACTIVE
135338094 | ALGH1 | ALARIS GH | IMAGING | CAREFUSION | GN00005849 | DINAS KESEHATAN KAB/ KOTA. NIAS | PEMATANG SIANTAR | SUMATERA UTARA | NIAS | MAIN UNIT | CUSTOMER | 19 December 2015 | ARBIANSYAH - TSE | 18 December 2015 |  | 19 December 2015 | ARBIANSYAH - TSE | - |  | ACTIVE
135338095 | ALGH1 | ALARIS GH | IMAGING | CAREFUSION | GN00007237 | RSUD SEI DAREH ( SUNGAI DAREH ) | PADANG | SUMATERA BARAT | PULAU PUNJUNG | MAIN UNIT | CUSTOMER | 10 November 2015 | ANASTASIA OCTAVIN | 19 November 2015 |  | 10 November 2015 | ANASTASIA OCTAVIN | - |  | ACTIVE
135338098 | ALGH1 | ALARIS GH | IMAGING | CAREFUSION | GN00002986 | RDC PUSAT - RAWAGELAM | PUSAT | DKI JAKARTA | JAKARTA TIMUR | MAIN UNIT | EMP | 10 November 2015 | ANASTASIA OCTAVIN | 1 January 1900 |  | 10 November 2015 | ANASTASIA OCTAVIN | - |  | ACTIVE
135338100 | ALGH1 | ALARIS GH | IMAGING | CAREFUSION | GN00007835 | RSUD TANJUNG KABUPATEN LOMBOK UTARA | MATARAM | NUSA TENGGARA BARAT | LOMBOK UTARA | MAIN UNIT | CUSTOMER | 14 December 2015 | RAKHMAT | 7 December 2015 |  | 14 December 2015 | RAKHMAT | - |  | ACTIVE
135338449 | ALGWD | ALARIS GW DEDICATED | IMAGING | CAREFUSION | GN00011789 | RSU LUWUK | MAKASSAR | SULAWESI SELATAN | MAKASSAR | MAIN UNIT | CUSTOMER | 14 October 2016 | DEA MASJA SADALI - TSE | 1 January 1900 |  | 14 October 2016 | DEA MASJA SADALI - TSE | - |  | ACTIVE
1353384496 | ALGWD | ALARIS GW DEDICATED | IMAGING | CAREFUSION | GN00009047 | RSUD KOTA TIDORE | MANADO | SULAWESI UTARA | MANADO | MAIN UNIT | CUSTOMER | 27 October 2015 | HARI UDI RAHARJO - TSE | 27 October 2015 |  | 27 October 2015 | HARI UDI RAHARJO - TSE | - |  | ACTIVE
135338455 | ALGWD | ALARIS GW DEDICATED | IMAGING | CAREFUSION | GN00011789 | RSU LUWUK | MAKASSAR | SULAWESI SELATAN | MAKASSAR | MAIN UNIT | CUSTOMER | 14 October 2016 | DEA MASJA SADALI - TSE | 1 January 1900 |  | 14 October 2016 | DEA MASJA SADALI - TSE | - |  | ACTIVE
135338468 | ALGWD | ALARIS GW DEDICATED | IMAGING | CAREFUSION | GN00000385 | RSUD TANJUNG PURA | MEDAN | SUMATERA UTARA | MEDAN | MAIN UNIT | CUSTOMER | 23 December 2015 | ARBIANSYAH - TSE | 23 December 2015 |  | 23 December 2015 | ARBIANSYAH - TSE | - |  | ACTIVE
135338469 | ALGWD | ALARIS GW DEDICATED | IMAGING | CAREFUSION | GN00009047 | RSUD KOTA TIDORE | MANADO | SULAWESI UTARA | MANADO | MAIN UNIT | CUSTOMER | 28 October 2015 | HARI UDI RAHARJO - TSE | 28 October 2015 |  | 28 October 2015 | HARI UDI RAHARJO - TSE | - |  | ACTIVE
135338470 | ALGWD | ALARIS GW DEDICATED | IMAGING | CAREFUSION | GN00009047 | RSUD KOTA TIDORE | MANADO | SULAWESI UTARA | MANADO | MAIN UNIT | CUSTOMER | 27 October 2015 | HARI UDI RAHARJO - TSE | 27 October 2015 |  | 27 October 2015 | HARI UDI RAHARJO - TSE | - |  | ACTIVE
135338471 | ALGWD | ALARIS GW DEDICATED | IMAGING | CAREFUSION | GN00002986 | RDC PUSAT - RAWAGELAM | PUSAT | DKI JAKARTA | JAKARTA TIMUR | MAIN UNIT | EMP | 12 October 2015 | TRIYONO - TSE AREA BARAT | 1 January 1900 |  | 12 October 2015 | TRIYONO - TSE AREA BARAT | - |  | ACTIVE
135338472 | ALGWD | ALARIS GW DEDICATED | IMAGING | CAREFUSION | GN00009047 | RSUD KOTA TIDORE | MANADO | SULAWESI UTARA | MANADO | MAIN UNIT | CUSTOMER | 27 October 2015 | HARI UDI RAHARJO - TSE | 27 October 2015 |  | 27 October 2015 | HARI UDI RAHARJO - TSE | - |  | ACTIVE
135338473 | ALGWD | ALARIS GW DEDICATED | IMAGING | CAREFUSION | GN00000385 | RSUD TANJUNG PURA | MEDAN | SUMATERA UTARA | MEDAN | MAIN UNIT | CUSTOMER | 23 December 2015 | ARBIANSYAH - TSE | 23 December 2015 |  | 23 December 2015 | ARBIANSYAH - TSE | - |  | ACTIVE
135338474 | ALGWD | ALARIS GW DEDICATED | IMAGING | CAREFUSION | GN00009047 | RSUD KOTA TIDORE | MANADO | SULAWESI UTARA | MANADO | MAIN UNIT | CUSTOMER | 27 October 2015 | HARI UDI RAHARJO - TSE | 27 October 2015 |  | 27 October 2015 | HARI UDI RAHARJO - TSE | - |  | ACTIVE
135338475 | ALGWD | ALARIS GW DEDICATED | IMAGING | CAREFUSION | GN00000385 | RSUD TANJUNG PURA | MEDAN | SUMATERA UTARA | MEDAN | MAIN UNIT | CUSTOMER | 23 December 2015 | ARBIANSYAH - TSE | 23 December 2015 |  | 23 December 2015 | ARBIANSYAH - TSE | - |  | ACTIVE
135338476 | ALGWD | ALARIS GW DEDICATED | IMAGING | CAREFUSION | GN00011789 | RSU LUWUK | MAKASSAR | SULAWESI SELATAN | MAKASSAR | MAIN UNIT | CUSTOMER | 14 October 2016 | DEA MASJA SADALI - TSE | 1 January 1900 |  | 14 October 2016 | DEA MASJA SADALI - TSE | - |  | ACTIVE
135338477 | ALGWD | ALARIS GW DEDICATED | IMAGING | CAREFUSION | GN00000385 | RSUD TANJUNG PURA | MEDAN | SUMATERA UTARA | MEDAN | MAIN UNIT | CUSTOMER | 23 December 2015 | ARBIANSYAH - TSE | 23 December 2015 |  | 23 December 2015 | ARBIANSYAH - TSE | - |  | ACTIVE
135338478 | ALGWD | ALARIS GW DEDICATED | IMAGING | CAREFUSION | GN00011789 | RSU LUWUK | MAKASSAR | SULAWESI SELATAN | MAKASSAR | MAIN UNIT | CUSTOMER | 14 October 2016 | DEA MASJA SADALI - TSE | 1 January 1900 |  | 14 October 2016 | DEA MASJA SADALI - TSE | - |  | ACTIVE
135338479 | ALGWD | ALARIS GW DEDICATED | IMAGING | CAREFUSION | GN00011789 | RSU LUWUK | MAKASSAR | SULAWESI SELATAN | MAKASSAR | MAIN UNIT | CUSTOMER | 14 October 2016 | DEA MASJA SADALI - TSE | 1 January 1900 |  | 14 October 2016 | DEA MASJA SADALI - TSE | - |  | ACTIVE
135338480 | ALGWD | ALARIS GW DEDICATED | IMAGING | CAREFUSION | GN00000385 | RSUD TANJUNG PURA | MEDAN | SUMATERA UTARA | MEDAN | MAIN UNIT | CUSTOMER | 23 December 2015 | ARBIANSYAH - TSE | 23 December 2015 |  | 23 December 2015 | ARBIANSYAH - TSE | - |  | ACTIVE
135338481 | ALGWD | ALARIS GW DEDICATED | IMAGING | CAREFUSION | GN00002986 | RDC PUSAT - RAWAGELAM | PUSAT | DKI JAKARTA | JAKARTA TIMUR | MAIN UNIT | EMP | 12 October 2015 | TRIYONO - TSE AREA BARAT | 1 January 1900 |  | 12 October 2015 | TRIYONO - TSE AREA BARAT | - |  | ACTIVE
135338482 | ALGWD | ALARIS GW DEDICATED | IMAGING | CAREFUSION | GN00009047 | RSUD KOTA TIDORE | MANADO | SULAWESI UTARA | MANADO | MAIN UNIT | CUSTOMER | 27 October 2015 | HARI UDI RAHARJO - TSE | 27 October 2015 |  | 27 October 2015 | HARI UDI RAHARJO - TSE | - |  | ACTIVE
135338483 | ALGWD | ALARIS GW DEDICATED | IMAGING | CAREFUSION | GN00011789 | RSU LUWUK | MAKASSAR | SULAWESI SELATAN | MAKASSAR | MAIN UNIT | CUSTOMER | 14 October 2016 | DEA MASJA SADALI - TSE | 1 January 1900 |  | 14 October 2016 | DEA MASJA SADALI - TSE | - |  | ACTIVE
135338484 | ALGWD | ALARIS GW DEDICATED | IMAGING | CAREFUSION | GN00002986 | RDC PUSAT - RAWAGELAM | PUSAT | DKI JAKARTA | JAKARTA TIMUR | MAIN UNIT | EMP | 1 October 2015 | ARIEF SETIAWAN - TSE CP | 1 January 1900 |  | 1 October 2015 | ARIEF SETIAWAN - TSE CP | - |  | ACTIVE
135338485 | ALGWD | ALARIS GW DEDICATED | IMAGING | CAREFUSION | GN00009047 | RSUD KOTA TIDORE | MANADO | SULAWESI UTARA | MANADO | MAIN UNIT | CUSTOMER | 27 October 2015 | HARI UDI RAHARJO - TSE | 27 October 2015 |  | 27 October 2015 | HARI UDI RAHARJO - TSE | - |  | ACTIVE
135338486 | ALGWD | ALARIS GW DEDICATED | IMAGING | CAREFUSION | GN00002986 | RDC PUSAT - RAWAGELAM | PUSAT | DKI JAKARTA | JAKARTA TIMUR | MAIN UNIT | EMP | 1 October 2015 | ARIEF SETIAWAN - TSE CP | 1 January 1900 |  | 1 October 2015 | ARIEF SETIAWAN - TSE CP | - |  | ACTIVE
135338487 | ALGWD | ALARIS GW DEDICATED | IMAGING | CAREFUSION | GN00000238 | RSUD M NATSIR SOLOK | PADANG | SUMATERA BARAT | SOLOK | MAIN UNIT | CUSTOMER | 29 October 2015 | MULKAN | 29 October 2015 |  | 29 October 2015 | MULKAN | - |  | ACTIVE
135338488 | ALGWD | ALARIS GW DEDICATED | IMAGING | CAREFUSION | GN00009047 | RSUD KOTA TIDORE | MANADO | SULAWESI UTARA | MANADO | MAIN UNIT | CUSTOMER | 27 October 2015 | HARI UDI RAHARJO - TSE | 27 October 2015 |  | 27 October 2015 | HARI UDI RAHARJO - TSE | - |  | ACTIVE
135338489 | ALGWD | ALARIS GW DEDICATED | IMAGING | CAREFUSION | GN00009047 | RSUD KOTA TIDORE | MANADO | SULAWESI UTARA | MANADO | MAIN UNIT | CUSTOMER | 28 October 2015 | HARI UDI RAHARJO - TSE | 28 October 2015 |  | 28 October 2015 | HARI UDI RAHARJO - TSE | - |  | ACTIVE
135338490 | ALGWD | ALARIS GW DEDICATED | IMAGING | CAREFUSION | GN00002986 | RDC PUSAT - RAWAGELAM | PUSAT | DKI JAKARTA | JAKARTA TIMUR | MAIN UNIT | EMP | 1 October 2015 | ARIEF SETIAWAN - TSE CP | 1 January 1900 |  | 1 October 2015 | ARIEF SETIAWAN - TSE CP | - |  | ACTIVE
135338491 | ALGWD | ALARIS GW DEDICATED | IMAGING | CAREFUSION | GN00009047 | RSUD KOTA TIDORE | MANADO | SULAWESI UTARA | MANADO | MAIN UNIT | CUSTOMER | 28 October 2015 | HARI UDI RAHARJO - TSE | 28 October 2015 |  | 28 October 2015 | HARI UDI RAHARJO - TSE | - |  | ACTIVE
135338492 | ALGWD | ALARIS GW DEDICATED | IMAGING | CAREFUSION | GN00009047 | RSUD KOTA TIDORE | MANADO | SULAWESI UTARA | MANADO | MAIN UNIT | CUSTOMER | 27 October 2015 | HARI UDI RAHARJO - TSE | 27 October 2015 |  | 27 October 2015 | HARI UDI RAHARJO - TSE | - |  | ACTIVE
135338493 | ALGWD | ALARIS GW DEDICATED | IMAGING | CAREFUSION | GN00009047 | RSUD KOTA TIDORE | MANADO | SULAWESI UTARA | MANADO | MAIN UNIT | CUSTOMER | 27 October 2015 | HARI UDI RAHARJO - TSE | 27 October 2015 |  | 27 October 2015 | HARI UDI RAHARJO - TSE | - |  | ACTIVE
135338494 | ALGWD | ALARIS GW DEDICATED | IMAGING | CAREFUSION | GN00002986 | RDC PUSAT - RAWAGELAM | PUSAT | DKI JAKARTA | JAKARTA TIMUR | MAIN UNIT | EMP | 12 October 2015 | TRIYONO - TSE AREA BARAT | 1 January 1900 |  | 12 October 2015 | TRIYONO - TSE AREA BARAT | - |  | ACTIVE
135338495 | ALGWD | ALARIS GW DEDICATED | IMAGING | CAREFUSION | GN00002986 | RDC PUSAT - RAWAGELAM | PUSAT | DKI JAKARTA | JAKARTA TIMUR | MAIN UNIT | EMP | 12 October 2015 | TRIYONO - TSE AREA BARAT | 1 January 1900 |  | 12 October 2015 | TRIYONO - TSE AREA BARAT | - |  | ACTIVE
135338496 | ALGWD | ALARIS GW DEDICATED | IMAGING | CAREFUSION | GN00009047 | RSUD KOTA TIDORE | MANADO | SULAWESI UTARA | MANADO | MAIN UNIT | CUSTOMER | 28 October 2015 | HARI UDI RAHARJO - TSE | 28 October 2015 |  | 28 October 2015 | HARI UDI RAHARJO - TSE | - |  | ACTIVE
135338497 | ALGWD | ALARIS GW DEDICATED | IMAGING | CAREFUSION | GN00009047 | RSUD KOTA TIDORE | MANADO | SULAWESI UTARA | MANADO | MAIN UNIT | CUSTOMER | 28 October 2015 | HARI UDI RAHARJO - TSE | 28 October 2015 |  | 28 October 2015 | HARI UDI RAHARJO - TSE | - |  | ACTIVE
135338498 | ALGWD | ALARIS GW DEDICATED | IMAGING | CAREFUSION | GN00000238 | RSUD M NATSIR SOLOK | PADANG | SUMATERA BARAT | SOLOK | MAIN UNIT | CUSTOMER | 28 October 2015 | MULKAN | 29 October 2015 |  | 28 October 2015 | MULKAN | - |  | ACTIVE
135338499 | ALGWD | ALARIS GW DEDICATED | IMAGING | CAREFUSION | GN00002986 | RDC PUSAT - RAWAGELAM | PUSAT | DKI JAKARTA | JAKARTA TIMUR | MAIN UNIT | EMP | 1 October 2015 | ARIEF SETIAWAN - TSE CP | 1 January 1900 |  | 1 October 2015 | ARIEF SETIAWAN - TSE CP | - |  | ACTIVE
135338500 | ALGH1 | ALARIS GH | IMAGING | CAREFUSION | GN00009047 | RSUD KOTA TIDORE | MANADO | SULAWESI UTARA | MANADO | MAIN UNIT | CUSTOMER | 28 October 2015 | HARI UDI RAHARJO - TSE | 28 October 2015 |  | 28 October 2015 | HARI UDI RAHARJO - TSE | - |  | ACTIVE
135338501 | ALGH1 | ALARIS GH | IMAGING | CAREFUSION | GN00009047 | RSUD KOTA TIDORE | MANADO | SULAWESI UTARA | MANADO | MAIN UNIT | CUSTOMER | 28 October 2015 | HARI UDI RAHARJO - TSE | 28 October 2015 |  | 28 October 2015 | HARI UDI RAHARJO - TSE | - |  | ACTIVE
135338502 | ALGWD | ALARIS GW DEDICATED | IMAGING | CAREFUSION | GN00000238 | RSUD M NATSIR SOLOK | PADANG | SUMATERA BARAT | SOLOK | MAIN UNIT | CUSTOMER | 29 October 2015 | MULKAN | 29 October 2015 |  | 29 October 2015 | MULKAN | - |  | ACTIVE
135338503 | ALGWD | ALARIS GW DEDICATED | IMAGING | CAREFUSION | GN00002986 | RDC PUSAT - RAWAGELAM | PUSAT | DKI JAKARTA | JAKARTA TIMUR | MAIN UNIT | EMP | 12 October 2015 | TRIYONO - TSE AREA BARAT | 1 January 1900 |  | 12 October 2015 | TRIYONO - TSE AREA BARAT | - |  | ACTIVE
135338504 | ALGWD | ALARIS GW DEDICATED | IMAGING | CAREFUSION | GN00002986 | RDC PUSAT - RAWAGELAM | PUSAT | DKI JAKARTA | JAKARTA TIMUR | MAIN UNIT | EMP | 12 October 2015 | TRIYONO - TSE AREA BARAT | 1 January 1900 |  | 12 October 2015 | TRIYONO - TSE AREA BARAT | - |  | ACTIVE
135338505 | ALGH1 | ALARIS GH | IMAGING | CAREFUSION | GN00011789 | RSU LUWUK | MAKASSAR | SULAWESI SELATAN | MAKASSAR | MAIN UNIT | CUSTOMER | 14 October 2016 | DEA MASJA SADALI - TSE | 1 January 1900 |  | 14 October 2016 | DEA MASJA SADALI - TSE | - |  | ACTIVE
135338506 | ALGWD | ALARIS GW DEDICATED | IMAGING | CAREFUSION | GN00000238 | RSUD M NATSIR SOLOK | PADANG | SUMATERA BARAT | SOLOK | MAIN UNIT | CUSTOMER | 28 October 2015 | MULKAN | 29 October 2015 |  | 28 October 2015 | MULKAN | - |  | ACTIVE
135338507 | ALGWD | ALARIS GW DEDICATED | IMAGING | CAREFUSION | GN00002986 | RDC PUSAT - RAWAGELAM | PUSAT | DKI JAKARTA | JAKARTA TIMUR | MAIN UNIT | EMP | 1 October 2015 | ARIEF SETIAWAN - TSE CP | 1 January 1900 |  | 1 October 2015 | ARIEF SETIAWAN - TSE CP | - |  | ACTIVE
135338508 | ALGWD | ALARIS GW DEDICATED | IMAGING | CAREFUSION | GN00009047 | RSUD KOTA TIDORE | MANADO | SULAWESI UTARA | MANADO | MAIN UNIT | CUSTOMER | 28 October 2015 | HARI UDI RAHARJO - TSE | 28 October 2015 |  | 28 October 2015 | HARI UDI RAHARJO - TSE | - |  | ACTIVE
135338509 | ALGWD | ALARIS GW DEDICATED | IMAGING | CAREFUSION | GN00000238 | RSUD M NATSIR SOLOK | PADANG | SUMATERA BARAT | SOLOK | MAIN UNIT | CUSTOMER | 29 October 2015 | MULKAN | 29 October 2015 |  | 29 October 2015 | MULKAN | - |  | ACTIVE
135338510 | ALGWD | ALARIS GW DEDICATED | IMAGING | CAREFUSION | GN00002986 | RDC PUSAT - RAWAGELAM | PUSAT | DKI JAKARTA | JAKARTA TIMUR | MAIN UNIT | EMP | 12 October 2015 | TRIYONO - TSE AREA BARAT | 1 January 1900 |  | 12 October 2015 | TRIYONO - TSE AREA BARAT | - |  | ACTIVE
135338511 | ALGWD | ALARIS GW DEDICATED | IMAGING | CAREFUSION | GN00000238 | RSUD M NATSIR SOLOK | PADANG | SUMATERA BARAT | SOLOK | MAIN UNIT | CUSTOMER | 29 October 2015 | MULKAN | 29 October 2015 |  | 29 October 2015 | MULKAN | - |  | ACTIVE
135338512 | ALGWD | ALARIS GW DEDICATED | IMAGING | CAREFUSION | GN00002986 | RDC PUSAT - RAWAGELAM | PUSAT | DKI JAKARTA | JAKARTA TIMUR | MAIN UNIT | EMP | 12 October 2015 | TRIYONO - TSE AREA BARAT | 1 January 1900 |  | 12 October 2015 | TRIYONO - TSE AREA BARAT | - |  | ACTIVE
135338513 | ALGWD | ALARIS GW DEDICATED | IMAGING | CAREFUSION | GN00009427 | POLITEKNIK KESEHATAN MANADO | MANADO | SULAWESI UTARA | MANADO | MAIN UNIT | CUSTOMER | 14 June 2016 | DEA MASJA SADALI - TSE | 13 June 2016 |  | 14 June 2016 | DEA MASJA SADALI - TSE | - |  | ACTIVE
135338514 | ALGWD | ALARIS GW DEDICATED | IMAGING | CAREFUSION | GN00011789 | RSU LUWUK | MAKASSAR | SULAWESI SELATAN | MAKASSAR | MAIN UNIT | CUSTOMER | 14 October 2016 | DEA MASJA SADALI - TSE | 1 January 1900 |  | 14 October 2016 | DEA MASJA SADALI - TSE | - |  | ACTIVE
135338515 | ALGWD | ALARIS GW DEDICATED | IMAGING | CAREFUSION | GN00000909 | DINAS KESEHATAN KAB/KOTA. TIDORE | MANADO | MALUKU UTARA | TIDORE KEPULAUAN | MAIN UNIT | CUSTOMER | 27 October 2015 | HARI UDI RAHARJO - TSE | 27 October 2015 |  | 27 October 2015 | HARI UDI RAHARJO - TSE | - |  | ACTIVE
135338516 | ALGWD | ALARIS GW DEDICATED | IMAGING | CAREFUSION | GN00011789 | RSU LUWUK | MAKASSAR | SULAWESI SELATAN | MAKASSAR | MAIN UNIT | CUSTOMER | 14 October 2016 | DEA MASJA SADALI - TSE | 1 January 1900 |  | 14 October 2016 | DEA MASJA SADALI - TSE | - |  | ACTIVE
135338517 | ALGWD | ALARIS GW DEDICATED | IMAGING | CAREFUSION | GN00002986 | RDC PUSAT - RAWAGELAM | PUSAT | DKI JAKARTA | JAKARTA TIMUR | MAIN UNIT | EMP | 1 October 2015 | ARIEF SETIAWAN - TSE CP | 1 January 1900 |  | 1 October 2015 | ARIEF SETIAWAN - TSE CP | - |  | ACTIVE
135338518 | ALGWD | ALARIS GW DEDICATED | IMAGING | CAREFUSION | GN00009047 | RSUD KOTA TIDORE | MANADO | SULAWESI UTARA | MANADO | MAIN UNIT | CUSTOMER | 28 October 2015 | HARI UDI RAHARJO - TSE | 27 October 2015 |  | 28 October 2015 | HARI UDI RAHARJO - TSE | - |  | ACTIVE
135338519 | ALGWD | ALARIS GW DEDICATED | IMAGING | CAREFUSION | GN00000238 | RSUD M NATSIR SOLOK | PADANG | SUMATERA BARAT | SOLOK | MAIN UNIT | CUSTOMER | 28 October 2015 | MULKAN | 29 October 2015 |  | 28 October 2015 | MULKAN | - |  | ACTIVE
135338520 | ALGWD | ALARIS GW DEDICATED | IMAGING | CAREFUSION | GN00009427 | POLITEKNIK KESEHATAN MANADO | MANADO | SULAWESI UTARA | MANADO | MAIN UNIT | CUSTOMER | 14 June 2016 | DEA MASJA SADALI - TSE | 13 June 2016 |  | 14 June 2016 | DEA MASJA SADALI - TSE | - |  | ACTIVE
135338521 | ALGRD |  |  |  | GN00005849 | DINAS KESEHATAN KAB/ KOTA. NIAS | PEMATANG SIANTAR | SUMATERA UTARA | NIAS | MAIN UNIT | CUSTOMER | 18 December 2015 | ARBIANSYAH - TSE | 18 December 2015 |  | 18 December 2015 | ARBIANSYAH - TSE | - |  | INACTIVE
135338522 | ALGWD | ALARIS GW DEDICATED | IMAGING | CAREFUSION | GN00000238 | RSUD M NATSIR SOLOK | PADANG | SUMATERA BARAT | SOLOK | MAIN UNIT | CUSTOMER | 28 October 2015 | MULKAN | 29 October 2015 |  | 28 October 2015 | MULKAN | - |  | ACTIVE
135338523 | ALGWD | ALARIS GW DEDICATED | IMAGING | CAREFUSION | GN00009427 | POLITEKNIK KESEHATAN MANADO | MANADO | SULAWESI UTARA | MANADO | MAIN UNIT | CUSTOMER | 14 June 2016 | DEA MASJA SADALI - TSE | 13 June 2016 |  | 14 June 2016 | DEA MASJA SADALI - TSE | - |  | ACTIVE
135338524 | ALGWD | ALARIS GW DEDICATED | IMAGING | CAREFUSION | GN00000238 | RSUD M NATSIR SOLOK | PADANG | SUMATERA BARAT | SOLOK | MAIN UNIT | CUSTOMER | 28 October 2015 | MULKAN | 29 October 2015 |  | 28 October 2015 | MULKAN | - |  | ACTIVE
135338525 | ALGWD | ALARIS GW DEDICATED | IMAGING | CAREFUSION | GN00007835 | RSUD TANJUNG KABUPATEN LOMBOK UTARA | MATARAM | NUSA TENGGARA BARAT | LOMBOK UTARA | MAIN UNIT | CUSTOMER | 14 December 2015 | RAKHMAT | 11 December 2015 |  | 14 December 2015 | RAKHMAT | - |  | ACTIVE
135338526 | ALGWD | ALARIS GW DEDICATED | IMAGING | CAREFUSION | GN00011789 | RSU LUWUK | MAKASSAR | SULAWESI SELATAN | MAKASSAR | MAIN UNIT | CUSTOMER | 14 October 2016 | DEA MASJA SADALI - TSE | 1 January 1900 |  | 14 October 2016 | DEA MASJA SADALI - TSE | - |  | ACTIVE
135338527 | ALGWD | ALARIS GW DEDICATED | IMAGING | CAREFUSION | GN00007835 | RSUD TANJUNG KABUPATEN LOMBOK UTARA | MATARAM | NUSA TENGGARA BARAT | LOMBOK UTARA | MAIN UNIT | CUSTOMER | 14 December 2015 | RAKHMAT | 11 December 2015 |  | 14 December 2015 | RAKHMAT | - |  | ACTIVE
135338528 | ALGWD | ALARIS GW DEDICATED | IMAGING | CAREFUSION | GN00005849 | DINAS KESEHATAN KAB/ KOTA. NIAS | PEMATANG SIANTAR | SUMATERA UTARA | NIAS | MAIN UNIT | CUSTOMER | 19 December 2015 | ARBIANSYAH - TSE | 18 December 2015 |  | 19 December 2015 | ARBIANSYAH - TSE | - |  | ACTIVE
135338529 | ALGWD | ALARIS GW DEDICATED | IMAGING | CAREFUSION | GN00000224 | RSUD RAJA MUSA | PEKAN BARU | RIAU | INDRAGIRI HILIR | MAIN UNIT | CUSTOMER | 8 December 2015 | MULKAN | 10 December 2015 |  | 8 December 2015 | MULKAN | - |  | ACTIVE
135338530 | ALGWD | ALARIS GW DEDICATED | IMAGING | CAREFUSION | GN00000224 | RSUD RAJA MUSA | PEKAN BARU | RIAU | INDRAGIRI HILIR | MAIN UNIT | CUSTOMER | 8 December 2015 | MULKAN | 10 December 2015 |  | 8 December 2015 | MULKAN | - |  | ACTIVE
135338531 | ALGWD | ALARIS GW DEDICATED | IMAGING | CAREFUSION | GN00000224 | RSUD RAJA MUSA | PEKAN BARU | RIAU | INDRAGIRI HILIR | MAIN UNIT | CUSTOMER | 8 December 2015 | MULKAN | 10 December 2015 |  | 8 December 2015 | MULKAN | - |  | ACTIVE
135338532 | ALGWD | ALARIS GW DEDICATED | IMAGING | CAREFUSION | GN00002148 | RS M. SHOLEH, PROBOLINGGO | MALANG | JAWA TIMUR | PROBOLINGGO | MAIN UNIT | CUSTOMER | 9 November 2015 | ZENZEN | 11 November 2015 |  | 9 November 2015 | ZENZEN | - |  | ACTIVE
135338533 | ALGWD | ALARIS GW DEDICATED | IMAGING | CAREFUSION | GN00009047 | RSUD KOTA TIDORE | MANADO | SULAWESI UTARA | MANADO | MAIN UNIT | CUSTOMER | 28 October 2015 | HARI UDI RAHARJO - TSE | 28 October 2015 |  | 28 October 2015 | HARI UDI RAHARJO - TSE | - |  | ACTIVE
135338534 | ALGWD | ALARIS GW DEDICATED | IMAGING | CAREFUSION | GN00011789 | RSU LUWUK | MAKASSAR | SULAWESI SELATAN | MAKASSAR | MAIN UNIT | CUSTOMER | 14 October 2016 | DEA MASJA SADALI - TSE | 1 January 1900 |  | 14 October 2016 | DEA MASJA SADALI - TSE | - |  | ACTIVE
135338535 | ALGWD | ALARIS GW DEDICATED | IMAGING | CAREFUSION | GN00002148 | RS M. SHOLEH, PROBOLINGGO | MALANG | JAWA TIMUR | PROBOLINGGO | MAIN UNIT | CUSTOMER | 9 November 2015 | ZENZEN | 9 November 2015 |  | 9 November 2015 | ZENZEN | - |  | ACTIVE
135338536 | ALGWD | ALARIS GW DEDICATED | IMAGING | CAREFUSION | GN00009047 | RSUD KOTA TIDORE | MANADO | SULAWESI UTARA | MANADO | MAIN UNIT | CUSTOMER | 28 October 2015 | HARI UDI RAHARJO - TSE | 28 October 2015 |  | 28 October 2015 | HARI UDI RAHARJO - TSE | - |  | ACTIVE
135338537 | ALGWD | ALARIS GW DEDICATED | IMAGING | CAREFUSION | GN00011789 | RSU LUWUK | MAKASSAR | SULAWESI SELATAN | MAKASSAR | MAIN UNIT | CUSTOMER | 14 October 2016 | DEA MASJA SADALI - TSE | 1 January 1900 |  | 14 October 2016 | DEA MASJA SADALI - TSE | - |  | ACTIVE
135338538 | ALGWD | ALARIS GW DEDICATED | IMAGING | CAREFUSION | GN00002148 | RS M. SHOLEH, PROBOLINGGO | MALANG | JAWA TIMUR | PROBOLINGGO | MAIN UNIT | CUSTOMER | 9 November 2015 | ZENZEN | 11 November 2015 |  | 9 November 2015 | ZENZEN | - |  | ACTIVE
135338539 | ALGWD | ALARIS GW DEDICATED | IMAGING | CAREFUSION | GN00002148 | RS M. SHOLEH, PROBOLINGGO | MALANG | JAWA TIMUR | PROBOLINGGO | MAIN UNIT | CUSTOMER | 9 November 2015 | ZENZEN | 9 November 2015 |  | 9 November 2015 | ZENZEN | - |  | ACTIVE
135338540 | ALGWD | ALARIS GW DEDICATED | IMAGING | CAREFUSION | GN00009047 | RSUD KOTA TIDORE | MANADO | SULAWESI UTARA | MANADO | MAIN UNIT | CUSTOMER | 27 October 2015 | HARI UDI RAHARJO - TSE | 27 October 2015 |  | 27 October 2015 | HARI UDI RAHARJO - TSE | - |  | ACTIVE
135338541 | ALGWD | ALARIS GW DEDICATED | IMAGING | CAREFUSION | GN00011789 | RSU LUWUK | MAKASSAR | SULAWESI SELATAN | MAKASSAR | MAIN UNIT | CUSTOMER | 14 October 2016 | DEA MASJA SADALI - TSE | 1 January 1900 |  | 14 October 2016 | DEA MASJA SADALI - TSE | - |  | ACTIVE
135338542 | ALGWD | ALARIS GW DEDICATED | IMAGING | CAREFUSION | GN00002986 | RDC PUSAT - RAWAGELAM | PUSAT | DKI JAKARTA | JAKARTA TIMUR | MAIN UNIT | EMP | 1 October 2015 | ARIEF SETIAWAN - TSE CP | 1 January 1900 |  | 1 October 2015 | ARIEF SETIAWAN - TSE CP | - |  | ACTIVE
135338543 | ALGWD | ALARIS GW DEDICATED | IMAGING | CAREFUSION | GN00000238 | RSUD M NATSIR SOLOK | PADANG | SUMATERA BARAT | SOLOK | MAIN UNIT | CUSTOMER | 28 October 2015 | MULKAN | 29 October 2015 |  | 28 October 2015 | MULKAN | - |  | ACTIVE
135338544 | ALGWD | ALARIS GW DEDICATED | IMAGING | CAREFUSION | GN00002148 | RS M. SHOLEH, PROBOLINGGO | MALANG | JAWA TIMUR | PROBOLINGGO | MAIN UNIT | CUSTOMER | 9 November 2015 | ZENZEN | 9 November 2015 |  | 9 November 2015 | ZENZEN | - |  | ACTIVE
135338545 | ALGWD | ALARIS GW DEDICATED | IMAGING | CAREFUSION | GN00002148 | RS M. SHOLEH, PROBOLINGGO | MALANG | JAWA TIMUR | PROBOLINGGO | MAIN UNIT | CUSTOMER | 9 November 2015 | ZENZEN | 9 November 2015 |  | 9 November 2015 | ZENZEN | - |  | ACTIVE
135338546 | ALGWD | ALARIS GW DEDICATED | IMAGING | CAREFUSION | GN00011789 | RSU LUWUK | MAKASSAR | SULAWESI SELATAN | MAKASSAR | MAIN UNIT | CUSTOMER | 14 October 2016 | DEA MASJA SADALI - TSE | 1 January 1900 |  | 14 October 2016 | DEA MASJA SADALI - TSE | - |  | ACTIVE
135338547 | ALGWD | ALARIS GW DEDICATED | IMAGING | CAREFUSION | GN00000238 | RSUD M NATSIR SOLOK | PADANG | SUMATERA BARAT | SOLOK | MAIN UNIT | CUSTOMER | 29 October 2015 | MULKAN | 29 October 2015 |  | 29 October 2015 | MULKAN | - |  | ACTIVE
135338548 | ALGWD | ALARIS GW DEDICATED | IMAGING | CAREFUSION | GN00009047 | RSUD KOTA TIDORE | MANADO | SULAWESI UTARA | MANADO | MAIN UNIT | CUSTOMER | 28 October 2015 | HARI UDI RAHARJO - TSE | 28 October 2015 |  | 28 October 2015 | HARI UDI RAHARJO - TSE | - |  | ACTIVE
135338549 | ALGWD | ALARIS GW DEDICATED | IMAGING | CAREFUSION | GN00002148 | RS M. SHOLEH, PROBOLINGGO | MALANG | JAWA TIMUR | PROBOLINGGO | MAIN UNIT | CUSTOMER | 9 November 2015 | ZENZEN | 9 November 2015 |  | 9 November 2015 | ZENZEN | - |  | ACTIVE
135338550 | ALGWD | ALARIS GW DEDICATED | IMAGING | CAREFUSION | GN00002148 | RS M. SHOLEH, PROBOLINGGO | MALANG | JAWA TIMUR | PROBOLINGGO | MAIN UNIT | CUSTOMER | 9 November 2015 | ZENZEN | 9 November 2015 |  | 9 November 2015 | ZENZEN | - |  | ACTIVE
135338551 | ALGWD | ALARIS GW DEDICATED | IMAGING | CAREFUSION | GN00007237 | RSUD SEI DAREH ( SUNGAI DAREH ) | PADANG | SUMATERA BARAT | PULAU PUNJUNG | MAIN UNIT | CUSTOMER | 1 October 2015 | ARIEF SETIAWAN - TSE CP | 19 November 2015 |  | 1 October 2015 | ARIEF SETIAWAN - TSE CP | - |  | ACTIVE
135338552 | ALGWD | ALARIS GW DEDICATED | IMAGING | CAREFUSION | GN00007237 | RSUD SEI DAREH ( SUNGAI DAREH ) | PADANG | SUMATERA BARAT | PULAU PUNJUNG | MAIN UNIT | CUSTOMER | 1 October 2015 | ARIEF SETIAWAN - TSE CP | 19 November 2015 |  | 1 October 2015 | ARIEF SETIAWAN - TSE CP | - |  | ACTIVE
135338553 | ALGWD | ALARIS GW DEDICATED | IMAGING | CAREFUSION | GN00000238 | RSUD M NATSIR SOLOK | PADANG | SUMATERA BARAT | SOLOK | MAIN UNIT | CUSTOMER | 28 October 2015 | MULKAN | 29 October 2015 |  | 28 October 2015 | MULKAN | - |  | ACTIVE
135338554 | ALGWD | ALARIS GW DEDICATED | IMAGING | CAREFUSION | GN00011789 | RSU LUWUK | MAKASSAR | SULAWESI SELATAN | MAKASSAR | MAIN UNIT | CUSTOMER | 14 October 2016 | DEA MASJA SADALI - TSE | 1 January 1900 |  | 14 October 2016 | DEA MASJA SADALI - TSE | - |  | ACTIVE
135338555 | ALGWD | ALARIS GW DEDICATED | IMAGING | CAREFUSION | GN00011789 | RSU LUWUK | MAKASSAR | SULAWESI SELATAN | MAKASSAR | MAIN UNIT | CUSTOMER | 14 October 2016 | DEA MASJA SADALI - TSE | 1 January 1900 |  | 14 October 2016 | DEA MASJA SADALI - TSE | - |  | ACTIVE
135338556 | ALGWD | ALARIS GW DEDICATED | IMAGING | CAREFUSION | GN00011789 | RSU LUWUK | MAKASSAR | SULAWESI SELATAN | MAKASSAR | MAIN UNIT | CUSTOMER | 14 October 2016 | DEA MASJA SADALI - TSE | 1 January 1900 |  | 14 October 2016 | DEA MASJA SADALI - TSE | - |  | ACTIVE
135338557 | ALGWD | ALARIS GW DEDICATED | IMAGING | CAREFUSION | GN00009047 | RSUD KOTA TIDORE | MANADO | SULAWESI UTARA | MANADO | MAIN UNIT | CUSTOMER | 27 October 2015 | HARI UDI RAHARJO - TSE | 28 October 2015 |  | 27 October 2015 | HARI UDI RAHARJO - TSE | - |  | ACTIVE
135338558 | ALGH1 | ALARIS GH | IMAGING | CAREFUSION | GN00009047 | RSUD KOTA TIDORE | MANADO | SULAWESI UTARA | MANADO | MAIN UNIT | CUSTOMER | 28 October 2015 | HARI UDI RAHARJO - TSE | 28 October 2015 |  | 28 October 2015 | HARI UDI RAHARJO - TSE | - |  | ACTIVE
135338559 | ALGWD | ALARIS GW DEDICATED | IMAGING | CAREFUSION | GN00002986 | RDC PUSAT - RAWAGELAM | PUSAT | DKI JAKARTA | JAKARTA TIMUR | MAIN UNIT | EMP | 12 October 2015 | TRIYONO - TSE AREA BARAT | 1 January 1900 |  | 12 October 2015 | TRIYONO - TSE AREA BARAT | - |  | ACTIVE
135338560 | ALGWD | ALARIS GW DEDICATED | IMAGING | CAREFUSION | GN00009047 | RSUD KOTA TIDORE | MANADO | SULAWESI UTARA | MANADO | MAIN UNIT | CUSTOMER | 27 October 2015 | HARI UDI RAHARJO - TSE | 27 October 2015 |  | 27 October 2015 | HARI UDI RAHARJO - TSE | - |  | ACTIVE
135338561 | ALGWD | ALARIS GW DEDICATED | IMAGING | CAREFUSION | GN00002986 | RDC PUSAT - RAWAGELAM | PUSAT | DKI JAKARTA | JAKARTA TIMUR | MAIN UNIT | EMP | 1 October 2015 | ARIEF SETIAWAN - TSE CP | 1 January 1900 |  | 1 October 2015 | ARIEF SETIAWAN - TSE CP | - |  | ACTIVE
135338562 | ALGWD | ALARIS GW DEDICATED | IMAGING | CAREFUSION | GN00009047 | RSUD KOTA TIDORE | MANADO | SULAWESI UTARA | MANADO | MAIN UNIT | CUSTOMER | 27 October 2015 | HARI UDI RAHARJO - TSE | 27 October 2015 |  | 27 October 2015 | HARI UDI RAHARJO - TSE | - |  | ACTIVE
135338563 | ALGWD | ALARIS GW DEDICATED | IMAGING | CAREFUSION | GN00009047 | RSUD KOTA TIDORE | MANADO | SULAWESI UTARA | MANADO | MAIN UNIT | CUSTOMER | 28 October 2015 | HARI UDI RAHARJO - TSE | 28 October 2015 |  | 28 October 2015 | HARI UDI RAHARJO - TSE | - |  | ACTIVE
135338564 | ALGWD | ALARIS GW DEDICATED | IMAGING | CAREFUSION | GN00011789 | RSU LUWUK | MAKASSAR | SULAWESI SELATAN | MAKASSAR | MAIN UNIT | CUSTOMER | 14 October 2016 | DEA MASJA SADALI - TSE | 1 January 1900 |  | 14 October 2016 | DEA MASJA SADALI - TSE | - |  | ACTIVE
135338565 | ALGWD | ALARIS GW DEDICATED | IMAGING | CAREFUSION | GN00009047 | RSUD KOTA TIDORE | MANADO | SULAWESI UTARA | MANADO | MAIN UNIT | CUSTOMER | 28 October 2015 | HARI UDI RAHARJO - TSE | 28 October 2015 |  | 28 October 2015 | HARI UDI RAHARJO - TSE | - |  | ACTIVE
135338566 | ALGWD | ALARIS GW DEDICATED | IMAGING | CAREFUSION | GN00009047 | RSUD KOTA TIDORE | MANADO | SULAWESI UTARA | MANADO | MAIN UNIT | CUSTOMER | 28 October 2015 | HARI UDI RAHARJO - TSE | 28 October 2015 |  | 28 October 2015 | HARI UDI RAHARJO - TSE | - |  | ACTIVE
135338567 | ALGWD | ALARIS GW DEDICATED | IMAGING | CAREFUSION | GN00009047 | RSUD KOTA TIDORE | MANADO | SULAWESI UTARA | MANADO | MAIN UNIT | CUSTOMER | 28 October 2015 | HARI UDI RAHARJO - TSE | 28 October 2015 |  | 28 October 2015 | HARI UDI RAHARJO - TSE | - |  | ACTIVE
135341080 | ALGH1 | ALARIS GH | IMAGING | CAREFUSION | GN00002986 | RDC PUSAT - RAWAGELAM | PUSAT | DKI JAKARTA | JAKARTA TIMUR | MAIN UNIT | EMP | 10 November 2015 | ANASTASIA OCTAVIN | 1 January 1900 |  | 10 November 2015 | ANASTASIA OCTAVIN | - |  | ACTIVE
135341081 | ALGH1 | ALARIS GH | IMAGING | CAREFUSION | GN00001413 | RSU DR TC HILLERS MAUMERE | KUPANG | NUSA TENGGARA TIMUR | MAUMERE | MAIN UNIT | CUSTOMER | - |  | 18 January 2016 |  | - |  | - |  | ACTIVE
135341082 | ALGH1 | ALARIS GH | IMAGING | CAREFUSION | GN00001413 | RSU DR TC HILLERS MAUMERE | KUPANG | NUSA TENGGARA TIMUR | MAUMERE | MAIN UNIT | CUSTOMER | - |  | 18 January 2016 |  | - |  | - |  | ACTIVE
135341084 | ALGH1 | ALARIS GH | IMAGING | CAREFUSION | GN00005849 | DINAS KESEHATAN KAB/ KOTA. NIAS | PEMATANG SIANTAR | SUMATERA UTARA | NIAS | MAIN UNIT | CUSTOMER | 19 December 2015 | ARBIANSYAH - TSE | 18 December 2015 |  | 19 December 2015 | ARBIANSYAH - TSE | - |  | ACTIVE
135341090 | ALGH1 | ALARIS GH | IMAGING | CAREFUSION | GN00000877 | RSUD POLEWALI | MAKASSAR | SULAWESI SELATAN | POLEWALI | MAIN UNIT | CUSTOMER | 24 June 2016 | DEA MASJA SADALI - TSE | 1 January 1900 |  | 24 June 2016 | DEA MASJA SADALI - TSE | - |  | ACTIVE
135341096 | ALGH1 | ALARIS GH | IMAGING | CAREFUSION | GN00005849 | DINAS KESEHATAN KAB/ KOTA. NIAS | PEMATANG SIANTAR | SUMATERA UTARA | NIAS | MAIN UNIT | CUSTOMER | 19 December 2015 | ARBIANSYAH - TSE | 18 December 2015 |  | 19 December 2015 | ARBIANSYAH - TSE | - |  | ACTIVE
135341097 | ALGH1 | ALARIS GH | IMAGING | CAREFUSION | GN00005849 | DINAS KESEHATAN KAB/ KOTA. NIAS | PEMATANG SIANTAR | SUMATERA UTARA | NIAS | MAIN UNIT | CUSTOMER | 11 November 2015 | ARBIANSYAH - TSE | 17 December 2015 |  | 11 November 2015 | ARBIANSYAH - TSE | - |  | ACTIVE
135341098 | ALGH1 | ALARIS GH | IMAGING | CAREFUSION | GN00000877 | RSUD POLEWALI | MAKASSAR | SULAWESI SELATAN | POLEWALI | MAIN UNIT | CUSTOMER | 24 June 2016 | DEA MASJA SADALI - TSE | 1 January 1900 |  | 24 June 2016 | DEA MASJA SADALI - TSE | - |  | ACTIVE
135341099 | ALGH1 | ALARIS GH | IMAGING | CAREFUSION | GN00007237 | RSUD SEI DAREH ( SUNGAI DAREH ) | PADANG | SUMATERA BARAT | PULAU PUNJUNG | MAIN UNIT | CUSTOMER | 10 November 2015 | ANASTASIA OCTAVIN | 19 November 2015 |  | 10 November 2015 | ANASTASIA OCTAVIN | - |  | ACTIVE
135342955 | ALGWD | ALARIS GW DEDICATED | IMAGING | CAREFUSION | GN00000772 | RSU DAYA | MAKASSAR | SULAWESI SELATAN | MAKASSAR | MAIN UNIT | CUSTOMER | 19 May 2016 | DEA MASJA SADALI - TSE | 1 January 1900 |  | 19 May 2016 | DEA MASJA SADALI - TSE | - |  | ACTIVE
135342959 | ALGWD | ALARIS GW DEDICATED | IMAGING | CAREFUSION | GN00005849 | DINAS KESEHATAN KAB/ KOTA. NIAS | PEMATANG SIANTAR | SUMATERA UTARA | NIAS | MAIN UNIT | CUSTOMER | 11 November 2015 | ARBIANSYAH - TSE | 17 December 2015 |  | 11 November 2015 | ARBIANSYAH - TSE | - |  | ACTIVE
135342960 | ALGWD | ALARIS GW DEDICATED | IMAGING | CAREFUSION | GN00002986 | RDC PUSAT - RAWAGELAM | PUSAT | DKI JAKARTA | JAKARTA TIMUR | MAIN UNIT | EMP | 23 November 2015 | ARDI HERMAWAN - TSE CP | 1 January 1900 |  | 23 November 2015 | ARDI HERMAWAN - TSE CP | - |  | ACTIVE
135342964 | ALGRD |  |  |  | GN00009526 | RSUD PRATAMA PARENGGEAN | BANJARMASIN | KALIMANTAN SELATAN | BANJARMASIN | MAIN UNIT | CUSTOMER | - |  | 15 December 2015 |  | - |  | - |  | INACTIVE
135342970 | ALGWD | ALARIS GW DEDICATED | IMAGING | CAREFUSION | GN00000877 | RSUD POLEWALI | MAKASSAR | SULAWESI SELATAN | POLEWALI | MAIN UNIT | CUSTOMER | 24 June 2016 | DEA MASJA SADALI - TSE | 1 January 1900 |  | 24 June 2016 | DEA MASJA SADALI - TSE | - |  | ACTIVE
135342982 | ALGWD | ALARIS GW DEDICATED | IMAGING | CAREFUSION | GN00000877 | RSUD POLEWALI | MAKASSAR | SULAWESI SELATAN | POLEWALI | MAIN UNIT | CUSTOMER | 24 June 2016 | DEA MASJA SADALI - TSE | 1 January 1900 |  | 24 June 2016 | DEA MASJA SADALI - TSE | - |  | ACTIVE
135342983 | ALGWD | ALARIS GW DEDICATED | IMAGING | CAREFUSION | GN00002986 | RDC PUSAT - RAWAGELAM | PUSAT | DKI JAKARTA | JAKARTA TIMUR | MAIN UNIT | EMP | 23 November 2015 | ARDI HERMAWAN - TSE CP | 1 January 1900 |  | 23 November 2015 | ARDI HERMAWAN - TSE CP | - |  | ACTIVE
135342985 | ALGWD | ALARIS GW DEDICATED | IMAGING | CAREFUSION | GN00000772 | RSU DAYA | MAKASSAR | SULAWESI SELATAN | MAKASSAR | MAIN UNIT | CUSTOMER | 19 May 2016 | DEA MASJA SADALI - TSE | 19 May 2016 |  | 19 May 2016 | DEA MASJA SADALI - TSE | - |  | ACTIVE
135342986 | ALGRD |  |  |  | GN00009526 | RSUD PRATAMA PARENGGEAN | BANJARMASIN | KALIMANTAN SELATAN | BANJARMASIN | MAIN UNIT | CUSTOMER | - |  | 15 December 2015 |  | - |  | - |  | INACTIVE
135342987 | ALGWD | ALARIS GW DEDICATED | IMAGING | CAREFUSION | GN00000772 | RSU DAYA | MAKASSAR | SULAWESI SELATAN | MAKASSAR | MAIN UNIT | CUSTOMER | 19 May 2016 | DEA MASJA SADALI - TSE | 19 May 2016 |  | 19 May 2016 | DEA MASJA SADALI - TSE | - |  | ACTIVE
135342988 | ALGRD |  |  |  | GN00009526 | RSUD PRATAMA PARENGGEAN | BANJARMASIN | KALIMANTAN SELATAN | BANJARMASIN | MAIN UNIT | CUSTOMER | - |  | 15 December 2015 |  | - |  | - |  | INACTIVE
135342991 | ALGWD | ALARIS GW DEDICATED | IMAGING | CAREFUSION | GN00002986 | RDC PUSAT - RAWAGELAM | PUSAT | DKI JAKARTA | JAKARTA TIMUR | MAIN UNIT | EMP | 23 November 2015 | ARDI HERMAWAN - TSE CP | 1 January 1900 |  | 23 November 2015 | ARDI HERMAWAN - TSE CP | - |  | ACTIVE
135342993 | ALGWD | ALARIS GW DEDICATED | IMAGING | CAREFUSION | GN00005849 | DINAS KESEHATAN KAB/ KOTA. NIAS | PEMATANG SIANTAR | SUMATERA UTARA | NIAS | MAIN UNIT | CUSTOMER | 19 December 2015 | ARBIANSYAH - TSE | 18 December 2015 |  | 19 December 2015 | ARBIANSYAH - TSE | - |  | ACTIVE
135342994 | ALGRD |  |  |  | GN00009526 | RSUD PRATAMA PARENGGEAN | BANJARMASIN | KALIMANTAN SELATAN | BANJARMASIN | MAIN UNIT | CUSTOMER | - |  | 15 December 2015 |  | - |  | - |  | INACTIVE
135342995 | ALGWD | ALARIS GW DEDICATED | IMAGING | CAREFUSION | GN00000772 | RSU DAYA | MAKASSAR | SULAWESI SELATAN | MAKASSAR | MAIN UNIT | CUSTOMER | 19 May 2016 | DEA MASJA SADALI - TSE | 19 May 2016 |  | 19 May 2016 | DEA MASJA SADALI - TSE | - |  | ACTIVE
135342996 | ALGWD | ALARIS GW DEDICATED | IMAGING | CAREFUSION | GN00005849 | DINAS KESEHATAN KAB/ KOTA. NIAS | PEMATANG SIANTAR | SUMATERA UTARA | NIAS | MAIN UNIT | CUSTOMER | 19 December 2015 | ARBIANSYAH - TSE | 18 December 2015 |  | 19 December 2015 | ARBIANSYAH - TSE | - |  | ACTIVE
135342998 | ALGWD | ALARIS GW DEDICATED | IMAGING | CAREFUSION | GN00005849 | DINAS KESEHATAN KAB/ KOTA. NIAS | PEMATANG SIANTAR | SUMATERA UTARA | NIAS | MAIN UNIT | CUSTOMER | 19 December 2015 | ARBIANSYAH - TSE | 18 December 2015 |  | 19 December 2015 | ARBIANSYAH - TSE | - |  | ACTIVE
135343000 | ALGWD | ALARIS GW DEDICATED | IMAGING | CAREFUSION | GN00005849 | DINAS KESEHATAN KAB/ KOTA. NIAS | PEMATANG SIANTAR | SUMATERA UTARA | NIAS | MAIN UNIT | CUSTOMER | 19 December 2015 | ARBIANSYAH - TSE | 18 December 2015 |  | 19 December 2015 | ARBIANSYAH - TSE | - |  | ACTIVE
1353430004 | ALGWD | ALARIS GW DEDICATED | IMAGING | CAREFUSION | GN00001413 | RSU DR TC HILLERS MAUMERE | KUPANG | NUSA TENGGARA TIMUR | MAUMERE | MAIN UNIT | CUSTOMER | - |  | 16 January 2015 |  | - |  | - |  | ACTIVE
135343001 | ALGWD | ALARIS GW DEDICATED | IMAGING | CAREFUSION | GN00001509 | RSUD DR. ABDOER RAHEM | JEMBER | JAWA TIMUR | SITUBONDO | MAIN UNIT | CUSTOMER | 16 December 2015 | ZENZEN | 15 December 2015 |  | 16 December 2015 | ZENZEN | - |  | ACTIVE
135343002 | ALGWD | ALARIS GW DEDICATED | IMAGING | CAREFUSION | GN00000877 | RSUD POLEWALI | MAKASSAR | SULAWESI SELATAN | POLEWALI | MAIN UNIT | CUSTOMER | 24 June 2016 | DEA MASJA SADALI - TSE | 1 January 1900 |  | 24 June 2016 | DEA MASJA SADALI - TSE | - |  | ACTIVE
135343003 | ALGWD | ALARIS GW DEDICATED | IMAGING | CAREFUSION | GN00000877 | RSUD POLEWALI | MAKASSAR | SULAWESI SELATAN | POLEWALI | MAIN UNIT | CUSTOMER | 24 June 2016 | DEA MASJA SADALI - TSE | 1 January 1900 |  | 24 June 2016 | DEA MASJA SADALI - TSE | - |  | ACTIVE
135343004 | ALGWD | ALARIS GW DEDICATED | IMAGING | CAREFUSION | GN00002986 | RDC PUSAT - RAWAGELAM | PUSAT | DKI JAKARTA | JAKARTA TIMUR | MAIN UNIT | EMP | 10 November 2015 | ANASTASIA OCTAVIN | 1 January 1900 |  | 10 November 2015 | ANASTASIA OCTAVIN | - |  | ACTIVE
135343005 | ALGWD | ALARIS GW DEDICATED | IMAGING | CAREFUSION | GN00005849 | DINAS KESEHATAN KAB/ KOTA. NIAS | PEMATANG SIANTAR | SUMATERA UTARA | NIAS | MAIN UNIT | CUSTOMER | 19 December 2015 | ARBIANSYAH - TSE | 18 December 2015 |  | 19 December 2015 | ARBIANSYAH - TSE | - |  | ACTIVE
135343006 | ALGWD | ALARIS GW DEDICATED | IMAGING | CAREFUSION | GN00001509 | RSUD DR. ABDOER RAHEM | JEMBER | JAWA TIMUR | SITUBONDO | MAIN UNIT | CUSTOMER | 16 December 2015 | ZENZEN | 15 December 2015 |  | 16 December 2015 | ZENZEN | - |  | ACTIVE
135343007 | ALGWD | ALARIS GW DEDICATED | IMAGING | CAREFUSION | GN00005849 | DINAS KESEHATAN KAB/ KOTA. NIAS | PEMATANG SIANTAR | SUMATERA UTARA | NIAS | MAIN UNIT | CUSTOMER | 19 December 2015 | ARBIANSYAH - TSE | 18 December 2015 |  | 19 December 2015 | ARBIANSYAH - TSE | - |  | ACTIVE
135343009 | ALGWD | ALARIS GW DEDICATED | IMAGING | CAREFUSION | GN00001071 | RSUD CIMACAN | SUKABUMI | JAWA BARAT | CIANJUR | MAIN UNIT | CUSTOMER | 3 December 2015 | LEONARDUS ADI | 3 December 2015 |  | 3 December 2015 | LEONARDUS ADI | - |  | ACTIVE
135343010 | ALGWD | ALARIS GW DEDICATED | IMAGING | CAREFUSION | GN00000772 | RSU DAYA | MAKASSAR | SULAWESI SELATAN | MAKASSAR | MAIN UNIT | CUSTOMER | 19 May 2016 | DEA MASJA SADALI - TSE | 19 May 2016 |  | 19 May 2016 | DEA MASJA SADALI - TSE | - |  | ACTIVE
135343011 | ALGWD | ALARIS GW DEDICATED | IMAGING | CAREFUSION | GN00001413 | RSU DR TC HILLERS MAUMERE | KUPANG | NUSA TENGGARA TIMUR | MAUMERE | MAIN UNIT | CUSTOMER | - |  | 16 January 2016 |  | - |  | - |  | ACTIVE
135343012 | ALGWD | ALARIS GW DEDICATED | IMAGING | CAREFUSION | GN00001413 | RSU DR TC HILLERS MAUMERE | KUPANG | NUSA TENGGARA TIMUR | MAUMERE | MAIN UNIT | CUSTOMER | - |  | 16 January 2016 |  | - |  | - |  | ACTIVE
135343013 | ALGWD | ALARIS GW DEDICATED | IMAGING | CAREFUSION | GN00000772 | RSU DAYA | MAKASSAR | SULAWESI SELATAN | MAKASSAR | MAIN UNIT | CUSTOMER | 19 May 2016 | DEA MASJA SADALI - TSE | 19 May 2016 |  | 19 May 2016 | DEA MASJA SADALI - TSE | - |  | ACTIVE
135343014 | ALGWD | ALARIS GW DEDICATED | IMAGING | CAREFUSION | GN00000877 | RSUD POLEWALI | MAKASSAR | SULAWESI SELATAN | POLEWALI | MAIN UNIT | CUSTOMER | 24 June 2016 | DEA MASJA SADALI - TSE | 17 May 2016 |  | 24 June 2016 | DEA MASJA SADALI - TSE | - |  | ACTIVE
135343015 | ALGWD | ALARIS GW DEDICATED | IMAGING | CAREFUSION | GN00002986 | RDC PUSAT - RAWAGELAM | PUSAT | DKI JAKARTA | JAKARTA TIMUR | MAIN UNIT | EMP | 10 November 2015 | ANASTASIA OCTAVIN | 1 January 1900 |  | 10 November 2015 | ANASTASIA OCTAVIN | - |  | ACTIVE
135343016 | ALGWD | ALARIS GW DEDICATED | IMAGING | CAREFUSION | GN00002986 | RDC PUSAT - RAWAGELAM | PUSAT | DKI JAKARTA | JAKARTA TIMUR | MAIN UNIT | EMP | 10 November 2015 | ANASTASIA OCTAVIN | 1 January 1900 |  | 10 November 2015 | ANASTASIA OCTAVIN | - |  | ACTIVE
135343017 | ALGWD | ALARIS GW DEDICATED | IMAGING | CAREFUSION | GN00001413 | RSU DR TC HILLERS MAUMERE | KUPANG | NUSA TENGGARA TIMUR | MAUMERE | MAIN UNIT | CUSTOMER | - |  | 16 January 2016 |  | - |  | - |  | ACTIVE
135343018 | ALGWD | ALARIS GW DEDICATED | IMAGING | CAREFUSION | GN00000772 | RSU DAYA | MAKASSAR | SULAWESI SELATAN | MAKASSAR | MAIN UNIT | CUSTOMER | 19 May 2016 | DEA MASJA SADALI - TSE | 19 May 2016 |  | 19 May 2016 | DEA MASJA SADALI - TSE | - |  | ACTIVE
135343019 | ALGWD | ALARIS GW DEDICATED | IMAGING | CAREFUSION | GN00000772 | RSU DAYA | MAKASSAR | SULAWESI SELATAN | MAKASSAR | MAIN UNIT | CUSTOMER | 19 May 2016 | DEA MASJA SADALI - TSE | 19 May 1900 |  | 19 May 2016 | DEA MASJA SADALI - TSE | - |  | ACTIVE
135343020 | ALGWD | ALARIS GW DEDICATED | IMAGING | CAREFUSION | GN00001071 | RSUD CIMACAN | SUKABUMI | JAWA BARAT | CIANJUR | MAIN UNIT | CUSTOMER | - |  | 3 December 2015 |  | - |  | - |  | ACTIVE
135343021 | ALGWD | ALARIS GW DEDICATED | IMAGING | CAREFUSION | GN00000772 | RSU DAYA | MAKASSAR | SULAWESI SELATAN | MAKASSAR | MAIN UNIT | CUSTOMER | 19 May 2016 | DEA MASJA SADALI - TSE | 19 May 2016 |  | 19 May 2016 | DEA MASJA SADALI - TSE | - |  | ACTIVE
135343022 | ALGWD | ALARIS GW DEDICATED | IMAGING | CAREFUSION | GN00009371 | RS OLAHRAGA NASIOAL | JAKARTA-2 | DKI JAKARTA | JAKARTA TIMUR | MAIN UNIT | CUSTOMER | 15 December 2015 | SATRIA KUSUMA - TSE | 15 December 2015 |  | 15 December 2015 | SATRIA KUSUMA - TSE | - |  | ACTIVE
135343023 | ALGWD | ALARIS GW DEDICATED | IMAGING | CAREFUSION | GN00002986 | RDC PUSAT - RAWAGELAM | PUSAT | DKI JAKARTA | JAKARTA TIMUR | MAIN UNIT | EMP | 10 November 2015 | ANASTASIA OCTAVIN | 1 January 1900 |  | 10 November 2015 | ANASTASIA OCTAVIN | - |  | ACTIVE
135343024 | ALGWD | ALARIS GW DEDICATED | IMAGING | CAREFUSION | GN00002986 | RDC PUSAT - RAWAGELAM | PUSAT | DKI JAKARTA | JAKARTA TIMUR | MAIN UNIT | EMP | 10 November 2015 | ANASTASIA OCTAVIN | 1 January 1900 |  | 10 November 2015 | ANASTASIA OCTAVIN | - |  | ACTIVE
135343025 | ALGWD | ALARIS GW DEDICATED | IMAGING | CAREFUSION | GN00001509 | RSUD DR. ABDOER RAHEM | JEMBER | JAWA TIMUR | SITUBONDO | MAIN UNIT | CUSTOMER | 16 December 2015 | ZENZEN | 15 December 2015 |  | 16 December 2015 | ZENZEN | - |  | ACTIVE
135343026 | ALGWD | ALARIS GW DEDICATED | IMAGING | CAREFUSION | GN00009371 | RS OLAHRAGA NASIOAL | JAKARTA-2 | DKI JAKARTA | JAKARTA TIMUR | MAIN UNIT | CUSTOMER | 23 November 2015 | SATRIA KUSUMA - TSE | 15 December 2015 |  | 23 November 2015 | SATRIA KUSUMA - TSE | - |  | ACTIVE
135343027 | ALGWD | ALARIS GW DEDICATED | IMAGING | CAREFUSION | GN00001509 | RSUD DR. ABDOER RAHEM | JEMBER | JAWA TIMUR | SITUBONDO | MAIN UNIT | CUSTOMER | 16 December 2015 | ZENZEN | 15 December 2015 |  | 16 December 2015 | ZENZEN | - |  | ACTIVE
135343028 | ALGWD | ALARIS GW DEDICATED | IMAGING | CAREFUSION | GN00000972 | RSUD SUBANG | BANDUNG | JAWA BARAT | SUBANG | MAIN UNIT | CUSTOMER | 23 November 2015 | SUKMA WIJAYA - TSE | 5 December 2015 |  | 23 November 2015 | SUKMA WIJAYA - TSE | - |  | ACTIVE
135343030 | ALGWD | ALARIS GW DEDICATED | IMAGING | CAREFUSION | GN00007060 | RSUD MEURAXA | BANDA ACEH | ACEH | BANDA ACEH | MAIN UNIT | CUSTOMER | 9 December 2015 | SATRIA KUSUMA - TSE | 4 December 2015 |  | 9 December 2015 | SATRIA KUSUMA - TSE | - |  | ACTIVE
135343031 | ALGWD | ALARIS GW DEDICATED | IMAGING | CAREFUSION | GN00009371 | RS OLAHRAGA NASIOAL | JAKARTA-2 | DKI JAKARTA | JAKARTA TIMUR | MAIN UNIT | CUSTOMER | 23 November 2015 | SATRIA KUSUMA - TSE | 15 December 2015 |  | 23 November 2015 | SATRIA KUSUMA - TSE | - |  | ACTIVE
135343032 | ALGWD | ALARIS GW DEDICATED | IMAGING | CAREFUSION | GN00000772 | RSU DAYA | MAKASSAR | SULAWESI SELATAN | MAKASSAR | MAIN UNIT | CUSTOMER | 19 May 2016 | DEA MASJA SADALI - TSE | 19 May 2016 |  | 19 May 2016 | DEA MASJA SADALI - TSE | - |  | ACTIVE
135343033 | ALGWD | ALARIS GW DEDICATED | IMAGING | CAREFUSION | GN00002986 | RDC PUSAT - RAWAGELAM | PUSAT | DKI JAKARTA | JAKARTA TIMUR | MAIN UNIT | EMP | 23 November 2015 | ARDI HERMAWAN - TSE CP | 1 January 1900 |  | 23 November 2015 | ARDI HERMAWAN - TSE CP | - |  | ACTIVE
135343035 | ALGWD | ALARIS GW DEDICATED | IMAGING | CAREFUSION | GN00001413 | RSU DR TC HILLERS MAUMERE | KUPANG | NUSA TENGGARA TIMUR | MAUMERE | MAIN UNIT | CUSTOMER | 11 November 2016 | I KADEK - TSE | 19 May 2016 |  | 11 November 2016 | I KADEK - TSE | - |  | ACTIVE
135343036 | ALGWD | ALARIS GW DEDICATED | IMAGING | CAREFUSION | GN00002986 | RDC PUSAT - RAWAGELAM | PUSAT | DKI JAKARTA | JAKARTA TIMUR | MAIN UNIT | EMP | 23 November 2015 | ARDI HERMAWAN - TSE CP | 1 January 1900 |  | 23 November 2015 | ARDI HERMAWAN - TSE CP | - |  | ACTIVE
135343037 | ALGWD | ALARIS GW DEDICATED | IMAGING | CAREFUSION | GN00000972 | RSUD SUBANG | BANDUNG | JAWA BARAT | SUBANG | MAIN UNIT | CUSTOMER | 6 December 2015 | SUKMA WIJAYA - TSE | 5 December 2015 |  | 6 December 2015 | SUKMA WIJAYA - TSE | - |  | ACTIVE
135343038 | ALGWD | ALARIS GW DEDICATED | IMAGING | CAREFUSION | GN00000972 | RSUD SUBANG | BANDUNG | JAWA BARAT | SUBANG | MAIN UNIT | CUSTOMER | 23 November 2015 | SUKMA WIJAYA - TSE | 5 December 2015 |  | 23 November 2015 | SUKMA WIJAYA - TSE | - |  | ACTIVE
135343040 | ALGWD | ALARIS GW DEDICATED | IMAGING | CAREFUSION | GN00000972 | RSUD SUBANG | BANDUNG | JAWA BARAT | SUBANG | MAIN UNIT | CUSTOMER | 6 December 2015 | SUKMA WIJAYA - TSE | 5 December 2015 |  | 6 December 2015 | SUKMA WIJAYA - TSE | - |  | ACTIVE
135343041 | ALGWD | ALARIS GW DEDICATED | IMAGING | CAREFUSION | GN00000877 | RSUD POLEWALI | MAKASSAR | SULAWESI SELATAN | POLEWALI | MAIN UNIT | CUSTOMER | 24 June 2016 | DEA MASJA SADALI - TSE | 1 January 1900 |  | 24 June 2016 | DEA MASJA SADALI - TSE | - |  | ACTIVE
135343043 | ALGRD |  |  |  | GN00009526 | RSUD PRATAMA PARENGGEAN | BANJARMASIN | KALIMANTAN SELATAN | BANJARMASIN | MAIN UNIT | CUSTOMER | - |  | 15 December 2015 |  | - |  | - |  | INACTIVE
135343045 | ALGWD | ALARIS GW DEDICATED | IMAGING | CAREFUSION | GN00001413 | RSU DR TC HILLERS MAUMERE | KUPANG | NUSA TENGGARA TIMUR | MAUMERE | MAIN UNIT | CUSTOMER | 11 November 2016 | I KADEK - TSE | 19 May 2016 |  | 11 November 2016 | I KADEK - TSE | - |  | ACTIVE
135343046 | ALGWD | ALARIS GW DEDICATED | IMAGING | CAREFUSION | GN00007060 | RSUD MEURAXA | BANDA ACEH | ACEH | BANDA ACEH | MAIN UNIT | CUSTOMER | 9 December 2015 | SATRIA KUSUMA - TSE | 4 December 2015 |  | 9 December 2015 | SATRIA KUSUMA - TSE | - |  | ACTIVE
135343047 | ALGWD | ALARIS GW DEDICATED | IMAGING | CAREFUSION | GN00001413 | RSU DR TC HILLERS MAUMERE | KUPANG | NUSA TENGGARA TIMUR | MAUMERE | MAIN UNIT | CUSTOMER | 11 November 2016 | I KADEK - TSE | 19 May 2016 |  | 11 November 2016 | I KADEK - TSE | - |  | ACTIVE
135343049 | ALGWD | ALARIS GW DEDICATED | IMAGING | CAREFUSION | GN00002986 | RDC PUSAT - RAWAGELAM | PUSAT | DKI JAKARTA | JAKARTA TIMUR | MAIN UNIT | EMP | 23 November 2015 | ARDI HERMAWAN - TSE CP | 1 January 1900 |  | 23 November 2015 | ARDI HERMAWAN - TSE CP | - |  | ACTIVE
135343050 | ALGWD | ALARIS GW DEDICATED | IMAGING | CAREFUSION | GN00002986 | RDC PUSAT - RAWAGELAM | PUSAT | DKI JAKARTA | JAKARTA TIMUR | MAIN UNIT | EMP | 23 November 2015 | ARDI HERMAWAN - TSE CP | 1 January 1900 |  | 23 November 2015 | ARDI HERMAWAN - TSE CP | - |  | ACTIVE
135359CB1907 | A8460 | TISSUE SECTION BATH ROUND DIGITAL 230V 50/60HZ | DIAGNOSTIC 2 | THERMO FISHER SCIEN. HK | GN00008995 | RSP.DR.H.A.ROTINSULU | BANDUNG-2 | JAWA BARAT | BANDUNG | MAIN UNIT | CUSTOMER | 29 November 2019 | SAHID DERMAWAN - SPV TSE BARAT | 29 November 2019 |  | 29 November 2019 | SAHID DERMAWAN - SPV TSE BARAT | - |  | ACTIVE
13538098 | ALGH1 | ALARIS GH | IMAGING | CAREFUSION | GN00000877 | RSUD POLEWALI | MAKASSAR | SULAWESI SELATAN | POLEWALI | MAIN UNIT | CUSTOMER | 24 June 2016 | DEA MASJA SADALI - TSE | 1 January 1900 |  | 24 June 2016 | DEA MASJA SADALI - TSE | - |  | ACTIVE
13538470 | ALGWD | ALARIS GW DEDICATED | IMAGING | CAREFUSION | GN00009047 | RSUD KOTA TIDORE | MANADO | SULAWESI UTARA | MANADO | MAIN UNIT | CUSTOMER | 27 October 2015 | HARI UDI RAHARJO - TSE | 27 October 2015 |  | 27 October 2015 | HARI UDI RAHARJO - TSE | - |  | ACTIVE
1354000000516 | TF167 |  |  |  | GN00011729 | RS PRATAMA BATU ENGAU | BALIKPAPAN | KALIMANTAN TIMUR | BALIKPAPAN | MAIN UNIT | CUSTOMER | 15 August 2016 | TEGAR PANDU - TSE | 10 August 2016 |  | 15 August 2016 | TEGAR PANDU - TSE | - |  | INACTIVE
136/IV/13 | TE001 | INCUBATOR TSN910EHL | IMAGING | TESENA INOVINDO, PT | GN00000225 | RSU PURI HUSADA TEMBILAHAN | PEKAN BARU | RIAU | TEMBILAHAN | MAIN UNIT | CUSTOMER | 26 December 2014 |  | 1 January 1900 |  | 26 December 2014 |  | - |  | ACTIVE
136/VII/14 | TE044 | SUCTION TSN 505 PS | IMAGING | TESENA INOVINDO, PT | GN00003084 | DINAS KESEHATAN KAB/ KOTA. SOPPENG | MAKASSAR | SULAWESI SELATAN | MAKASSAR | MAIN UNIT | CUSTOMER | 7 January 2015 | HARI UDI RAHARJO - TSE | 7 January 2015 |  | 7 January 2015 | HARI UDI RAHARJO - TSE | - |  | ACTIVE
136/VIII/14 | HT2LC |  |  |  | GN00000201 | RSUD ARIFIN ACHMAD - PEKANBARU | PEKAN BARU | RIAU | PEKANBARU | MAIN UNIT | CUSTOMER | 28 March 2015 | MULKAN | 1 January 1900 |  | 28 March 2015 | MULKAN | - |  | INACTIVE
136/X/12 | BD910 |  |  |  | GN00007404 | RSUD TABANAN | DENPASAR | BALI | DENPASAR | MAIN UNIT | CUSTOMER | 1 February 1990 | I KADEK - TSE | 1 January 1900 |  | 1 February 1990 | I KADEK - TSE | - |  | INACTIVE
1360000000516 | TF167 |  |  |  | GN00011729 | RS PRATAMA BATU ENGAU | BALIKPAPAN | KALIMANTAN TIMUR | BALIKPAPAN | MAIN UNIT | CUSTOMER | 15 August 2016 | TEGAR PANDU - TSE | 10 August 2016 |  | 15 August 2016 | TEGAR PANDU - TSE | - |  | INACTIVE
1361000000516 | TF167 |  |  |  | GN00011729 | RS PRATAMA BATU ENGAU | BALIKPAPAN | KALIMANTAN TIMUR | BALIKPAPAN | MAIN UNIT | CUSTOMER | 15 August 2016 | TEGAR PANDU - TSE | 10 August 2016 |  | 15 August 2016 | TEGAR PANDU - TSE | - |  | INACTIVE
1363000000516 | TF167 |  |  |  | GN00011729 | RS PRATAMA BATU ENGAU | BALIKPAPAN | KALIMANTAN TIMUR | BALIKPAPAN | MAIN UNIT | CUSTOMER | 15 August 2016 | TEGAR PANDU - TSE | 10 August 2016 |  | 15 August 2016 | TEGAR PANDU - TSE | - |  | INACTIVE
1368000000516 | TF167 |  |  |  | GN00011729 | RS PRATAMA BATU ENGAU | BALIKPAPAN | KALIMANTAN TIMUR | BALIKPAPAN | MAIN UNIT | CUSTOMER | 15 August 2016 | TEGAR PANDU - TSE | 10 August 2016 |  | 15 August 2016 | TEGAR PANDU - TSE | - |  | INACTIVE
137/IV/11 | TM04U |  |  |  | GN00008183 | RS NASIONAL DIPONEGORO | SEMARANG | JAWA TENGAH | SEMARANG | MAIN UNIT | CUSTOMER | 22 June 2015 | MUNADI - TSE | 1 January 2011 |  | 22 June 2015 | MUNADI - TSE | - |  | INACTIVE
137/VIII/14 | TE020 | PHOTOTHERAPY TLC 2 HT | IMAGING | TESENA INOVINDO, PT | GN00000201 | RSUD ARIFIN ACHMAD - PEKANBARU | PEKAN BARU | RIAU | PEKANBARU | MAIN UNIT | CUSTOMER | 28 March 2015 | MULKAN | 1 January 1900 |  | 28 March 2015 | MULKAN | - |  | ACTIVE
137/X/12 | BD910 |  |  |  | GN00007404 | RSUD TABANAN | DENPASAR | BALI | DENPASAR | MAIN UNIT | CUSTOMER | 1 February 1990 | I KADEK - TSE | 1 January 1900 |  | 1 February 1990 | I KADEK - TSE | - |  | INACTIVE
1372000000516 | TF167 |  |  |  | GN00011729 | RS PRATAMA BATU ENGAU | BALIKPAPAN | KALIMANTAN TIMUR | BALIKPAPAN | MAIN UNIT | CUSTOMER | 15 August 2016 | TEGAR PANDU - TSE | 10 August 2016 |  | 15 August 2016 | TEGAR PANDU - TSE | - |  | INACTIVE
1373000000516 | TF167 |  |  |  | GN00011729 | RS PRATAMA BATU ENGAU | BALIKPAPAN | KALIMANTAN TIMUR | BALIKPAPAN | MAIN UNIT | CUSTOMER | 15 August 2016 | TEGAR PANDU - TSE | 10 August 2016 |  | 15 August 2016 | TEGAR PANDU - TSE | - |  | INACTIVE
1374000000516 | TF167 |  |  |  | GN00011729 | RS PRATAMA BATU ENGAU | BALIKPAPAN | KALIMANTAN TIMUR | BALIKPAPAN | MAIN UNIT | CUSTOMER | 15 August 2016 | TEGAR PANDU - TSE | 10 August 2016 |  | 15 August 2016 | TEGAR PANDU - TSE | - |  | INACTIVE
1375000000516 | TF167 |  |  |  | GN00011729 | RS PRATAMA BATU ENGAU | BALIKPAPAN | KALIMANTAN TIMUR | BALIKPAPAN | MAIN UNIT | CUSTOMER | 15 August 2016 | TEGAR PANDU - TSE | 10 August 2016 |  | 15 August 2016 | TEGAR PANDU - TSE | - |  | INACTIVE
1377000000516 | TF167 |  |  |  | GN00011729 | RS PRATAMA BATU ENGAU | BALIKPAPAN | KALIMANTAN TIMUR | BALIKPAPAN | MAIN UNIT | CUSTOMER | 15 August 2016 | TEGAR PANDU - TSE | 10 August 2016 |  | 15 August 2016 | TEGAR PANDU - TSE | - |  | INACTIVE
137765CB2001 | A8460 | TISSUE SECTION BATH ROUND DIGITAL 230V 50/60HZ | DIAGNOSTIC 2 | THERMO FISHER SCIEN. HK | GN00002986 | RDC PUSAT - RAWAGELAM | PUSAT | DKI JAKARTA | JAKARTA TIMUR | MAIN UNIT | EMP | 7 February 2020 | LEO LANANG SIGIT - TSE CP | 8 April 2020 |  | 7 February 2020 | LEO LANANG SIGIT - TSE CP | - |  | ACTIVE
137769CB2001 | A8460 | TISSUE SECTION BATH ROUND DIGITAL 230V 50/60HZ | DIAGNOSTIC 2 | THERMO FISHER SCIEN. HK | GN00002986 | RDC PUSAT - RAWAGELAM | PUSAT | DKI JAKARTA | JAKARTA TIMUR | MAIN UNIT | EMP | 7 February 2020 | LEO LANANG SIGIT - TSE CP | - |  | 7 February 2020 | LEO LANANG SIGIT - TSE CP | - |  | ACTIVE
137772CB2001 | A8460 | TISSUE SECTION BATH ROUND DIGITAL 230V 50/60HZ | DIAGNOSTIC 2 | THERMO FISHER SCIEN. HK | GN00002986 | RDC PUSAT - RAWAGELAM | PUSAT | DKI JAKARTA | JAKARTA TIMUR | MAIN UNIT | EMP | 7 February 2020 | LEO LANANG SIGIT - TSE CP | - |  | 7 February 2020 | LEO LANANG SIGIT - TSE CP | - |  | ACTIVE
137780CB2001 | A8460 | TISSUE SECTION BATH ROUND DIGITAL 230V 50/60HZ | DIAGNOSTIC 2 | THERMO FISHER SCIEN. HK | GN00002783 | RS PELABUHAN SBY | SURABAYA-2 | JAWA TIMUR | SURABAYA | MAIN UNIT | CUSTOMER | 13 April 2020 | MIKKI FAHRIZI - TSE | 31 March 2020 |  | 13 April 2020 | MIKKI FAHRIZI - TSE | - |  | ACTIVE
137784CB2001 | A8460 | TISSUE SECTION BATH ROUND DIGITAL 230V 50/60HZ | DIAGNOSTIC 2 | THERMO FISHER SCIEN. HK | GN00002986 | RDC PUSAT - RAWAGELAM | PUSAT | DKI JAKARTA | JAKARTA TIMUR | MAIN UNIT | EMP | 7 February 2020 | LEO LANANG SIGIT - TSE CP | - |  | 7 February 2020 | LEO LANANG SIGIT - TSE CP | - |  | ACTIVE
137987CB2001 | A8460 | TISSUE SECTION BATH ROUND DIGITAL 230V 50/60HZ | DIAGNOSTIC 2 | THERMO FISHER SCIEN. HK | GN17080023 | PT CHAROEN PHOKPAND JAYA FARM | MALANG | JAWA TIMUR | MALANG | MAIN UNIT | CUSTOMER | 27 October 2020 | NOVAN KURNIARTATO - TSE | 30 December 2020 | PHILIP LAKRISNA - TSE | 27 October 2020 | NOVAN KURNIARTATO - TSE | 30 December 2020 | PHILIP LAKRISNA - TSE | ACTIVE
137987CB2002 | A8460 | TISSUE SECTION BATH ROUND DIGITAL 230V 50/60HZ | DIAGNOSTIC 2 | THERMO FISHER SCIEN. HK | GN00002986 | RDC PUSAT - RAWAGELAM | PUSAT | DKI JAKARTA | JAKARTA TIMUR | MAIN UNIT | EMP | 17 June 2020 | FAJAR FAHMI - TSE | - |  | 17 June 2020 | FAJAR FAHMI - TSE | - |  | ACTIVE
137989CB2002 | A8460 | TISSUE SECTION BATH ROUND DIGITAL 230V 50/60HZ | DIAGNOSTIC 2 | THERMO FISHER SCIEN. HK | GN00002986 | RDC PUSAT - RAWAGELAM | PUSAT | DKI JAKARTA | JAKARTA TIMUR | MAIN UNIT | EMP | 17 June 2020 | FAJAR FAHMI - TSE | - |  | 17 June 2020 | FAJAR FAHMI - TSE | - |  | ACTIVE
138/IV/12 | BD910 |  |  |  | GN00000218 | RSUD SIAK ( T RAFI'AN SIAK ) | PEKAN BARU | RIAU | SIAK SRI INDRAPURA | MAIN UNIT | CUSTOMER | 26 December 2014 |  | 1 January 1900 |  | 26 December 2014 |  | - |  | INACTIVE
138/V/11 | TM04U |  |  |  | GN00008183 | RS NASIONAL DIPONEGORO | SEMARANG | JAWA TENGAH | SEMARANG | MAIN UNIT | CUSTOMER | 22 June 2015 | MUNADI - TSE | 1 January 1900 |  | 22 June 2015 | MUNADI - TSE | - |  | INACTIVE
138/X/12T910SC | BD910 |  |  |  | GN00000157 | RSUD H. ABDUL MANAP KOTA JAMBI | JAMBI | JAMBI | JAMBI | MAIN UNIT | CUSTOMER | 26 December 2014 |  | 1 January 1900 |  | 26 December 2014 |  | - |  | INACTIVE
138158CB2002 | SDH61 | HOTPLATE-SLIDE DRYING 220V |  |  | GN00002783 | RS PELABUHAN SBY | SURABAYA-2 | JAWA TIMUR | SURABAYA | MAIN UNIT | CUSTOMER | 13 April 2020 | MIKKI FAHRIZI - TSE | 31 March 2020 |  | 13 April 2020 | MIKKI FAHRIZI - TSE | 24 January 2025 | ANDI ISMAIL - SPV TSE TIMUR | ACTIVE
138162CB2002 | A8461 | SLIMLINE WAX DISPENSER | DIAGNOSTIC 2 | THERMO FISHER SCIEN. CO | GN00000966 | RSUD CIKALONG WETAN | BANDUNG | JAWA BARAT | BANDUNG | MAIN UNIT | CUSTOMER | - |  | 26 March 2022 | SUKMA WIJAYA - TSE | 26 May 2020 | System Auto | 26 March 2022 | SUKMA WIJAYA - TSE | ACTIVE
138285CB2002 | A8430 | SLIDE DRYING HOTPLATE SLIMLINE 230V 50/60HZ | DIAGNOSTIC 2 | THERMO FISHER SCIEN. HK | GN18100031 | LABORATORIUM DATIA | BANDUNG | JAWA BARAT | BANDUNG | MAIN UNIT | CUSTOMER | 1 July 2020 | FAJAR FAHMI - TSE | 26 March 2021 | ARBIANSYAH - TSE | 1 July 2020 | FAJAR FAHMI - TSE | 26 March 2021 | ARBIANSYAH - TSE | ACTIVE
138287CB2002 | A8430 | SLIDE DRYING HOTPLATE SLIMLINE 230V 50/60HZ | DIAGNOSTIC 2 | THERMO FISHER SCIEN. HK | GN18100031 | LABORATORIUM DATIA | BANDUNG | JAWA BARAT | BANDUNG | MAIN UNIT | CUSTOMER | 1 July 2020 | FAJAR FAHMI - TSE | 26 March 2021 | ARBIANSYAH - TSE | 1 July 2020 | FAJAR FAHMI - TSE | 26 March 2021 | ARBIANSYAH - TSE | ACTIVE
138288CB2002 | A8430 | SLIDE DRYING HOTPLATE SLIMLINE 230V 50/60HZ | DIAGNOSTIC 2 | THERMO FISHER SCIEN. HK | GN00000196 | RS EKA HOSPITAL PEKANBARU | PEKAN BARU | RIAU | PEKANBARU | MAIN UNIT | CUSTOMER | 1 July 2020 | FAJAR FAHMI - TSE | 13 August 2021 | RUDI SETIAWAN - TSE | 1 July 2020 | FAJAR FAHMI - TSE | 13 August 2021 | RUDI SETIAWAN - TSE | ACTIVE
138699CB2003 | A8460 | TISSUE SECTION BATH ROUND DIGITAL 230V 50/60HZ | DIAGNOSTIC 2 | THERMO FISHER SCIEN. HK | GN18100031 | LABORATORIUM DATIA | BANDUNG | JAWA BARAT | BANDUNG | MAIN UNIT | CUSTOMER | 17 June 2020 | FAJAR FAHMI - TSE | 26 March 2021 | ARBIANSYAH - TSE | 17 June 2020 | FAJAR FAHMI - TSE | 26 March 2021 | ARBIANSYAH - TSE | ACTIVE
138703CB2003 | A8460 | TISSUE SECTION BATH ROUND DIGITAL 230V 50/60HZ | DIAGNOSTIC 2 | THERMO FISHER SCIEN. HK | GN21060007 | EKA HOSPITAL CIBUBUR | DEPOK | JAWA BARAT | DEPOK | MAIN UNIT | CUSTOMER | 17 June 2020 | FAJAR FAHMI - TSE | 30 March 2022 | MUHAMMAD FAJAR - TSE | 17 June 2020 | FAJAR FAHMI - TSE | 30 March 2022 | MUHAMMAD FAJAR - TSE | ACTIVE
138704CB2003 | A8460 | TISSUE SECTION BATH ROUND DIGITAL 230V 50/60HZ | DIAGNOSTIC 2 | THERMO FISHER SCIEN. HK | GN00000196 | RS EKA HOSPITAL PEKANBARU | PEKAN BARU | RIAU | PEKANBARU | MAIN UNIT | CUSTOMER | 17 June 2020 | FAJAR FAHMI - TSE | 13 August 2021 | RUDI SETIAWAN - TSE | 17 June 2020 | FAJAR FAHMI - TSE | 13 August 2021 | RUDI SETIAWAN - TSE | ACTIVE
13896001 | MPESU | MEGA POWER ELECTROSURGICAL GENERATOR | IMAGING | MEGADYNE MEDICAL | GN00002985 | WORKSHOOP CSM PUSAT | PUSAT | DKI JAKARTA | JAKARTA TIMUR | MAIN UNIT | EMP | 29 August 2014 | ANTONIUS SAGITA - KALIBRASI | 1 January 1900 |  | 29 August 2014 | ANTONIUS SAGITA - KALIBRASI | - |  | ACTIVE
13897001 | MPESU | MEGA POWER ELECTROSURGICAL GENERATOR | IMAGING | MEGADYNE MEDICAL | GN00001413 | RSU DR TC HILLERS MAUMERE | KUPANG | NUSA TENGGARA TIMUR | MAUMERE | MAIN UNIT | CUSTOMER | - |  | 1 January 1900 |  | - |  | - |  | ACTIVE
13898001 | MPESU | MEGA POWER ELECTROSURGICAL GENERATOR | IMAGING | MEGADYNE MEDICAL | GN00002985 | WORKSHOOP CSM PUSAT | PUSAT | DKI JAKARTA | JAKARTA TIMUR | MAIN UNIT | EMP | 29 August 2014 | ANTONIUS SAGITA - KALIBRASI | 1 January 1900 |  | 29 August 2014 | ANTONIUS SAGITA - KALIBRASI | - |  | ACTIVE
139/VII/12 | TE001 | INCUBATOR TSN910EHL | IMAGING | TESENA INOVINDO, PT | GN00001122 | RSUD KAB CIAMIS | TASIKMALAYA | JAWA BARAT | CIAMIS | MAIN UNIT | CUSTOMER | 24 December 2014 | SUKMA WIJAYA - TSE | 1 January 1900 |  | 24 December 2014 | SUKMA WIJAYA - TSE | - |  | ACTIVE
139/X/12T910SC | BD910 |  |  |  | GN00000157 | RSUD H. ABDUL MANAP KOTA JAMBI | JAMBI | JAMBI | JAMBI | MAIN UNIT | CUSTOMER | 26 December 2014 |  | 1 January 1900 |  | 26 December 2014 |  | - |  | INACTIVE
139054 | A8461 | SLIMLINE WAX DISPENSER | DIAGNOSTIC 2 | THERMO FISHER SCIEN. CO | GN00008134 | PT CHAROEN POKPHAND | SURABAYA-2 | JAWA TIMUR | SURABAYA | MAIN UNIT | CUSTOMER | - |  | 15 February 2022 | PHILIP LAKRISNA - TSE | 24 November 2021 | LEO LANANG SIGIT - TSE CP | 15 February 2022 | PHILIP LAKRISNA - TSE | ACTIVE
139386/ASP | ASN3U | Nivec 3 Aerosol Nebulizer |  |  | GN00001785 | RSUD SUKOHARJO | SOLO | JAWA TENGAH | SUKOHARJO | MAIN UNIT | CUSTOMER | 10 April 2015 |  | 1 January 1900 |  | 10 April 2015 |  | - |  | INACTIVE
139387/ASP | ASN3U | Nivec 3 Aerosol Nebulizer |  |  | GN00001785 | RSUD SUKOHARJO | SOLO | JAWA TENGAH | SUKOHARJO | MAIN UNIT | CUSTOMER | 10 April 2015 |  | 1 January 1900 |  | 10 April 2015 |  | - |  | INACTIVE
139390/ASP | ASN3U | Nivec 3 Aerosol Nebulizer |  |  | GN00001785 | RSUD SUKOHARJO | SOLO | JAWA TENGAH | SUKOHARJO | MAIN UNIT | CUSTOMER | 10 April 2015 |  | 1 January 1900 |  | 10 April 2015 |  | - |  | INACTIVE
139391 | ASN3U | Nivec 3 Aerosol Nebulizer |  |  | GN00001785 | RSUD SUKOHARJO | SOLO | JAWA TENGAH | SUKOHARJO | MAIN UNIT | CUSTOMER | 10 April 2015 |  | 1 January 1900 |  | 10 April 2015 |  | - |  | INACTIVE
139392/ASP | ASN3U | Nivec 3 Aerosol Nebulizer |  |  | GN00001785 | RSUD SUKOHARJO | SOLO | JAWA TENGAH | SUKOHARJO | MAIN UNIT | CUSTOMER | 10 April 2015 |  | 1 January 1900 |  | 10 April 2015 |  | - |  | INACTIVE
139393 | ASN3U | Nivec 3 Aerosol Nebulizer |  |  | GN00000868 | RSU PROV SULBAR | MAKASSAR | SULAWESI BARAT | MAMUJU | MAIN UNIT | CUSTOMER | 10 April 2015 |  | 1 January 1900 |  | 10 April 2015 |  | - |  | INACTIVE
139397/ASP | ASN3U | Nivec 3 Aerosol Nebulizer |  |  | GN00001785 | RSUD SUKOHARJO | SOLO | JAWA TENGAH | SUKOHARJO | MAIN UNIT | CUSTOMER | 10 April 2015 |  | 1 January 1900 |  | 10 April 2015 |  | - |  | INACTIVE
140/XI/12 | BD910 |  |  |  | GN00001220 | RSUP SANGLAH DENPASAR | DENPASAR | BALI | DENPASAR | MAIN UNIT | CUSTOMER | 1 February 1990 | I KADEK - TSE | 1 January 1900 |  | 1 February 1990 | I KADEK - TSE | - |  | INACTIVE
14000128 | CR174 | COROMETRIC 174 | IMAGING | GE OPERATIONS INDONESIA, PT | GN00000516 | RS TELOGOREJO | SEMARANG | JAWA TENGAH | SEMARANG | MAIN UNIT | CUSTOMER | - |  | 1 January 1900 |  | - |  | - |  | ACTIVE
1401005897 | 0Z205 |  |  |  | GN00002283 | BALAI PENYIDIKAN & PENGUJIAN VETERINER MEDAN ( BALITVET ) | MEDAN | SUMATERA UTARA | MEDAN | MAIN UNIT | CUSTOMER | 8 May 2015 | ARBIANSYAH - TSE | 8 May 2015 |  | 8 May 2015 | ARBIANSYAH - TSE | - |  | INACTIVE
140132001 | MPESU | MEGA POWER ELECTROSURGICAL GENERATOR | IMAGING | MEGADYNE MEDICAL | GN00002985 | WORKSHOOP CSM PUSAT | PUSAT | DKI JAKARTA | JAKARTA TIMUR | MAIN UNIT | EMP | 29 August 2014 | ANTONIUS SAGITA - KALIBRASI | 1 January 1900 |  | 29 August 2014 | ANTONIUS SAGITA - KALIBRASI | - |  | ACTIVE
14040220 | SF355 | MICROM HM355S UNIT | DIAGNOSTIC 2 | SHANDON DIAGNOSTICS Ltd. | GN00000535 | RSUP DR KARIADI | SEMARANG | JAWA TENGAH | SEMARANG | MAIN UNIT | CUSTOMER | 7 October 2015 | MUNADI - TSE | 7 October 2015 |  | 7 October 2015 | MUNADI - TSE | - |  | ACTIVE
1405005591 | 00205 |  |  |  | GN00003001 | PT. ENSEVAL MEDIKA PRIMA - HO | PUSAT | DKI JAKARTA | JAKARTA TIMUR | MAIN UNIT | EMP | - |  | 6 December 2014 |  | - |  | - |  | INACTIVE
140519-03 | JS026 |  |  |  | GN00001972 | RS MITRA KELUARGA BEKASI TIMUR | BEKASI | JAWA BARAT | BEKASI | MAIN UNIT | CUSTOMER | 30 June 2014 | TRIYONO - TSE AREA BARAT | 1 January 2010 |  | 30 June 2014 | TRIYONO - TSE AREA BARAT | - |  | INACTIVE
1406009 | NI20U | PHOTOTHERAPY PT-2000 H | IMAGING | NAKAMURA MEDICAL | GN00001066 | RSUD CIBINONG | BOGOR | JAWA BARAT | BOGOR | MAIN UNIT | CUSTOMER | 12 January 2015 | IBNUL AZIZ - TSE | 28 September 2015 |  | 12 January 2015 | IBNUL AZIZ - TSE | - |  | ACTIVE
1406010 | NIPTU |  |  |  | GN00003358 | RSU PRAYA | MATARAM | NUSA TENGGARA BARAT | PRAYA | MAIN UNIT | CUSTOMER | 12 November 2014 | HARI UDI RAHARJO - TSE | 12 November 2014 |  | 12 November 2014 | HARI UDI RAHARJO - TSE | - |  | INACTIVE
1406011 | NIPTU |  |  |  | GN00003358 | RSU PRAYA | MATARAM | NUSA TENGGARA BARAT | PRAYA | MAIN UNIT | CUSTOMER | 12 November 2014 | HARI UDI RAHARJO - TSE | 12 November 2014 |  | 12 November 2014 | HARI UDI RAHARJO - TSE | - |  | INACTIVE
140617-12 | JS001 | BIO SAFE-CAB TYPE-A2 900 | DIAGNOSTIC 2 | JS RESEARCH INC. | GN00002986 | RDC PUSAT - RAWAGELAM | PUSAT | DKI JAKARTA | JAKARTA TIMUR | MAIN UNIT | EMP | 13 August 2014 | GATOT SURYA ADIPUTRA - TSE | 1 January 1900 |  | 13 August 2014 | GATOT SURYA ADIPUTRA - TSE | - |  | ACTIVE
140714-01 | JS001 | BIO SAFE-CAB TYPE-A2 900 | DIAGNOSTIC 2 | JS RESEARCH INC. | GN00006657 | DINAS KESEHATAN KAB/ KOTA. LOMBOK TIMUR | MATARAM | NUSA TENGGARA BARAT | LOMBOK TIMUR | MAIN UNIT | CUSTOMER | 5 January 2015 | I KADEK - TSE | 8 December 2014 |  | 5 January 2015 | I KADEK - TSE | - |  | ACTIVE
140714-09 | JS002 | BIOHAZARD SAFETY CABINET TYPE A2 (1200 MM) | DIAGNOSTIC 2 | JS RESEARCH INC. | GN00002276 | RSUD TAMAN HUSADA BONTANG | SAMARINDA | KALIMANTAN TIMUR | BONTANG | MAIN UNIT | CUSTOMER | - |  | 9 December 2014 |  | - |  | - |  | ACTIVE
1407446 | NX16U |  |  |  | GN00001971 | RS MITRA KELUARGA BEKASI BARAT | BEKASI | JAWA BARAT | BEKASI | MAIN UNIT | CUSTOMER | 15 December 2014 | ARIEF SETIAWAN - TSE CP | 9 September 2010 |  | 15 December 2014 | ARIEF SETIAWAN - TSE CP | - |  | INACTIVE
1409001 | NI23U | VACUUM EXTRACTOR GT 200 | IMAGING | NAKAMURA MEDICAL | GN00002389 | RSUD NOONGAN | MANADO | SULAWESI UTARA | MINAHASA | MAIN UNIT | CUSTOMER | 10 November 2014 | HARI UDI RAHARJO - TSE | 10 November 2014 |  | 10 November 2014 | HARI UDI RAHARJO - TSE | - |  | ACTIVE
1409002 | NI23U | VACUUM EXTRACTOR GT 200 | IMAGING | NAKAMURA MEDICAL | GN00006018 | RSUD GUNUNGJATI | CIREBON | JAWA BARAT | CIREBON | MAIN UNIT | CUSTOMER | 10 December 2014 | BUDI SUROSO - TSE | 1 January 1900 |  | 10 December 2014 | BUDI SUROSO - TSE | - |  | ACTIVE
1409003 | NOVEM |  |  |  | GN00000169 | RSUD KH DAUD ARIF | JAMBI | JAMBI | KUALA TUNGKAL | MAIN UNIT | CUSTOMER | 19 June 2015 | INDRA BUDI GUNAWAN | 8 June 2015 |  | 19 June 2015 | INDRA BUDI GUNAWAN | - |  | INACTIVE
140917-13 | JS002 | BIOHAZARD SAFETY CABINET TYPE A2 (1200 MM) | DIAGNOSTIC 2 | JS RESEARCH INC. | GN00000201 | RSUD ARIFIN ACHMAD - PEKANBARU | PEKAN BARU | RIAU | PEKANBARU | MAIN UNIT | CUSTOMER | - |  | 20 November 2014 |  | - |  | - |  | ACTIVE
140917-14 | JS002 | BIOHAZARD SAFETY CABINET TYPE A2 (1200 MM) | DIAGNOSTIC 2 | JS RESEARCH INC. | GN00000680 | RSUD INCHE ABDOEL MOEIS | SAMARINDA | KALIMANTAN TIMUR | SAMARINDA | MAIN UNIT | CUSTOMER | - |  | 1 December 2014 |  | - |  | - |  | ACTIVE
140922-15 | JS001 | BIO SAFE-CAB TYPE-A2 900 | DIAGNOSTIC 2 | JS RESEARCH INC. | GN00002335 | LAB THAMRIN S.BATANGHARI | MEDAN | SUMATERA UTARA | MEDAN | MAIN UNIT | CUSTOMER | 1 February 2018 | TRIYONO - TSE AREA BARAT | 22 December 2014 |  | 1 February 2018 | TRIYONO - TSE AREA BARAT | - |  | ACTIVE
140922-17 | JS004 | BIOHAZARD SAFETY CABINET TYPE A2 (1800 MM) | DIAGNOSTIC 2 | JS RESEARCH INC. | GN00003417 | RSUD KABUPATEN BATANG | TEGAL | JAWA TENGAH | BATANG | MAIN UNIT | CUSTOMER | - |  | 17 December 2014 |  | - |  | - |  | ACTIVE
141/XI/12 | BD910 |  |  |  | GN00001220 | RSUP SANGLAH DENPASAR | DENPASAR | BALI | DENPASAR | MAIN UNIT | CUSTOMER | 8 January 2015 | I KADEK - TSE | 1 January 1900 |  | 8 January 2015 | I KADEK - TSE | - |  | INACTIVE
1410-011304 | Z0256 |  |  |  | GN00002985 | WORKSHOOP CSM PUSAT | PUSAT | DKI JAKARTA | JAKARTA TIMUR | MAIN UNIT | EMP | 30 August 2016 | LEO LANANG SIGIT - TSE CP | 1 January 1900 |  | 30 August 2016 | LEO LANANG SIGIT - TSE CP | - |  | INACTIVE
1410-13015 | 00256 |  |  |  | GN00002985 | WORKSHOOP CSM PUSAT | PUSAT | DKI JAKARTA | JAKARTA TIMUR | MAIN UNIT | EMP | 30 August 2016 | LEO LANANG SIGIT - TSE CP | 1 January 1900 |  | 30 August 2016 | LEO LANANG SIGIT - TSE CP | - |  | INACTIVE
1410-2740 | 00256 |  |  |  | GN00011539 | PG23 | PUSAT | DKI JAKARTA | JAKARTA TIMUR | MAIN UNIT | EMP | 21 April 2016 | ANDI ISMAIL - SPV TSE TIMUR | 1 January 1900 |  | 21 April 2016 | ANDI ISMAIL - SPV TSE TIMUR | - |  | INACTIVE
1410-2749 | 00255 |  |  |  | GN00011756 | UNIT TRANSFUSI DARAH PROV SULAWESI SELATAN | MAKASSAR | SULAWESI SELATAN | MAKASSAR | MAIN UNIT | EMP | 18 August 2016 | DEA MASJA SADALI - TSE | 4 August 2016 |  | 18 August 2016 | DEA MASJA SADALI - TSE | - |  | INACTIVE
1410-2773 | 00255 |  |  |  | GN00007563 | PT. ENSEVAL MEDIKA PRIMA - YOGYAKARTA | YOGYAKARTA | YOGYAKARTA | YOGYAKARTA | MAIN UNIT | EMP | 5 May 2017 | TRIYONO - TSE AREA BARAT | 5 October 2011 |  | 5 May 2017 | TRIYONO - TSE AREA BARAT | - |  | INACTIVE
1410-2776 | 00256 |  |  |  | GN17120005 | AKADEMI BHAKTI KEMANUSIAAN PMI | DEPOK | JAWA BARAT | JAKARTA SELATAN | MAIN UNIT | EMP | - |  | 1 January 2010 |  | - |  | - |  | INACTIVE
1410-2777 | 00255 |  |  |  | GN00002985 | WORKSHOOP CSM PUSAT | PUSAT | DKI JAKARTA | JAKARTA TIMUR | MAIN UNIT | EMP | 30 August 2016 | LEO LANANG SIGIT - TSE CP | 1 January 1900 |  | 30 August 2016 | LEO LANANG SIGIT - TSE CP | - |  | INACTIVE
1410-2785 | 00257 |  |  |  | GN00002285 | KLINIK SPESIALIS ANUGERAH IBU | MEDAN | SUMATERA UTARA | MEDAN | MAIN UNIT | EMP | 15 May 2019 | BARITA P-SIMAMORA - TSE | 1 January 2013 |  | 15 May 2019 | BARITA P-SIMAMORA - TSE | - |  | INACTIVE
1410-2786 | 00256 |  |  |  | GN00002731 | PMI UTDC MOJOKERTO | SURABAYA-2 | JAWA TIMUR | MOJOKERTO | MAIN UNIT | EMP | - |  | 1 January 2010 |  | - |  | - |  | INACTIVE
1410-2791 | 00257 |  |  |  | GN00001844 | BBLK YOGYAKARTA | YOGYAKARTA | YOGYAKARTA | YOGYAKARTA | MAIN UNIT | CUSTOMER | 1 February 1990 | DIAN FEBRIYANA - TSE | 1 January 1900 |  | 1 February 1990 | DIAN FEBRIYANA - TSE | - |  | INACTIVE
1410-2797 | 00257 |  |  |  | GN00000319 | RSUP H ADAM MALIK | MEDAN | SUMATERA UTARA | MEDAN | MAIN UNIT | EMP | 15 May 2019 | BARITA P-SIMAMORA - TSE | 1 January 2010 |  | 15 May 2019 | BARITA P-SIMAMORA - TSE | - |  | INACTIVE
1410-2798 | 00255 |  |  |  | GN00000319 | RSUP H ADAM MALIK | MEDAN | SUMATERA UTARA | MEDAN | MAIN UNIT | EMP | - |  | 1 January 2010 |  | - |  | - |  | INACTIVE
1410-2972 | 00256 |  |  |  | GN00011539 | PG23 | PUSAT | DKI JAKARTA | JAKARTA TIMUR | MAIN UNIT | EMP | 21 April 2016 | ANDI ISMAIL - SPV TSE TIMUR | 1 January 1900 |  | 21 April 2016 | ANDI ISMAIL - SPV TSE TIMUR | - |  | INACTIVE
1410-2974 | 00256 |  |  |  | GN00003056 | PMI PEMALANG | TEGAL | JAWA TENGAH | PEMALANG | MAIN UNIT | CUSTOMER | - |  | 1 January 2012 |  | - |  | - |  | INACTIVE
1410-2978 | 00255 |  |  |  | GN00003001 | PT. ENSEVAL MEDIKA PRIMA - HO | PUSAT | DKI JAKARTA | JAKARTA TIMUR | MAIN UNIT | EMP | 9 August 2014 | SUSWENDI EKA PUTRA | 29 April 2015 |  | 9 August 2014 | SUSWENDI EKA PUTRA | - |  | INACTIVE
1410-2982 | 00255 |  |  |  | GN00011539 | PG23 | PUSAT | DKI JAKARTA | JAKARTA TIMUR | MAIN UNIT | EMP | - |  | 1 April 2010 |  | - |  | - |  | INACTIVE
1410-3008 | 00255 |  |  |  | GN00003001 | PT. ENSEVAL MEDIKA PRIMA - HO | PUSAT | DKI JAKARTA | JAKARTA TIMUR | MAIN UNIT | EMP | 26 March 2014 | IRWIN HADI SUTJAHJONO | 13 March 2019 |  | 26 March 2014 | IRWIN HADI SUTJAHJONO | 14 January 2025 | SAHID DERMAWAN - SPV TSE BARAT | INACTIVE
1410-3009 | 00256 |  |  |  | GN00006421 | PT ULTRA MEDICA | KEDIRI | JAWA TIMUR | KEDIRI | MAIN UNIT | EMP | 12 June 2017 | ANDI ISMAIL - SPV TSE TIMUR | 12 June 2017 |  | 12 June 2017 | ANDI ISMAIL - SPV TSE TIMUR | - |  | INACTIVE
1410-3010 | 00255 |  |  |  | GN00007563 | PT. ENSEVAL MEDIKA PRIMA - YOGYAKARTA | YOGYAKARTA | YOGYAKARTA | YOGYAKARTA | MAIN UNIT | EMP | 5 May 2017 | TRIYONO - TSE AREA BARAT | 4 March 2015 |  | 5 May 2017 | TRIYONO - TSE AREA BARAT | - |  | INACTIVE
1410-3011 | 00257 |  |  |  | GN00002985 | WORKSHOOP CSM PUSAT | PUSAT | DKI JAKARTA | JAKARTA TIMUR | MAIN UNIT | EMP | 8 May 2015 |  | 1 January 1900 |  | 8 May 2015 |  | - |  | INACTIVE
1410-3012 | 00255 |  |  |  | GN00002985 | WORKSHOOP CSM PUSAT | PUSAT | DKI JAKARTA | JAKARTA TIMUR | MAIN UNIT | EMP | 30 August 2016 |  | 1 January 1900 |  | 30 August 2016 |  | - |  | INACTIVE
1410-3016 | 00255 |  |  |  | GN00000569 | PMI KAB. DEMAK | SEMARANG | JAWA TENGAH | DEMAK | MAIN UNIT | EMP | - |  | 23 October 2014 |  | - |  | - |  | INACTIVE
1410-3017 | 00256 |  |  |  | GN17120015 | LAB CITO SURABAYA | SURABAYA-1 | JAWA TIMUR | SURABAYA | MAIN UNIT | EMP | 22 April 2019 | ANDI ISMAIL - SPV TSE TIMUR | 23 August 2018 |  | 22 April 2019 | ANDI ISMAIL - SPV TSE TIMUR | - |  | INACTIVE
1410-3028 | 00256 |  |  |  | GN00011539 | PG23 | PUSAT | DKI JAKARTA | JAKARTA TIMUR | MAIN UNIT | EMP | - |  | 1 January 1900 |  | - |  | - |  | INACTIVE
1410-3029 | 00256 |  |  |  | GN00011539 | PG23 | PUSAT | DKI JAKARTA | JAKARTA TIMUR | MAIN UNIT | EMP | - |  | 1 January 1900 |  | - |  | - |  | INACTIVE
1410-3030 | 00256 |  |  |  | GN00011539 | PG23 | PUSAT | DKI JAKARTA | JAKARTA TIMUR | MAIN UNIT | EMP | 16 March 2017 | TRIYONO - TSE AREA BARAT | 1 January 1900 |  | 16 March 2017 | TRIYONO - TSE AREA BARAT | - |  | INACTIVE
1410-3031 | 00256 |  |  |  | GN00003001 | PT. ENSEVAL MEDIKA PRIMA - HO | PUSAT | DKI JAKARTA | JAKARTA TIMUR | MAIN UNIT | EMP | 16 September 2014 |  | 19 March 2018 |  | 16 September 2014 |  | 14 January 2025 | SAHID DERMAWAN - SPV TSE BARAT | INACTIVE
1410-3033 | 00256 |  |  |  | GN00011539 | PG23 | PUSAT | DKI JAKARTA | JAKARTA TIMUR | MAIN UNIT | EMP | 21 April 2016 | ANDI ISMAIL - SPV TSE TIMUR | 1 January 1900 |  | 21 April 2016 | ANDI ISMAIL - SPV TSE TIMUR | - |  | INACTIVE
1410-3040 | 00256 |  |  |  | GN00001889 | PMI GUNUNG KIDUL | YOGYAKARTA | YOGYAKARTA | YOGYAKARTA | MAIN UNIT | EMP | - |  | 1 January 2010 |  | - |  | - |  | INACTIVE
1410-3045 | 00255 |  |  |  | GN00002419 | RS USU ( UNIVERSITAS SUMATERA UTARA ) | MEDAN | SUMATERA UTARA | MEDAN | MAIN UNIT | CUSTOMER | 21 April 2017 |  | 1 January 2013 |  | 21 April 2017 |  | - |  | INACTIVE
1410-3046 | 00257 |  |  |  | GN00009087 | RSUD BENER MERIAH (RSUD MUNYANG KUTE) | LHOKSEUMAWE | ACEH | BANDA ACEH | MAIN UNIT | CUSTOMER | 1 February 1990 | TRIYONO - TSE AREA BARAT | 1 January 2011 |  | 1 February 1990 | TRIYONO - TSE AREA BARAT | - |  | INACTIVE
1410-3047 | 00257 |  |  |  | GN00002177 | LABKESDA TANGERANG SELATAN | TANGERANG | BANTEN | TANGERANG | MAIN UNIT | CUSTOMER | 16 June 2015 |  | 1 January 1900 |  | 16 June 2015 |  | - |  | INACTIVE
1410-3050 | 00255 |  |  |  | GN00011539 | PG23 | PUSAT | DKI JAKARTA | JAKARTA TIMUR | MAIN UNIT | EMP | - |  | 1 January 1900 |  | - |  | - |  | INACTIVE
1410-3052 | 00255 |  |  |  | GN17040004 | Klinik Argaraya Medika | MALANG | JAWA TIMUR | MALANG | MAIN UNIT | EMP | 1 March 2017 | FAJAR NUR HIDAYAT | 1 March 2017 |  | 1 March 2017 | FAJAR NUR HIDAYAT | - |  | INACTIVE
1410-3055 | 00256 |  |  |  | GN00003001 | PT. ENSEVAL MEDIKA PRIMA - HO | PUSAT | DKI JAKARTA | JAKARTA TIMUR | MAIN UNIT | EMP | 26 March 2014 | IRWIN HADI SUTJAHJONO | 19 March 2019 |  | 26 March 2014 | IRWIN HADI SUTJAHJONO | 14 January 2025 | SAHID DERMAWAN - SPV TSE BARAT | INACTIVE
1410-3060 | 00257 |  |  |  | GN00001936 | POLTEKKES YOGYAKARTA | YOGYAKARTA | YOGYAKARTA | YOGYAKARTA | MAIN UNIT | CUSTOMER | 1 February 1990 | DIAN FEBRIYANA - TSE | 1 January 1900 |  | 1 February 1990 | DIAN FEBRIYANA - TSE | - |  | INACTIVE
1410-3061 | 00257 |  |  |  | GN00002286 | LAB TERPADU USU | MEDAN | SUMATERA UTARA | MEDAN | MAIN UNIT | CUSTOMER | 23 June 2016 |  | 1 January 2013 |  | 23 June 2016 |  | - |  | INACTIVE
1410-3063 | 00256 |  |  |  | GN00000589 | LAB. CITO ( SETIABUDI ) SEMARANG | SEMARANG | JAWA TENGAH | SEMARANG | MAIN UNIT | EMP | - |  | 1 January 2010 |  | - |  | - |  | INACTIVE
1410-3064 | Z0257 |  |  |  | GN00002587 | POLTEKKES KEMENKES BANDUNG | BANDUNG | JAWA BARAT | BANDUNG | MAIN UNIT | CUSTOMER | 23 December 2014 | SUKMA WIJAYA - TSE | 21 October 2010 |  | 23 December 2014 | SUKMA WIJAYA - TSE | - |  | INACTIVE
1410-3186 | 00256 |  |  |  | GN00008599 | UNPAD - FARMASI | BANDUNG | JAWA BARAT | BANDUNG | MAIN UNIT | CUSTOMER | 14 March 2016 | SUKMA WIJAYA - TSE | 14 March 2016 |  | 14 March 2016 | SUKMA WIJAYA - TSE | - |  | INACTIVE
1410-3196 | 00256 |  |  |  | GN00002680 | BALAI BESAR LABKES. SURABAYA | SURABAYA-2 | JAWA TIMUR | SURABAYA | MAIN UNIT | CUSTOMER | - |  | 4 January 2014 |  | - |  | - |  | INACTIVE
1410-3197 | 00255 |  |  |  | GN00002985 | WORKSHOOP CSM PUSAT | PUSAT | DKI JAKARTA | JAKARTA TIMUR | MAIN UNIT | EMP | 30 August 2016 | LEO LANANG SIGIT - TSE CP | 1 January 1900 |  | 30 August 2016 | LEO LANANG SIGIT - TSE CP | - |  | INACTIVE
1410-3198 | 00257 |  |  |  | GN00003001 | PT. ENSEVAL MEDIKA PRIMA - HO | PUSAT | DKI JAKARTA | JAKARTA TIMUR | MAIN UNIT | EMP | - |  | 6 December 2014 |  | - |  | - |  | INACTIVE
1410-3199 | 00256 |  |  |  | GN00011539 | PG23 | PUSAT | DKI JAKARTA | JAKARTA TIMUR | MAIN UNIT | EMP | - |  | 11 July 2014 |  | - |  | - |  | INACTIVE
141001-861 | 00255 |  |  |  | GN00002659 | PMI PURBALINGGA | PURWOKERTO | JAWA TENGAH | PURBALINGGA | MAIN UNIT | EMP | - |  | 1 January 1900 |  | - |  | - |  | INACTIVE
141001-863 | 00257 |  |  |  | GN00001892 | PMI UTDC KLATEN | YOGYAKARTA | YOGYAKARTA | YOGYAKARTA | MAIN UNIT | EMP | 6 January 2016 |  | 1 January 1900 |  | 6 January 2016 |  | - |  | INACTIVE
141001-870 | 00255 |  |  |  | GN00000009 | RSU DR CIPTO MANGUNKUSUMO | JAKARTA-1 | DKI JAKARTA | JAKARTA PUSAT | MAIN UNIT | EMP | 14 August 2014 | ARDI HERMAWAN - TSE CP | 1 January 2011 |  | 14 August 2014 | ARDI HERMAWAN - TSE CP | - |  | INACTIVE
141002-329 | 00256 |  |  |  | GN00003001 | PT. ENSEVAL MEDIKA PRIMA - HO | PUSAT | DKI JAKARTA | JAKARTA TIMUR | MAIN UNIT | EMP | 24 November 2014 | VACANT YULI - MSS EMR | 30 March 2017 |  | 24 November 2014 | VACANT YULI - MSS EMR | 14 January 2025 | SAHID DERMAWAN - SPV TSE BARAT | INACTIVE
141002-383 | 00257 |  |  |  | GN00007559 | PT. ENSEVAL MEDIKA PRIMA - SURABAYA | SURABAYA-2 | JAWA TIMUR | SURABAYA | MAIN UNIT | EMP | 21 April 2016 | ANDI ISMAIL - SPV TSE TIMUR | 1 January 1900 |  | 21 April 2016 | ANDI ISMAIL - SPV TSE TIMUR | - |  | INACTIVE
141002-384 | 00257 |  |  |  | GN00011539 | PG23 | PUSAT | DKI JAKARTA | JAKARTA TIMUR | MAIN UNIT | EMP | 2 June 2016 | RAKHMAT | 1 January 1900 |  | 2 June 2016 | RAKHMAT | - |  | INACTIVE
141002-482 | 00256 |  |  |  | GN00000564 | PMI KAB. REMBANG | SEMARANG | JAWA TENGAH | REMBANG | MAIN UNIT | EMP | 1 February 1990 | MUNADI - TSE | 1 January 1900 |  | 1 February 1990 | MUNADI - TSE | - |  | INACTIVE
141002-484 | 00255 |  |  |  | GN00011539 | PG23 | PUSAT | DKI JAKARTA | JAKARTA TIMUR | MAIN UNIT | EMP | - |  | 1 January 1900 |  | - |  | - |  | INACTIVE
141002-533 | 00256 |  |  |  | GN00001634 | PMI KOTA CIREBON | CIREBON | JAWA BARAT | CIREBON | MAIN UNIT | EMP | 1 February 1990 | SUKMA WIJAYA - TSE | 1 January 1900 |  | 1 February 1990 | SUKMA WIJAYA - TSE | - |  | INACTIVE
141002-534 | 00255 |  |  |  | GN00002142 | PMI UTDC KOTA MALANG | MALANG | JAWA TIMUR | MALANG | MAIN UNIT | EMP | 1 February 1990 | NGATARI | 1 January 1900 |  | 1 February 1990 | NGATARI | - |  | INACTIVE
141002382 | 00256 |  |  |  | GN00011539 | PG23 | PUSAT | DKI JAKARTA | JAKARTA TIMUR | MAIN UNIT | EMP | 1 February 1990 | MUNADI - TSE | 1 January 1900 |  | 1 February 1990 | MUNADI - TSE | - |  | INACTIVE
141008-07 | JS001 | BIO SAFE-CAB TYPE-A2 900 | DIAGNOSTIC 2 | JS RESEARCH INC. | GN00008397 | RS TK II DR. SOEPRAOEN | MALANG | JAWA TIMUR | MALANG | MAIN UNIT | CUSTOMER | 21 November 2014 | NGATARI | 1 April 2015 |  | 21 November 2014 | NGATARI | - |  | ACTIVE
141008-08 | JS001 | BIO SAFE-CAB TYPE-A2 900 | DIAGNOSTIC 2 | JS RESEARCH INC. | GN00006497 | RSUD PROVINSI BANTEN | TANGERANG | BANTEN | SERANG | MAIN UNIT | CUSTOMER | 21 November 2014 | SURYADI | 11 June 2020 |  | 21 November 2014 | SURYADI | 26 February 2025 | SAHID DERMAWAN - SPV TSE BARAT | ACTIVE
141008-13 | JS002 | BIOHAZARD SAFETY CABINET TYPE A2 (1200 MM) | DIAGNOSTIC 2 | JS RESEARCH INC. | GN00002986 | RDC PUSAT - RAWAGELAM | PUSAT | DKI JAKARTA | JAKARTA TIMUR | MAIN UNIT | EMP | 21 November 2014 | SURYADI | 1 January 1900 |  | 21 November 2014 | SURYADI | - |  | ACTIVE
141008-14 | JS002 | BIOHAZARD SAFETY CABINET TYPE A2 (1200 MM) | DIAGNOSTIC 2 | JS RESEARCH INC. | GN00001065 | RSU CIAWI | BOGOR | JAWA BARAT | BOGOR | MAIN UNIT | CUSTOMER | 15 April 2015 | LEONARDUS ADI | 15 April 2015 |  | 15 April 2015 | LEONARDUS ADI | - |  | ACTIVE
14102103 | 00257 |  |  |  | GN00004410 | UTD PMI SULAWESI TENGAH | PALU | SULAWESI TENGAH | PALU | MAIN UNIT | EMP | 28 August 2014 | THERESIA MEISKE - AS | 1 January 1900 |  | 28 August 2014 | THERESIA MEISKE - AS | - |  | INACTIVE
141024-04 | JSAC4 | AUTOCLAVE 40 L - INCL BSKET | DIAGNOSTIC 2 | JS RESEARCH INC. | GN00008597 | UNPAD - FAK. PERTANIAN | BANDUNG | JAWA BARAT | BANDUNG | MAIN UNIT | CUSTOMER | - |  | 5 April 2019 |  | - |  | - |  | ACTIVE
141027-20 | JS002 | BIOHAZARD SAFETY CABINET TYPE A2 (1200 MM) | DIAGNOSTIC 2 | JS RESEARCH INC. | GN00001471 | RSU DR MOEWARDI SURAKARTA | SOLO | JAWA TENGAH | SURAKARTA | MAIN UNIT | CUSTOMER | - |  | 13 December 2014 |  | - |  | - |  | ACTIVE
14102750 | 00256 |  |  |  | GN00003001 | PT. ENSEVAL MEDIKA PRIMA - HO | PUSAT | DKI JAKARTA | JAKARTA TIMUR | MAIN UNIT | EMP | 1 February 1990 | IRWIN HADI SUTJAHJONO | 22 June 2019 |  | 1 February 1990 | IRWIN HADI SUTJAHJONO | 14 January 2025 | SAHID DERMAWAN - SPV TSE BARAT | INACTIVE
14102772 | 00255 |  |  |  | GN00001890 | PMI SLEMAN | YOGYAKARTA | YOGYAKARTA | YOGYAKARTA | MAIN UNIT | EMP | 1 February 1990 | DIAN FEBRIYANA - TSE | 1 January 1900 |  | 1 February 1990 | DIAN FEBRIYANA - TSE | - |  | INACTIVE
14102773 | 00256 |  |  |  | GN00004559 | POLTEKKES BSI YOGYA/PTTP | YOGYAKARTA | YOGYAKARTA | YOGYAKARTA | MAIN UNIT | EMP | 6 May 2019 | DIAN FEBRIYANA - TSE | 2 November 2017 |  | 6 May 2019 | DIAN FEBRIYANA - TSE | - |  | INACTIVE
14102787 | 00255 |  |  |  | GN00002655 | PMI CILACAP | PURWOKERTO | JAWA TENGAH | CILACAP | MAIN UNIT | EMP | 2 April 2014 |  | 1 January 1900 |  | 2 April 2014 |  | - |  | INACTIVE
14102796 | 00255 |  |  |  | GN00003001 | PT. ENSEVAL MEDIKA PRIMA - HO | PUSAT | DKI JAKARTA | JAKARTA TIMUR | MAIN UNIT | EMP | 6 June 2017 | FARIDA ADELINA | 17 March 2021 |  | 6 June 2017 | FARIDA ADELINA | 14 January 2025 | SAHID DERMAWAN - SPV TSE BARAT | INACTIVE
14102980 | 00255 |  |  |  | GN00003001 | PT. ENSEVAL MEDIKA PRIMA - HO | PUSAT | DKI JAKARTA | JAKARTA TIMUR | MAIN UNIT | EMP | 27 November 2014 |  | 23 February 2018 |  | 27 November 2014 |  | 14 January 2025 | SAHID DERMAWAN - SPV TSE BARAT | INACTIVE
14103010 | 00256 |  |  |  | GN00004559 | POLTEKKES BSI YOGYA/PTTP | YOGYAKARTA | YOGYAKARTA | YOGYAKARTA | MAIN UNIT | EMP | 12 July 2018 | TRIYONO - TSE AREA BARAT | 2 November 2017 |  | 12 July 2018 | TRIYONO - TSE AREA BARAT | - |  | INACTIVE
14103012 | 00256 |  |  |  | GN00003209 | RSIA MUHAMMADIYAH TAMAN PURING | JAKARTA-2 | DKI JAKARTA | JAKARTA SELATAN | MAIN UNIT | CUSTOMER | 26 September 2016 |  | 1 June 2012 |  | 26 September 2016 |  | - |  | INACTIVE
14103013 | 00255 |  |  |  | GN00002658 | PMI BANJARNEGARA | PURWOKERTO | JAWA TENGAH | BANJARNEGARA | MAIN UNIT | EMP | 8 June 2015 |  | 1 January 1900 |  | 8 June 2015 |  | - |  | INACTIVE
14103014 | 00255 |  |  |  | GN00003001 | PT. ENSEVAL MEDIKA PRIMA - HO | PUSAT | DKI JAKARTA | JAKARTA TIMUR | MAIN UNIT | EMP | 1 February 1990 |  | 11 January 2019 |  | 1 February 1990 |  | 14 January 2025 | SAHID DERMAWAN - SPV TSE BARAT | INACTIVE
14103041 | 00255 |  |  |  | GN00003001 | PT. ENSEVAL MEDIKA PRIMA - HO | PUSAT | DKI JAKARTA | JAKARTA TIMUR | MAIN UNIT | EMP | - |  | 27 November 2014 |  | - |  | - |  | INACTIVE
14103056 | 00256 |  |  |  | GN00002613 | PMI UTD GORONTALO | MANADO | SULAWESI UTARA | GORONTALO | MAIN UNIT | EMP | 1 February 1990 | HARI UDI RAHARJO - TSE | 1 January 1900 |  | 1 February 1990 | HARI UDI RAHARJO - TSE | - |  | INACTIVE
14103065 | 00256 |  |  |  | GN00003001 | PT. ENSEVAL MEDIKA PRIMA - HO | PUSAT | DKI JAKARTA | JAKARTA TIMUR | MAIN UNIT | EMP | 1 February 1990 | SUSWENDI EKA PUTRA | 28 October 2013 |  | 1 February 1990 | SUSWENDI EKA PUTRA | - |  | INACTIVE
141103-39 | JS004 | BIOHAZARD SAFETY CABINET TYPE A2 (1800 MM) | DIAGNOSTIC 2 | JS RESEARCH INC. | GN00001286 | RSUD BUMIAYU | PURWOKERTO | JAWA TENGAH | BREBES | MAIN UNIT | CUSTOMER | 15 December 2014 | DIAN FEBRIYANA - TSE | 15 December 2014 |  | 15 December 2014 | DIAN FEBRIYANA - TSE | - |  | ACTIVE
141110-04 | JS001 | BIO SAFE-CAB TYPE-A2 900 | DIAGNOSTIC 2 | JS RESEARCH INC. | GN00002683 | RS MITRA KELUARGA CIBUBUR | BOGOR | JAWA BARAT | BOGOR | MAIN UNIT | CUSTOMER | 6 March 2015 | AGUS FAUZI | 6 March 2015 |  | 6 March 2015 | AGUS FAUZI | - |  | ACTIVE
141110-05 | JS002 | BIOHAZARD SAFETY CABINET TYPE A2 (1200 MM) | DIAGNOSTIC 2 | JS RESEARCH INC. | GN00000319 | RSUP H ADAM MALIK | MEDAN | SUMATERA UTARA | MEDAN | MAIN UNIT | CUSTOMER | 2 January 2015 | ARBIANSYAH - TSE | 30 December 2014 |  | 2 January 2015 | ARBIANSYAH - TSE | - |  | ACTIVE
141117-35 | JS002 | BIOHAZARD SAFETY CABINET TYPE A2 (1200 MM) | DIAGNOSTIC 2 | JS RESEARCH INC. | GN00004665 | LAB KLINIK PRAMITA-RE.M. | BANDUNG | JAWA BARAT | BANDUNG | MAIN UNIT | CUSTOMER | 19 July 2017 | SUKMA WIJAYA - TSE | 4 May 2015 |  | 19 July 2017 | SUKMA WIJAYA - TSE | - |  | ACTIVE
141117-36 | JS002 | BIOHAZARD SAFETY CABINET TYPE A2 (1200 MM) | DIAGNOSTIC 2 | JS RESEARCH INC. | GN00005611 | RS Columbia Asia - Semarang | SEMARANG | JAWA TENGAH | SEMARANG | MAIN UNIT | CUSTOMER | - |  | 18 May 2015 |  | - |  | - |  | ACTIVE
141124-15 | JS001 | BIO SAFE-CAB TYPE-A2 900 | DIAGNOSTIC 2 | JS RESEARCH INC. | GN00003153 | BALAI BESAR VETERINER MAROS | MAKASSAR | SULAWESI SELATAN | MAROS | MAIN UNIT | CUSTOMER | 30 June 2015 | HARI UDI RAHARJO - TSE | 29 June 2015 |  | 30 June 2015 | HARI UDI RAHARJO - TSE | - |  | ACTIVE
141127CB2012 | A8460 | TISSUE SECTION BATH ROUND DIGITAL 230V 50/60HZ | DIAGNOSTIC 2 | THERMO FISHER SCIEN. HK | GN00000403 | RSUD DELI SERDANG | MEDAN | SUMATERA UTARA | LUBUK PAKAM | MAIN UNIT | CUSTOMER | - |  | 28 January 2022 | AZLI YUDHA - TSE | 19 October 2021 | LEO LANANG SIGIT - TSE CP | 28 January 2022 | AZLI YUDHA - TSE | ACTIVE
14124-15 | JS002 | BIOHAZARD SAFETY CABINET TYPE A2 (1200 MM) | DIAGNOSTIC 2 | JS RESEARCH INC. | GN00003153 | BALAI BESAR VETERINER MAROS | MAKASSAR | SULAWESI SELATAN | MAROS | MAIN UNIT | CUSTOMER | 29 June 2015 | HARI UDI RAHARJO - TSE | 29 June 2015 |  | 29 June 2015 | HARI UDI RAHARJO - TSE | - |  | ACTIVE
141651CB2101 | A8460 | TISSUE SECTION BATH ROUND DIGITAL 230V 50/60HZ | DIAGNOSTIC 2 | THERMO FISHER SCIEN. HK | GN00007750 | RS MITRA KELUARGA KENJERAN | SURABAYA-2 | JAWA TIMUR | SURABAYA | MAIN UNIT | CUSTOMER | - |  | 25 February 2022 | FAJAR LESMANA - TSE | 19 October 2021 | LEO LANANG SIGIT - TSE CP | 25 February 2022 | FAJAR LESMANA - TSE | ACTIVE
141658CB2101 | A8460 | TISSUE SECTION BATH ROUND DIGITAL 230V 50/60HZ | DIAGNOSTIC 2 | THERMO FISHER SCIEN. HK | GN00002986 | RDC PUSAT - RAWAGELAM | PUSAT | DKI JAKARTA | JAKARTA TIMUR | MAIN UNIT | EMP | - |  | - |  | 19 October 2021 | LEO LANANG SIGIT - TSE CP | - |  | ACTIVE
141900001 | MPESU | MEGA POWER ELECTROSURGICAL GENERATOR | IMAGING | MEGADYNE MEDICAL | GN00002183 | RSUD DR M SOEWANDHIE SURABAYA | SURABAYA-1 | JAWA TIMUR | SURABAYA | MAIN UNIT | CUSTOMER | 17 October 2014 | GANDHI YANRANGGA | 1 January 1900 |  | 17 October 2014 | GANDHI YANRANGGA | - |  | ACTIVE
142013CB2102 | A8460 | TISSUE SECTION BATH ROUND DIGITAL 230V 50/60HZ | DIAGNOSTIC 2 | THERMO FISHER SCIEN. HK | GN00002200 | RSUD BHAKTI DHARMA HUSADA | SURABAYA-1 | JAWA TIMUR | SURABAYA | MAIN UNIT | CUSTOMER | - |  | 31 August 2022 | MIKKI FAHRIZI - TSE | 19 October 2021 | LEO LANANG SIGIT - TSE CP | 31 August 2022 | MIKKI FAHRIZI - TSE | ACTIVE
142018CB2102 | A8460 | TISSUE SECTION BATH ROUND DIGITAL 230V 50/60HZ | DIAGNOSTIC 2 | THERMO FISHER SCIEN. HK | GN00001029 | RS Mitra Kemayoran | JAKARTA-1 | DKI JAKARTA | JAKARTA PUSAT | MAIN UNIT | CUSTOMER | - |  | 16 May 2022 | NICO HERMAWAN - TSE CP | 19 October 2021 | LEO LANANG SIGIT - TSE CP | 16 May 2022 | NICO HERMAWAN - TSE CP | ACTIVE
142584001 | MPESU | MEGA POWER ELECTROSURGICAL GENERATOR | IMAGING | MEGADYNE MEDICAL | GN00002255 | RS KUSTA SUMBERGLAGAH | SURABAYA-1 | JAWA TIMUR | MOJOKERTO | MAIN UNIT | CUSTOMER | - |  | 1 January 1900 |  | - |  | - |  | ACTIVE
142854001 | MPESU | MEGA POWER ELECTROSURGICAL GENERATOR | IMAGING | MEGADYNE MEDICAL | GN00002986 | RDC PUSAT - RAWAGELAM | PUSAT | DKI JAKARTA | JAKARTA TIMUR | MAIN UNIT | EMP | 25 September 2015 | TRIYONO - TSE AREA BARAT | 1 January 1900 |  | 25 September 2015 | TRIYONO - TSE AREA BARAT | - |  | ACTIVE
143/VII/12 | TM01U | Infant Incubator Tsn910Sc |  |  | GN00000595 | RSUD DR ABDUL AZIZ | PONTIANAK | KALIMANTAN BARAT | PONTIANAK | MAIN UNIT | CUSTOMER | - |  | 30 December 2013 |  | - |  | - |  | ACTIVE
143109001 | MPESU | MEGA POWER ELECTROSURGICAL GENERATOR | IMAGING | MEGADYNE MEDICAL | GN00002160 | RSU HAJI SURABAYA | SURABAYA-1 | JAWA TIMUR | SURABAYA | MAIN UNIT | CUSTOMER | 8 May 2015 | GANDHI YANRANGGA | 1 January 1900 |  | 8 May 2015 | GANDHI YANRANGGA | - |  | ACTIVE
143154001 | MPESU | MEGA POWER ELECTROSURGICAL GENERATOR | IMAGING | MEGADYNE MEDICAL | GN00002777 | RSU HAJI SURABAYA | SURABAYA-2 | JAWA TIMUR | SURABAYA | MAIN UNIT | CUSTOMER | - |  | 5 December 2014 |  | - |  | - |  | ACTIVE
1432 | 14195 | RAL STAINER INSTRUMENT | DIAGNOSTIC 1 | BIOMERIEUX SA | GN00003001 | PT. ENSEVAL MEDIKA PRIMA - HO | PUSAT | DKI JAKARTA | JAKARTA TIMUR | MAIN UNIT | EMP | 14 June 2016 | System Auto | 17 May 2017 |  | 14 June 2016 | System Auto | 14 January 2025 | SAHID DERMAWAN - SPV TSE BARAT | ACTIVE
143265001 | MPESU | MEGA POWER ELECTROSURGICAL GENERATOR | IMAGING | MEGADYNE MEDICAL | GN00000037 | RSUD DEPATI HAMZAH | PANGKAL PINANG | KEPULAUAN BANGKA BELITUNG | PANGKAL PINANG | MAIN UNIT | CUSTOMER | - |  | 16 January 2015 |  | - |  | - |  | ACTIVE
143282001 | MPESU | MEGA POWER ELECTROSURGICAL GENERATOR | IMAGING | MEGADYNE MEDICAL | GN00000037 | RSUD DEPATI HAMZAH | PANGKAL PINANG | KEPULAUAN BANGKA BELITUNG | PANGKAL PINANG | MAIN UNIT | CUSTOMER | 31 January 2015 | INDRA BUDI GUNAWAN | 1 January 1900 |  | 31 January 2015 | INDRA BUDI GUNAWAN | - |  | ACTIVE
143350001 | MPESU | MEGA POWER ELECTROSURGICAL GENERATOR | IMAGING | MEGADYNE MEDICAL | GN00001824 | RSU KANJURUHAN KEPANJEN | MALANG | JAWA TIMUR | MALANG | MAIN UNIT | CUSTOMER | 4 December 2014 | ZENZEN | 4 December 2014 |  | 4 December 2014 | ZENZEN | - |  | ACTIVE
143398001 | MPESU | MEGA POWER ELECTROSURGICAL GENERATOR | IMAGING | MEGADYNE MEDICAL | GN00001824 | RSU KANJURUHAN KEPANJEN | MALANG | JAWA TIMUR | MALANG | MAIN UNIT | CUSTOMER | 27 April 2015 | ANTONIUS SAGITA - KALIBRASI | 1 January 1900 |  | 27 April 2015 | ANTONIUS SAGITA - KALIBRASI | - |  | ACTIVE
1434 | 14195 | RAL STAINER INSTRUMENT | DIAGNOSTIC 1 | BIOMERIEUX SA | GN00002986 | RDC PUSAT - RAWAGELAM | PUSAT | DKI JAKARTA | JAKARTA TIMUR | MAIN UNIT | EMP | 14 June 2016 | LEO LANANG SIGIT - TSE CP | 1 January 1900 |  | 14 June 2016 | LEO LANANG SIGIT - TSE CP | - |  | ACTIVE
143416001 | MPESU | MEGA POWER ELECTROSURGICAL GENERATOR | IMAGING | MEGADYNE MEDICAL | GN00001824 | RSU KANJURUHAN KEPANJEN | MALANG | JAWA TIMUR | MALANG | MAIN UNIT | CUSTOMER | - |  | 4 December 2014 |  | - |  | - |  | ACTIVE
143423001 | MPESU | MEGA POWER ELECTROSURGICAL GENERATOR | IMAGING | MEGADYNE MEDICAL | GN00001824 | RSU KANJURUHAN KEPANJEN | MALANG | JAWA TIMUR | MALANG | MAIN UNIT | CUSTOMER | 4 December 2014 | ZENZEN | 4 December 2014 |  | 4 December 2014 | ZENZEN | - |  | ACTIVE
1435 | 14195 | RAL STAINER INSTRUMENT | DIAGNOSTIC 1 | BIOMERIEUX SA | GN00003001 | PT. ENSEVAL MEDIKA PRIMA - HO | PUSAT | DKI JAKARTA | JAKARTA TIMUR | MAIN UNIT | EMP | 17 January 2019 | LEONARDUS ADI | 17 January 2019 |  | 17 January 2019 | LEONARDUS ADI | 25 August 2022 | NICO HERMAWAN - TSE CP | ACTIVE
143535/ASP | ASN3U | Nivec 3 Aerosol Nebulizer |  |  | GN00001785 | RSUD SUKOHARJO | SOLO | JAWA TENGAH | SUKOHARJO | MAIN UNIT | CUSTOMER | 10 April 2015 |  | 1 January 1900 |  | 10 April 2015 |  | - |  | INACTIVE
1438 | 14195 | RAL STAINER INSTRUMENT | DIAGNOSTIC 1 | BIOMERIEUX SA | GN00002986 | RDC PUSAT - RAWAGELAM | PUSAT | DKI JAKARTA | JAKARTA TIMUR | MAIN UNIT | EMP | 14 June 2016 | LEO LANANG SIGIT - TSE CP | 1 January 1900 |  | 14 June 2016 | LEO LANANG SIGIT - TSE CP | - |  | ACTIVE
14398001 | MPESU | MEGA POWER ELECTROSURGICAL GENERATOR | IMAGING | MEGADYNE MEDICAL | GN00001824 | RSU KANJURUHAN KEPANJEN | MALANG | JAWA TIMUR | MALANG | MAIN UNIT | CUSTOMER | 4 December 2014 | ZENZEN | 4 December 2014 |  | 4 December 2014 | ZENZEN | - |  | ACTIVE
144/VIII/12 | TM01U | Infant Incubator Tsn910Sc |  |  | GN00000595 | RSUD DR ABDUL AZIZ | PONTIANAK | KALIMANTAN BARAT | PONTIANAK | MAIN UNIT | CUSTOMER | 1 February 1990 | GATOT SURYA ADIPUTRA - TSE | 30 December 2013 |  | 1 February 1990 | GATOT SURYA ADIPUTRA - TSE | - |  | ACTIVE
144/XI/12 | TE004 | INCUBATOR TSN910SCC | IMAGING | TESENA INOVINDO, PT | GN00001963 | PUSKESMAS TAMBELANG | BEKASI | JAWA BARAT | BEKASI | MAIN UNIT | CUSTOMER | 29 June 2016 |  | 11 November 2012 |  | 29 June 2016 |  | - |  | ACTIVE
144/XI/13 | NOVEM |  |  |  | GN00000085 | RSUD SUKADANA | BANDAR LAMPUNG | LAMPUNG | BANDAR LAMPUNG | MAIN UNIT | CUSTOMER | - |  | 17 December 2013 |  | - |  | - |  | INACTIVE
1440 | 14195 | RAL STAINER INSTRUMENT | DIAGNOSTIC 1 | BIOMERIEUX SA | GN00002986 | RDC PUSAT - RAWAGELAM | PUSAT | DKI JAKARTA | JAKARTA TIMUR | MAIN UNIT | EMP | 14 June 2016 | LEO LANANG SIGIT - TSE CP | 1 January 1900 |  | 14 June 2016 | LEO LANANG SIGIT - TSE CP | - |  | ACTIVE
144019001 | MPESU | MEGA POWER ELECTROSURGICAL GENERATOR | IMAGING | MEGADYNE MEDICAL | GN00002986 | RDC PUSAT - RAWAGELAM | PUSAT | DKI JAKARTA | JAKARTA TIMUR | MAIN UNIT | EMP | 5 January 2015 | SURYADI | 1 January 1900 |  | 5 January 2015 | SURYADI | - |  | ACTIVE
144624001 | MPESU | MEGA POWER ELECTROSURGICAL GENERATOR | IMAGING | MEGADYNE MEDICAL | GN00010580 | RSUD ASY-SYIFA' SUMABAWA BARAT | MATARAM | NUSA TENGGARA BARAT | MATARAM | MAIN UNIT | CUSTOMER | - |  | 4 June 2015 |  | - |  | - |  | ACTIVE
144711001 | MPESU | MEGA POWER ELECTROSURGICAL GENERATOR | IMAGING | MEGADYNE MEDICAL | GN00003062 | RS PABATU PTPN IV | MEDAN | SUMATERA UTARA | PEMATANG SIANTAR | MAIN UNIT | CUSTOMER | 12 January 2015 | ARBIANSYAH - TSE | 12 January 2015 |  | 12 January 2015 | ARBIANSYAH - TSE | - |  | ACTIVE
144721001 | MPESU | MEGA POWER ELECTROSURGICAL GENERATOR | IMAGING | MEGADYNE MEDICAL | GN00005718 | RSUD TONGAS | MALANG | JAWA TIMUR | MALANG | MAIN UNIT | CUSTOMER | 5 January 2015 | SURYADI | 1 January 1900 |  | 5 January 2015 | SURYADI | - |  | ACTIVE
144722001 | MPESU | MEGA POWER ELECTROSURGICAL GENERATOR | IMAGING | MEGADYNE MEDICAL | GN00008397 | RS TK II DR. SOEPRAOEN | MALANG | JAWA TIMUR | MALANG | MAIN UNIT | CUSTOMER | 23 February 2015 | GANDHI YANRANGGA | 23 February 2015 |  | 23 February 2015 | GANDHI YANRANGGA | - |  | ACTIVE
144732001 | MPESU | MEGA POWER ELECTROSURGICAL GENERATOR | IMAGING | MEGADYNE MEDICAL | GN00000796 | RSUD SALEWANGAN MAROS | MAKASSAR | SULAWESI SELATAN | MAKASSAR | MAIN UNIT | CUSTOMER | 31 July 2015 | WISPI SIAGARI - TSE | 30 July 2015 |  | 31 July 2015 | WISPI SIAGARI - TSE | - |  | ACTIVE
144734001 | MPESU | MEGA POWER ELECTROSURGICAL GENERATOR | IMAGING | MEGADYNE MEDICAL | GN00002986 | RDC PUSAT - RAWAGELAM | PUSAT | DKI JAKARTA | JAKARTA TIMUR | MAIN UNIT | EMP | 5 January 2015 | SURYADI | 1 January 1900 |  | 5 January 2015 | SURYADI | - |  | ACTIVE
144755001 | MPESU | MEGA POWER ELECTROSURGICAL GENERATOR | IMAGING | MEGADYNE MEDICAL | GN00002244 | RSUD PADANGAN | SURABAYA-1 | JAWA TIMUR | BOJONEGORO | MAIN UNIT | CUSTOMER | 31 May 2019 | YUNAN ARIMUNTIAN - TSE | 31 May 2019 |  | 31 May 2019 | YUNAN ARIMUNTIAN - TSE | - |  | ACTIVE
145/XI/12 | TM01U | Infant Incubator Tsn910Sc |  |  | GN00000595 | RSUD DR ABDUL AZIZ | PONTIANAK | KALIMANTAN BARAT | PONTIANAK | MAIN UNIT | CUSTOMER | 1 February 1990 | GATOT SURYA ADIPUTRA - TSE | 30 December 2013 |  | 1 February 1990 | GATOT SURYA ADIPUTRA - TSE | - |  | ACTIVE
146/I/12 | TM01U | Infant Incubator Tsn910Sc |  |  | GN00000658 | RSUD DR DORIS SYLVANUS | BANJARMASIN | KALIMANTAN TENGAH | PALANGKA RAYA | MAIN UNIT | CUSTOMER | 13 April 2015 |  | 1 January 1900 |  | 13 April 2015 |  | - |  | ACTIVE
146/XI/12 | TE004 | INCUBATOR TSN910SCC | IMAGING | TESENA INOVINDO, PT | GN00001959 | PUSKESMAS CABANG BUNGIN | BEKASI | JAWA BARAT | BEKASI | MAIN UNIT | CUSTOMER | 28 June 2016 |  | 2 December 2012 |  | 28 June 2016 |  | - |  | ACTIVE
14697 | MSMOK | MEGA VAC PLUS | IMAGING | MEGADYNE MEDICAL | GN00003001 | PT. ENSEVAL MEDIKA PRIMA - HO | PUSAT | DKI JAKARTA | JAKARTA TIMUR | MAIN UNIT | EMP | 28 October 2016 | ARIEF SETIAWAN - TSE CP | 1 January 2016 |  | 28 October 2016 | ARIEF SETIAWAN - TSE CP | - |  | ACTIVE
147/I/13 | EH910 |  |  |  | GN00002848 | RS PEKERJA KBN (KAWASAN BERIKAT NUSANTARA) | JAKARTA-1 | DKI JAKARTA | JAKARTA UTARA | MAIN UNIT | CUSTOMER | - |  | 2 December 2013 |  | - |  | - |  | INACTIVE
147/XI/12 | TE004 | INCUBATOR TSN910SCC | IMAGING | TESENA INOVINDO, PT | GN00001958 | PUSKESMAS BABELAN I | BEKASI | JAWA BARAT | BEKASI | MAIN UNIT | CUSTOMER | 1 February 1990 | TRIYONO - TSE AREA BARAT | 1 January 2013 |  | 1 February 1990 | TRIYONO - TSE AREA BARAT | - |  | ACTIVE
147182 | A8430 | SLIDE DRYING HOTPLATE SLIMLINE 230V 50/60HZ | DIAGNOSTIC 2 | THERMO FISHER SCIEN. HK | GN22090031 | RS SILOAM BANJARMASIN | BANJARMASIN | KALIMANTAN SELATAN | BANJARMASIN | MAIN UNIT | CUSTOMER | - |  | 2 September 2022 |  | 22 June 2022 | LEO LANANG SIGIT - TSE CP | 19 December 2023 | ANDI ISMAIL - SPV TSE TIMUR | ACTIVE
147185 | A8430 | SLIDE DRYING HOTPLATE SLIMLINE 230V 50/60HZ | DIAGNOSTIC 2 | THERMO FISHER SCIEN. HK | GN00002986 | RDC PUSAT - RAWAGELAM | PUSAT | DKI JAKARTA | JAKARTA TIMUR | MAIN UNIT | EMP | - |  | - |  | 22 June 2022 | LEO LANANG SIGIT - TSE CP | - |  | ACTIVE
147196 | A8430 | SLIDE DRYING HOTPLATE SLIMLINE 230V 50/60HZ | DIAGNOSTIC 2 | THERMO FISHER SCIEN. HK | GN00002986 | RDC PUSAT - RAWAGELAM | PUSAT | DKI JAKARTA | JAKARTA TIMUR | MAIN UNIT | EMP | - |  | - |  | 31 March 2022 | NOVAN KURNIARTATO - TSE | - |  | ACTIVE
147197 | A8430 | SLIDE DRYING HOTPLATE SLIMLINE 230V 50/60HZ | DIAGNOSTIC 2 | THERMO FISHER SCIEN. HK | GN00001140 | RS Eka Hospital | TANGERANG | BANTEN | TANGERANG | MAIN UNIT | CUSTOMER | - |  | 8 June 2022 | ADITIYA NOVANDRA - TSE | 31 March 2022 | NOVAN KURNIARTATO - TSE | 8 June 2022 | ADITIYA NOVANDRA - TSE | ACTIVE
147198 | A8430 | SLIDE DRYING HOTPLATE SLIMLINE 230V 50/60HZ | DIAGNOSTIC 2 | THERMO FISHER SCIEN. HK | GN00002006 | RS SILOAM ( PT SILOAM INTERNATIONAL HOSPITALS ) SUNSET ROAD | DENPASAR | BALI | DENPASAR | MAIN UNIT | CUSTOMER | - |  | 1 November 2022 |  | 22 June 2022 | LEO LANANG SIGIT - TSE CP | 10 October 2023 | ANDI ISMAIL - SPV TSE TIMUR | ACTIVE
147199 | A8430 | SLIDE DRYING HOTPLATE SLIMLINE 230V 50/60HZ | DIAGNOSTIC 2 | THERMO FISHER SCIEN. HK | GN00002986 | RDC PUSAT - RAWAGELAM | PUSAT | DKI JAKARTA | JAKARTA TIMUR | MAIN UNIT | EMP | - |  | - |  | 22 June 2022 | LEO LANANG SIGIT - TSE CP | - |  | ACTIVE
147303 | A8430 | SLIDE DRYING HOTPLATE SLIMLINE 230V 50/60HZ | DIAGNOSTIC 2 | THERMO FISHER SCIEN. HK | GN00001029 | RS Mitra Kemayoran | JAKARTA-1 | DKI JAKARTA | JAKARTA PUSAT | MAIN UNIT | CUSTOMER | - |  | 16 May 2022 | NICO HERMAWAN - TSE CP | 31 March 2022 | NOVAN KURNIARTATO - TSE | 16 May 2022 | NICO HERMAWAN - TSE CP | ACTIVE
147307 | A8430 | SLIDE DRYING HOTPLATE SLIMLINE 230V 50/60HZ | DIAGNOSTIC 2 | THERMO FISHER SCIEN. HK | GN00008867 | LABORATORIUM PENELITIAN DAN PENGUJIAN TERPADU (LPPT - UGM) | YOGYAKARTA | YOGYAKARTA | YOGYAKARTA | MAIN UNIT | CUSTOMER | - |  | 5 June 2022 | HARI UDI RAHARJO - TSE | 31 March 2022 | NOVAN KURNIARTATO - TSE | 5 June 2022 | HARI UDI RAHARJO - TSE | ACTIVE
147308 | A8430 | SLIDE DRYING HOTPLATE SLIMLINE 230V 50/60HZ | DIAGNOSTIC 2 | THERMO FISHER SCIEN. HK | GN00007750 | RS MITRA KELUARGA KENJERAN | SURABAYA-2 | JAWA TIMUR | SURABAYA | MAIN UNIT | CUSTOMER | - |  | 31 August 2022 | FAJAR LESMANA - TSE | 31 March 2022 | NOVAN KURNIARTATO - TSE | 31 August 2022 | FAJAR LESMANA - TSE | ACTIVE
147309 | A8430 | SLIDE DRYING HOTPLATE SLIMLINE 230V 50/60HZ | DIAGNOSTIC 2 | THERMO FISHER SCIEN. HK | GN00002200 | RSUD BHAKTI DHARMA HUSADA | SURABAYA-1 | JAWA TIMUR | SURABAYA | MAIN UNIT | CUSTOMER | - |  | 31 August 2022 | MIKKI FAHRIZI - TSE | 31 March 2022 | NOVAN KURNIARTATO - TSE | 31 August 2022 | MIKKI FAHRIZI - TSE | ACTIVE
147310 | A8430 | SLIDE DRYING HOTPLATE SLIMLINE 230V 50/60HZ | DIAGNOSTIC 2 | THERMO FISHER SCIEN. HK | GN00002986 | RDC PUSAT - RAWAGELAM | PUSAT | DKI JAKARTA | JAKARTA TIMUR | MAIN UNIT | EMP | - |  | - |  | 31 March 2022 | NOVAN KURNIARTATO - TSE | - |  | ACTIVE
147312 | A8430 | SLIDE DRYING HOTPLATE SLIMLINE 230V 50/60HZ | DIAGNOSTIC 2 | THERMO FISHER SCIEN. HK | GN00001215 | RSUD DR. R. GOETENG TAROENADIBRATA PURBALINGGA | PURWOKERTO | JAWA TENGAH | PURBALINGGA | MAIN UNIT | CUSTOMER | - |  | 26 July 2022 | RIDWAN - TSE | 31 March 2022 | NOVAN KURNIARTATO - TSE | 26 July 2022 | RIDWAN - TSE | ACTIVE
147316 | A8430 | SLIDE DRYING HOTPLATE SLIMLINE 230V 50/60HZ | DIAGNOSTIC 2 | THERMO FISHER SCIEN. HK | GN00007117 | RS ROYAL PRIMA | MEDAN | SUMATERA UTARA | MEDAN | MAIN UNIT | EMP | - |  | 26 September 2022 | BARITA P-SIMAMORA - TSE | 31 March 2022 | NOVAN KURNIARTATO - TSE | 26 September 2022 | BARITA P-SIMAMORA - TSE | ACTIVE
147318 | A8430 | SLIDE DRYING HOTPLATE SLIMLINE 230V 50/60HZ | DIAGNOSTIC 2 | THERMO FISHER SCIEN. HK | GN00002458 | RSUD DR SOEDOMO | KEDIRI | JAWA TIMUR | TRENGGALEK | MAIN UNIT | CUSTOMER | - |  | 31 August 2022 | PHILIP LAKRISNA - TSE | 31 March 2022 | NOVAN KURNIARTATO - TSE | 31 August 2022 | PHILIP LAKRISNA - TSE | ACTIVE
147319 | A8430 | SLIDE DRYING HOTPLATE SLIMLINE 230V 50/60HZ | DIAGNOSTIC 2 | THERMO FISHER SCIEN. HK | GN00002986 | RDC PUSAT - RAWAGELAM | PUSAT | DKI JAKARTA | JAKARTA TIMUR | MAIN UNIT | EMP | - |  | - |  | 22 June 2022 | LEO LANANG SIGIT - TSE CP | - |  | ACTIVE
147404 | A8460 | TISSUE SECTION BATH ROUND DIGITAL 230V 50/60HZ | DIAGNOSTIC 2 | THERMO FISHER SCIEN. HK | GN00002986 | RDC PUSAT - RAWAGELAM | PUSAT | DKI JAKARTA | JAKARTA TIMUR | MAIN UNIT | EMP | - |  | - |  | 31 March 2022 | NOVAN KURNIARTATO - TSE | - |  | ACTIVE
147408 | A8460 | TISSUE SECTION BATH ROUND DIGITAL 230V 50/60HZ | DIAGNOSTIC 2 | THERMO FISHER SCIEN. HK | GN00001215 | RSUD DR. R. GOETENG TAROENADIBRATA PURBALINGGA | PURWOKERTO | JAWA TENGAH | PURBALINGGA | MAIN UNIT | CUSTOMER | - |  | 26 July 2022 | RIDWAN - TSE | 31 March 2022 | NOVAN KURNIARTATO - TSE | 26 July 2022 | RIDWAN - TSE | ACTIVE
147410 | A8460 | TISSUE SECTION BATH ROUND DIGITAL 230V 50/60HZ | DIAGNOSTIC 2 | THERMO FISHER SCIEN. HK | GN00007117 | RS ROYAL PRIMA | MEDAN | SUMATERA UTARA | MEDAN | MAIN UNIT | EMP | - |  | 26 September 2022 | BARITA P-SIMAMORA - TSE | 31 March 2022 | NOVAN KURNIARTATO - TSE | 26 September 2022 | BARITA P-SIMAMORA - TSE | ACTIVE
147413 | A8460 | TISSUE SECTION BATH ROUND DIGITAL 230V 50/60HZ | DIAGNOSTIC 2 | THERMO FISHER SCIEN. HK | GN00002986 | RDC PUSAT - RAWAGELAM | PUSAT | DKI JAKARTA | JAKARTA TIMUR | MAIN UNIT | EMP | - |  | - |  | 31 March 2022 | NOVAN KURNIARTATO - TSE | - |  | ACTIVE
147418 | A8460 | TISSUE SECTION BATH ROUND DIGITAL 230V 50/60HZ | DIAGNOSTIC 2 | THERMO FISHER SCIEN. HK | GN18090001 | RSUD SIMPANG LIMA GUMUL | KEDIRI | JAWA TIMUR | KEDIRI | MAIN UNIT | CUSTOMER | - |  | 17 October 2022 | PHILIP LAKRISNA - TSE | 31 March 2022 | NOVAN KURNIARTATO - TSE | 17 October 2022 | PHILIP LAKRISNA - TSE | ACTIVE
148/I/13 | EH910 |  |  |  | GN00002848 | RS PEKERJA KBN (KAWASAN BERIKAT NUSANTARA) | JAKARTA-1 | DKI JAKARTA | JAKARTA UTARA | MAIN UNIT | CUSTOMER | - |  | 2 December 2014 |  | - |  | - |  | INACTIVE
148/XI/12 | TE004 | INCUBATOR TSN910SCC | IMAGING | TESENA INOVINDO, PT | GN00001964 | PUSKESMAS TARUMAJAYA | BEKASI | JAWA BARAT | BEKASI | MAIN UNIT | CUSTOMER | 14 October 2014 | GATOT SURYA ADIPUTRA - TSE | 17 February 2013 |  | 14 October 2014 | GATOT SURYA ADIPUTRA - TSE | - |  | ACTIVE
148422 | A8430 | SLIDE DRYING HOTPLATE SLIMLINE 230V 50/60HZ | DIAGNOSTIC 2 | THERMO FISHER SCIEN. HK | GN00011815 | RSU HERMINA ARCAMANIK | BANDUNG | JAWA BARAT | BANDUNG | MAIN UNIT | CUSTOMER | - |  | 13 January 2023 | ARBIANSYAH - TSE | 6 July 2022 | LEO LANANG SIGIT - TSE CP | 20 October 2023 | SAHID DERMAWAN - SPV TSE BARAT | ACTIVE
148428 | A8430 | SLIDE DRYING HOTPLATE SLIMLINE 230V 50/60HZ | DIAGNOSTIC 2 | THERMO FISHER SCIEN. HK | GN23090012 | LAB UI MEDIKA | JAKARTA-1 | DKI JAKARTA | JAKARTA TIMUR | MAIN UNIT | CUSTOMER | - |  | 21 September 2023 |  | 6 July 2022 | LEO LANANG SIGIT - TSE CP | 10 October 2023 | SAHID DERMAWAN - SPV TSE BARAT | ACTIVE
148431 | A8430 | SLIDE DRYING HOTPLATE SLIMLINE 230V 50/60HZ | DIAGNOSTIC 2 | THERMO FISHER SCIEN. HK | GN24060005 | KALGEN INNOLAB CAB SURABAYA | SURABAYA-1 | JAWA TIMUR | SURABAYA | MAIN UNIT | CUSTOMER | - |  | 16 March 2023 |  | 6 July 2022 | LEO LANANG SIGIT - TSE CP | 10 April 2025 | ANDI ISMAIL - SPV TSE TIMUR | ACTIVE
148432 | A8430 | SLIDE DRYING HOTPLATE SLIMLINE 230V 50/60HZ | DIAGNOSTIC 2 | THERMO FISHER SCIEN. HK | GN00002985 | WORKSHOOP CSM PUSAT | PUSAT | DKI JAKARTA | JAKARTA TIMUR | MAIN UNIT | EMP | - |  | - |  | 6 July 2022 | LEO LANANG SIGIT - TSE CP | - |  | ACTIVE
148504 | A8460 | TISSUE SECTION BATH ROUND DIGITAL 230V 50/60HZ | DIAGNOSTIC 2 | THERMO FISHER SCIEN. HK | GN00000666 | RSUD TAMIANG LAYANG | BANJARMASIN | KALIMANTAN TENGAH | PALANGKA RAYA | MAIN UNIT | CUSTOMER | - |  | 30 November 2022 |  | 22 June 2022 | LEO LANANG SIGIT - TSE CP | 10 October 2023 | ANDI ISMAIL - SPV TSE TIMUR | ACTIVE
148506 | A8460 | TISSUE SECTION BATH ROUND DIGITAL 230V 50/60HZ | DIAGNOSTIC 2 | THERMO FISHER SCIEN. HK | GN00002016 | RS BHAYANGKARA KEDIRI | KEDIRI | JAWA TIMUR | KEDIRI | MAIN UNIT | CUSTOMER | - |  | 29 November 2022 |  | 22 June 2022 | LEO LANANG SIGIT - TSE CP | 11 October 2023 | ANDI ISMAIL - SPV TSE TIMUR | ACTIVE
148507 | A8460 | TISSUE SECTION BATH ROUND DIGITAL 230V 50/60HZ | DIAGNOSTIC 2 | THERMO FISHER SCIEN. HK | GN23040027 | RSUD MOHAMMAD NOER PAMEKASAN | SURABAYA-1 | JAWA TIMUR | SURABAYA | MAIN UNIT | CUSTOMER | - |  | 23 February 2023 |  | 10 August 2022 | LEO LANANG SIGIT - TSE CP | 12 October 2023 | ANDI ISMAIL - SPV TSE TIMUR | ACTIVE
148508 | A8460 | TISSUE SECTION BATH ROUND DIGITAL 230V 50/60HZ | DIAGNOSTIC 2 | THERMO FISHER SCIEN. HK | GN00011815 | RSU HERMINA ARCAMANIK | BANDUNG | JAWA BARAT | BANDUNG | MAIN UNIT | CUSTOMER | - |  | 13 January 2023 | ARBIANSYAH - TSE | 22 June 2022 | LEO LANANG SIGIT - TSE CP | 20 October 2023 | SAHID DERMAWAN - SPV TSE BARAT | ACTIVE
148514 | A8460 | TISSUE SECTION BATH ROUND DIGITAL 230V 50/60HZ | DIAGNOSTIC 2 | THERMO FISHER SCIEN. HK | GN23090012 | LAB UI MEDIKA | JAKARTA-1 | DKI JAKARTA | JAKARTA TIMUR | MAIN UNIT | CUSTOMER | - |  | 21 September 2023 |  | 22 June 2022 | LEO LANANG SIGIT - TSE CP | 10 October 2023 | SAHID DERMAWAN - SPV TSE BARAT | ACTIVE
148515 | A8460 | TISSUE SECTION BATH ROUND DIGITAL 230V 50/60HZ | DIAGNOSTIC 2 | THERMO FISHER SCIEN. HK | GN24060005 | KALGEN INNOLAB CAB SURABAYA | SURABAYA-1 | JAWA TIMUR | SURABAYA | MAIN UNIT | CUSTOMER | - |  | 15 March 2023 |  | 22 June 2022 | LEO LANANG SIGIT - TSE CP | 8 June 2024 | ANDI ISMAIL - SPV TSE TIMUR | ACTIVE
148516 | A8460 | TISSUE SECTION BATH ROUND DIGITAL 230V 50/60HZ | DIAGNOSTIC 2 | THERMO FISHER SCIEN. HK | GN00001177 | RS SUMBER KASIH | CIREBON | JAWA BARAT | CIREBON | MAIN UNIT | CUSTOMER | - |  | 13 April 2023 | ARBIANSYAH - TSE | 10 August 2022 | LEO LANANG SIGIT - TSE CP | 20 October 2023 | SAHID DERMAWAN - SPV TSE BARAT | ACTIVE
148947 | B1552 |  |  |  | GN00002985 | WORKSHOOP CSM PUSAT | PUSAT | DKI JAKARTA | JAKARTA TIMUR | MAIN UNIT | EMP | 15 August 2018 | TRIYONO - TSE AREA BARAT | 15 August 2018 |  | 15 August 2018 | TRIYONO - TSE AREA BARAT | - |  | INACTIVE
149/XI/12 | TE004 | INCUBATOR TSN910SCC | IMAGING | TESENA INOVINDO, PT | GN00001962 | PUSKESMAS SRIAMUR | BEKASI | JAWA BARAT | BEKASI | MAIN UNIT | CUSTOMER | 28 June 2016 |  | 1 November 2012 |  | 28 June 2016 |  | - |  | ACTIVE
149552 | A8430 | SLIDE DRYING HOTPLATE SLIMLINE 230V 50/60HZ | DIAGNOSTIC 2 | THERMO FISHER SCIEN. HK | GN00002986 | RDC PUSAT - RAWAGELAM | PUSAT | DKI JAKARTA | JAKARTA TIMUR | MAIN UNIT | EMP | - |  | - |  | 29 August 2022 | LEO LANANG SIGIT - TSE CP | - |  | ACTIVE
149553 | A8430 | SLIDE DRYING HOTPLATE SLIMLINE 230V 50/60HZ | DIAGNOSTIC 2 | THERMO FISHER SCIEN. HK | GN00002016 | RS BHAYANGKARA KEDIRI | KEDIRI | JAWA TIMUR | KEDIRI | MAIN UNIT | EMP | - |  | 29 August 2022 |  | 29 August 2022 | LEO LANANG SIGIT - TSE CP | 24 January 2025 | ANDI ISMAIL - SPV TSE TIMUR | ACTIVE
149554 | A8430 | SLIDE DRYING HOTPLATE SLIMLINE 230V 50/60HZ | DIAGNOSTIC 2 | THERMO FISHER SCIEN. HK | GN00002986 | RDC PUSAT - RAWAGELAM | PUSAT | DKI JAKARTA | JAKARTA TIMUR | MAIN UNIT | EMP | - |  | - |  | 29 August 2022 | LEO LANANG SIGIT - TSE CP | - |  | ACTIVE
149555 | A8430 | SLIDE DRYING HOTPLATE SLIMLINE 230V 50/60HZ | DIAGNOSTIC 2 | THERMO FISHER SCIEN. HK | GN00002986 | RDC PUSAT - RAWAGELAM | PUSAT | DKI JAKARTA | JAKARTA TIMUR | MAIN UNIT | EMP | - |  | - |  | 29 August 2022 | LEO LANANG SIGIT - TSE CP | - |  | ACTIVE
149557 | A8430 | SLIDE DRYING HOTPLATE SLIMLINE 230V 50/60HZ | DIAGNOSTIC 2 | THERMO FISHER SCIEN. HK | GN23040027 | RSUD MOHAMMAD NOER PAMEKASAN | SURABAYA-1 | JAWA TIMUR | SURABAYA | MAIN UNIT | CUSTOMER | - |  | 28 March 2023 |  | 29 August 2022 | LEO LANANG SIGIT - TSE CP | 12 October 2023 | ANDI ISMAIL - SPV TSE TIMUR | ACTIVE
149558 | A8430 | SLIDE DRYING HOTPLATE SLIMLINE 230V 50/60HZ | DIAGNOSTIC 2 | THERMO FISHER SCIEN. HK | GN00002986 | RDC PUSAT - RAWAGELAM | PUSAT | DKI JAKARTA | JAKARTA TIMUR | MAIN UNIT | EMP | - |  | - |  | 29 August 2022 | LEO LANANG SIGIT - TSE CP | - |  | ACTIVE
149560 | A8430 | SLIDE DRYING HOTPLATE SLIMLINE 230V 50/60HZ | DIAGNOSTIC 2 | THERMO FISHER SCIEN. HK | GN00001177 | RS SUMBER KASIH | CIREBON | JAWA BARAT | CIREBON | MAIN UNIT | CUSTOMER | - |  | 13 April 2023 | ARBIANSYAH - TSE | 29 August 2022 | LEO LANANG SIGIT - TSE CP | 20 October 2023 | SAHID DERMAWAN - SPV TSE BARAT | ACTIVE
149563 | A8430 | SLIDE DRYING HOTPLATE SLIMLINE 230V 50/60HZ | DIAGNOSTIC 2 | THERMO FISHER SCIEN. HK | GN00002986 | RDC PUSAT - RAWAGELAM | PUSAT | DKI JAKARTA | JAKARTA TIMUR | MAIN UNIT | EMP | - |  | - |  | 29 August 2022 | LEO LANANG SIGIT - TSE CP | - |  | ACTIVE
149565 | A8430 | SLIDE DRYING HOTPLATE SLIMLINE 230V 50/60HZ | DIAGNOSTIC 2 | THERMO FISHER SCIEN. HK | GN00002986 | RDC PUSAT - RAWAGELAM | PUSAT | DKI JAKARTA | JAKARTA TIMUR | MAIN UNIT | EMP | - |  | - |  | 29 August 2022 | LEO LANANG SIGIT - TSE CP | - |  | ACTIVE
149720 | A8460 | TISSUE SECTION BATH ROUND DIGITAL 230V 50/60HZ | DIAGNOSTIC 2 | THERMO FISHER SCIEN. HK | GN00002986 | RDC PUSAT - RAWAGELAM | PUSAT | DKI JAKARTA | JAKARTA TIMUR | MAIN UNIT | EMP | - |  | - |  | 29 August 2022 | LEO LANANG SIGIT - TSE CP | - |  | ACTIVE
149729 | A8460 | TISSUE SECTION BATH ROUND DIGITAL 230V 50/60HZ | DIAGNOSTIC 2 | THERMO FISHER SCIEN. HK | GN23080003 | RSUD AJI BATARA AGUNG DEWA SAKTI SAMBOJA | BALIKPAPAN | KALIMANTAN TIMUR | BALIKPAPAN | MAIN UNIT | CUSTOMER | - |  | 27 July 2023 | MIKKI FAHRIZI - TSE | 29 August 2022 | LEO LANANG SIGIT - TSE CP | 14 October 2023 | ANDI ISMAIL - SPV TSE TIMUR | ACTIVE
149730 | A8460 | TISSUE SECTION BATH ROUND DIGITAL 230V 50/60HZ | DIAGNOSTIC 2 | THERMO FISHER SCIEN. HK | GN00002986 | RDC PUSAT - RAWAGELAM | PUSAT | DKI JAKARTA | JAKARTA TIMUR | MAIN UNIT | EMP | - |  | - |  | 29 August 2022 | LEO LANANG SIGIT - TSE CP | - |  | ACTIVE
149733 | A8460 | TISSUE SECTION BATH ROUND DIGITAL 230V 50/60HZ | DIAGNOSTIC 2 | THERMO FISHER SCIEN. HK | GN00002986 | RDC PUSAT - RAWAGELAM | PUSAT | DKI JAKARTA | JAKARTA TIMUR | MAIN UNIT | EMP | - |  | - |  | 29 August 2022 | LEO LANANG SIGIT - TSE CP | - |  | ACTIVE
149734 | A8460 | TISSUE SECTION BATH ROUND DIGITAL 230V 50/60HZ | DIAGNOSTIC 2 | THERMO FISHER SCIEN. HK | GN00002985 | WORKSHOOP CSM PUSAT | PUSAT | DKI JAKARTA | JAKARTA TIMUR | MAIN UNIT | EMP | - |  | - |  | 29 August 2022 | LEO LANANG SIGIT - TSE CP | - |  | ACTIVE
149736 | A8460 | TISSUE SECTION BATH ROUND DIGITAL 230V 50/60HZ | DIAGNOSTIC 2 | THERMO FISHER SCIEN. HK | GN00001679 | RSUD ABEPURA | JAYAPURA | PAPUA | JAYAPURA | MAIN UNIT | CUSTOMER | - |  | 23 August 2023 |  | 29 August 2022 | LEO LANANG SIGIT - TSE CP | 14 October 2023 | ANDI ISMAIL - SPV TSE TIMUR | ACTIVE
149744 | A8460 | TISSUE SECTION BATH ROUND DIGITAL 230V 50/60HZ | DIAGNOSTIC 2 | THERMO FISHER SCIEN. HK | GN00006544 | RSUD DR HYULIDIN AWAY | BANDA ACEH | ACEH | BANDA ACEH | MAIN UNIT | CUSTOMER | - |  | 20 September 2023 |  | 29 August 2022 | LEO LANANG SIGIT - TSE CP | 10 October 2023 | SAHID DERMAWAN - SPV TSE BARAT | ACTIVE
149978 | A8430 | SLIDE DRYING HOTPLATE SLIMLINE 230V 50/60HZ | DIAGNOSTIC 2 | THERMO FISHER SCIEN. HK | GN00002986 | RDC PUSAT - RAWAGELAM | PUSAT | DKI JAKARTA | JAKARTA TIMUR | MAIN UNIT | EMP | - |  | - |  | 28 May 2023 | LEO LANANG SIGIT - TSE CP | - |  | ACTIVE
149981 | A8430 | SLIDE DRYING HOTPLATE SLIMLINE 230V 50/60HZ | DIAGNOSTIC 2 | THERMO FISHER SCIEN. HK | GN00012102 | RSUD IDAMAN BANJARBARU | BANJARMASIN | KALIMANTAN SELATAN | BANJARMASIN | MAIN UNIT | CUSTOMER | - |  | 23 November 2023 |  | 28 May 2023 | LEO LANANG SIGIT - TSE CP | 28 November 2023 | ANDI ISMAIL - SPV TSE TIMUR | ACTIVE
149984 | A8430 | SLIDE DRYING HOTPLATE SLIMLINE 230V 50/60HZ | DIAGNOSTIC 2 | THERMO FISHER SCIEN. HK | GN00007563 | PT. ENSEVAL MEDIKA PRIMA - YOGYAKARTA | YOGYAKARTA | YOGYAKARTA | YOGYAKARTA | MAIN UNIT | EMP | - |  | 17 November 2023 | HARI UDI RAHARJO - TSE | 28 May 2023 | LEO LANANG SIGIT - TSE CP | 17 November 2023 | HARI UDI RAHARJO - TSE | ACTIVE
149985 | A8430 | SLIDE DRYING HOTPLATE SLIMLINE 230V 50/60HZ | DIAGNOSTIC 2 | THERMO FISHER SCIEN. HK | GN00000992 | RS FK UKI | JAKARTA-1 | DKI JAKARTA | JAKARTA TIMUR | MAIN UNIT | CUSTOMER | - |  | 1 November 2023 |  | 28 May 2023 | LEO LANANG SIGIT - TSE CP | 21 November 2023 | SAHID DERMAWAN - SPV TSE BARAT | ACTIVE
149986 | A8430 | SLIDE DRYING HOTPLATE SLIMLINE 230V 50/60HZ | DIAGNOSTIC 2 | THERMO FISHER SCIEN. HK | GN00000839 | RSUD PROF ANWAR MAKKATUTU KAB BANTAENG | MAKASSAR | SULAWESI SELATAN | BANTAENG | MAIN UNIT | CUSTOMER | - |  | 2 April 2024 |  | 28 May 2023 | LEO LANANG SIGIT - TSE CP | 16 April 2024 | ANDI ISMAIL - SPV TSE TIMUR | ACTIVE
150/XII/12 | TM01U | Infant Incubator Tsn910Sc |  |  | GN00001919 | RSB NYAEN | YOGYAKARTA | YOGYAKARTA | YOGYAKARTA | MAIN UNIT | CUSTOMER | 10 April 2015 |  | 1 January 1900 |  | 10 April 2015 |  | - |  | ACTIVE
150/XII/12T910SC-U | TM01U | Infant Incubator Tsn910Sc |  |  | GN00001919 | RSB NYAEN | YOGYAKARTA | YOGYAKARTA | YOGYAKARTA | MAIN UNIT | CUSTOMER | 1 February 1990 | DIAN FEBRIYANA - TSE | 1 January 1900 |  | 1 February 1990 | DIAN FEBRIYANA - TSE | - |  | ACTIVE
1501003 | NOVEM |  |  |  | GN00002986 | RDC PUSAT - RAWAGELAM | PUSAT | DKI JAKARTA | JAKARTA TIMUR | MAIN UNIT | EMP | 5 November 2015 | ANASTASIA OCTAVIN | 1 January 1900 |  | 5 November 2015 | ANASTASIA OCTAVIN | - |  | INACTIVE
150119-15 | JS002 | BIOHAZARD SAFETY CABINET TYPE A2 (1200 MM) | DIAGNOSTIC 2 | JS RESEARCH INC. | GN00008558 | LABORATORIUM KLINIK PRAMITA | BALIKPAPAN | KALIMANTAN TIMUR | BALIKPAPAN | MAIN UNIT | CUSTOMER | - |  | 3 July 2015 |  | - |  | - |  | ACTIVE
150126-10 | JS003 | BIOHAZARD SAFETY CABINET TYPE A2 (1500 MM) | DIAGNOSTIC 2 | JS RESEARCH INC. | GN00002621 | PMI UTDC PADANG | PADANG | SUMATERA BARAT | PADANG | MAIN UNIT | CUSTOMER | - |  | 13 March 2015 |  | - |  | - |  | ACTIVE
15012908 | AC111 | ACL ELITE PRO | DIAGNOSTIC 2 | WERFEN HONG KONG LIMITED | GN00002986 | RDC PUSAT - RAWAGELAM | PUSAT | DKI JAKARTA | JAKARTA TIMUR | MAIN UNIT | EMP | 21 February 2022 | NOVAN KURNIARTATO - TSE | - |  | 8 February 2022 | NOVAN KURNIARTATO - TSE | - |  | ACTIVE
150521-02 | JS002 | BIOHAZARD SAFETY CABINET TYPE A2 (1200 MM) | DIAGNOSTIC 2 | JS RESEARCH INC. | GN00002986 | RDC PUSAT - RAWAGELAM | PUSAT | DKI JAKARTA | JAKARTA TIMUR | MAIN UNIT | EMP | - |  | 1 January 1900 |  | - |  | - |  | ACTIVE
150521-03 | JS002 | BIOHAZARD SAFETY CABINET TYPE A2 (1200 MM) | DIAGNOSTIC 2 | JS RESEARCH INC. | GN00002447 | RS PROF D R KANDAU MANADO ( RSUP PROF D R KANDAU MANADO ) | MANADO | SULAWESI UTARA | MANADO | MAIN UNIT | CUSTOMER | - |  | 10 September 2015 |  | - |  | - |  | ACTIVE
150521-18 | JS001 | BIO SAFE-CAB TYPE-A2 900 | DIAGNOSTIC 2 | JS RESEARCH INC. | GN00010580 | RSUD ASY-SYIFA' SUMABAWA BARAT | MATARAM | NUSA TENGGARA BARAT | MATARAM | MAIN UNIT | CUSTOMER | - |  | 1 January 1900 |  | - |  | - |  | ACTIVE
150521-19 | JS002 | BIOHAZARD SAFETY CABINET TYPE A2 (1200 MM) | DIAGNOSTIC 2 | JS RESEARCH INC. | GN00002986 | RDC PUSAT - RAWAGELAM | PUSAT | DKI JAKARTA | JAKARTA TIMUR | MAIN UNIT | EMP | - |  | 1 January 1900 |  | - |  | - |  | ACTIVE
150526-14 | JS003 | BIOHAZARD SAFETY CABINET TYPE A2 (1500 MM) | DIAGNOSTIC 2 | JS RESEARCH INC. | GN00000517 | RSUD dr. GUNAWAN MANGUNKUSUMO - AMBARAWA | SEMARANG | JAWA TENGAH | SEMARANG | MAIN UNIT | CUSTOMER | 13 April 2016 | MUNADI - TSE | 13 April 2016 |  | 13 April 2016 | MUNADI - TSE | - |  | ACTIVE
150608-01 | JS002 | BIOHAZARD SAFETY CABINET TYPE A2 (1200 MM) | DIAGNOSTIC 2 | JS RESEARCH INC. | GN00002986 | RDC PUSAT - RAWAGELAM | PUSAT | DKI JAKARTA | JAKARTA TIMUR | MAIN UNIT | EMP | - |  | 1 January 1900 |  | - |  | - |  | ACTIVE
150615-58 | JS002 | BIOHAZARD SAFETY CABINET TYPE A2 (1200 MM) | DIAGNOSTIC 2 | JS RESEARCH INC. | GN00001501 | RS PARU JEMBER | JEMBER | JAWA TIMUR | JEMBER | MAIN UNIT | CUSTOMER | 23 November 2015 | GANDHI YANRANGGA | 23 November 2015 |  | 23 November 2015 | GANDHI YANRANGGA | - |  | ACTIVE
150624-05 | JS005 | LAMINAR FLOW VERT 900MM | DIAGNOSTIC 2 | JS RESEARCH INC. | GN00002447 | RS PROF D R KANDAU MANADO ( RSUP PROF D R KANDAU MANADO ) | MANADO | SULAWESI UTARA | MANADO | MAIN UNIT | CUSTOMER | - |  | 17 September 2015 |  | - |  | - |  | ACTIVE
150701-23 | JS006 | LAMINAR FLOW CABINET VERTICAL (1200 MM) | DIAGNOSTIC 2 | JS RESEARCH INC. | GN00002811 | RSIA HERMINA JATINEGARA | JAKARTA-1 | DKI JAKARTA | JAKARTA TIMUR | MAIN UNIT | CUSTOMER | 13 October 2015 | ARDI HERMAWAN - TSE CP | 15 October 1900 |  | 13 October 2015 | ARDI HERMAWAN - TSE CP | - |  | ACTIVE
150701-24 | JS002 | BIOHAZARD SAFETY CABINET TYPE A2 (1200 MM) | DIAGNOSTIC 2 | JS RESEARCH INC. | GN00002986 | RDC PUSAT - RAWAGELAM | PUSAT | DKI JAKARTA | JAKARTA TIMUR | MAIN UNIT | EMP | 3 September 2015 | TRIYONO - TSE AREA BARAT | 1 January 1900 |  | 3 September 2015 | TRIYONO - TSE AREA BARAT | - |  | ACTIVE
150701-25 | JS002 | BIOHAZARD SAFETY CABINET TYPE A2 (1200 MM) | DIAGNOSTIC 2 | JS RESEARCH INC. | GN00002811 | RSIA HERMINA JATINEGARA | JAKARTA-1 | DKI JAKARTA | JAKARTA TIMUR | MAIN UNIT | CUSTOMER | 13 October 2015 | ARDI HERMAWAN - TSE CP | 14 October 1900 |  | 13 October 2015 | ARDI HERMAWAN - TSE CP | - |  | ACTIVE
150701-26 | JS002 | BIOHAZARD SAFETY CABINET TYPE A2 (1200 MM) | DIAGNOSTIC 2 | JS RESEARCH INC. | GN00002811 | RSIA HERMINA JATINEGARA | JAKARTA-1 | DKI JAKARTA | JAKARTA TIMUR | MAIN UNIT | CUSTOMER | 13 October 2015 | ARDI HERMAWAN - TSE CP | 15 October 1900 |  | 13 October 2015 | ARDI HERMAWAN - TSE CP | - |  | ACTIVE
150770CB2209 | A8460 | TISSUE SECTION BATH ROUND DIGITAL 230V 50/60HZ | DIAGNOSTIC 2 | THERMO FISHER SCIEN. HK | GN00002986 | RDC PUSAT - RAWAGELAM | PUSAT | DKI JAKARTA | JAKARTA TIMUR | MAIN UNIT | EMP | 27 December 2022 | MOHAMAD SUKARJO - TSE CP | - |  | 23 March 2023 |  | - |  | ACTIVE
150803-39 | JS006 | LAMINAR FLOW CABINET VERTICAL (1200 MM) | DIAGNOSTIC 2 | JS RESEARCH INC. | GN00002986 | RDC PUSAT - RAWAGELAM | PUSAT | DKI JAKARTA | JAKARTA TIMUR | MAIN UNIT | EMP | 17 September 2015 | SURYADI | 1 January 1900 |  | 17 September 2015 | SURYADI | - |  | ACTIVE
150803-51 | JS001 | BIO SAFE-CAB TYPE-A2 900 | DIAGNOSTIC 2 | JS RESEARCH INC. | GN00001679 | RSUD ABEPURA | JAYAPURA | PAPUA | JAYAPURA | MAIN UNIT | CUSTOMER | 14 March 2016 | WISPI SIAGARI - TSE | 14 March 2016 |  | 14 March 2016 | WISPI SIAGARI - TSE | - |  | ACTIVE
150803-52 | JS002 | BIOHAZARD SAFETY CABINET TYPE A2 (1200 MM) | DIAGNOSTIC 2 | JS RESEARCH INC. | GN00002986 | RDC PUSAT - RAWAGELAM | PUSAT | DKI JAKARTA | JAKARTA TIMUR | MAIN UNIT | EMP | 17 September 2015 | SURYADI | 1 January 1900 |  | 17 September 2015 | SURYADI | - |  | ACTIVE
150803-53 | JS002 | BIOHAZARD SAFETY CABINET TYPE A2 (1200 MM) | DIAGNOSTIC 2 | JS RESEARCH INC. | GN00001484 | RS BALADHIKA HUSADA (DKT) | JEMBER | JAWA TIMUR | JEMBER | MAIN UNIT | CUSTOMER | - |  | 13 November 2018 |  | - |  | - |  | ACTIVE
150810-38 | JS005 | LAMINAR FLOW VERT 900MM | DIAGNOSTIC 2 | JS RESEARCH INC. | GN00008010 | UPTD BP4 LUBUK ALUNG ( RS PARU SUMATERA BARAT ) | PADANG | SUMATERA BARAT | PADANG | MAIN UNIT | CUSTOMER | 10 November 2015 | SURYADI | 28 November 2015 |  | 10 November 2015 | SURYADI | - |  | ACTIVE
150901-05 | JS001 | BIO SAFE-CAB TYPE-A2 900 | DIAGNOSTIC 2 | JS RESEARCH INC. | GN00002986 | RDC PUSAT - RAWAGELAM | PUSAT | DKI JAKARTA | JAKARTA TIMUR | MAIN UNIT | EMP | 10 November 2015 | SURYADI | 1 January 1900 |  | 10 November 2015 | SURYADI | - |  | ACTIVE
150901-06 | JS001 | BIO SAFE-CAB TYPE-A2 900 | DIAGNOSTIC 2 | JS RESEARCH INC. | GN00002878 | MICROBIOLOGI FKUI RSCM | JAKARTA-1 | DKI JAKARTA | JAKARTA PUSAT | MAIN UNIT | CUSTOMER | - |  | 26 November 2015 |  | - |  | - |  | ACTIVE
150907-06 | JS001 | BIO SAFE-CAB TYPE-A2 900 | DIAGNOSTIC 2 | JS RESEARCH INC. | GN00008805 | RS MITRA KELUARGA KALIDERES | JAKARTA-2 | DKI JAKARTA | JAKARTA BARAT | MAIN UNIT | CUSTOMER | 15 September 2016 | AGUS FAUZI | 15 September 2016 |  | 15 September 2016 | AGUS FAUZI | - |  | ACTIVE
150914-05 | JS001 | BIO SAFE-CAB TYPE-A2 900 | DIAGNOSTIC 2 | JS RESEARCH INC. | GN00006782 | RS MITRA KELUARGA WARU | SURABAYA-1 | JAWA TIMUR | SURABAYA | MAIN UNIT | CUSTOMER | 25 February 2016 | GANDHI YANRANGGA | 25 February 2016 |  | 25 February 2016 | GANDHI YANRANGGA | - |  | ACTIVE
150914-18 | JS001 | BIO SAFE-CAB TYPE-A2 900 | DIAGNOSTIC 2 | JS RESEARCH INC. | GN00004951 | RS. UMUM TARAKAN/SWADANA | SAMARINDA | KALIMANTAN TIMUR | SAMARINDA | MAIN UNIT | CUSTOMER | 28 April 2017 | TEGAR PANDU - TSE | 28 April 2017 |  | 28 April 2017 | TEGAR PANDU - TSE | - |  | ACTIVE
150914-21 | JS007 | LAMINAR FLOW CABINET VERTICAL (1500 MM) | DIAGNOSTIC 2 | JS RESEARCH INC. | GN00002986 | RDC PUSAT - RAWAGELAM | PUSAT | DKI JAKARTA | JAKARTA TIMUR | MAIN UNIT | EMP | 10 November 2015 | SURYADI | 1 January 1900 |  | 10 November 2015 | SURYADI | - |  | ACTIVE
150970001 | MPESU | MEGA POWER ELECTROSURGICAL GENERATOR | IMAGING | MEGADYNE MEDICAL | GN00002777 | RSU HAJI SURABAYA | SURABAYA-2 | JAWA TIMUR | SURABAYA | MAIN UNIT | CUSTOMER | 19 June 2015 | ZENZEN | 19 June 2015 |  | 19 June 2015 | ZENZEN | - |  | ACTIVE
150972001 | MPESU | MEGA POWER ELECTROSURGICAL GENERATOR | IMAGING | MEGADYNE MEDICAL | GN00008548 | RSUD SATELIT TOBADAK | MAKASSAR | SULAWESI SELATAN | MAKASSAR | MAIN UNIT | CUSTOMER | 20 May 2015 | WISPI SIAGARI - TSE | 20 May 2015 |  | 20 May 2015 | WISPI SIAGARI - TSE | - |  | ACTIVE
150974001 | MPESU | MEGA POWER ELECTROSURGICAL GENERATOR | IMAGING | MEGADYNE MEDICAL | GN00001193 | RS KUSTA SITANALA | TANGERANG | BANTEN | TANGERANG | MAIN UNIT | CUSTOMER | 20 May 2015 | ARIEF SETIAWAN - TSE CP | 20 May 2015 |  | 20 May 2015 | ARIEF SETIAWAN - TSE CP | - |  | ACTIVE
150977001 | MPESU | MEGA POWER ELECTROSURGICAL GENERATOR | IMAGING | MEGADYNE MEDICAL | GN00008551 | RSUD BAGAS WARAS KLATEN | YOGYAKARTA | YOGYAKARTA | YOGYAKARTA | MAIN UNIT | CUSTOMER | 28 May 2015 | RAKHMAT | 28 May 2015 |  | 28 May 2015 | RAKHMAT | - |  | ACTIVE
150986001 | MPESU | MEGA POWER ELECTROSURGICAL GENERATOR | IMAGING | MEGADYNE MEDICAL | GN00000755 | RSU UNDATA PALU | PALU | SULAWESI TENGAH | PALU | MAIN UNIT | CUSTOMER | 9 July 2015 | WISPI SIAGARI - TSE | 7 July 1900 |  | 9 July 2015 | WISPI SIAGARI - TSE | - |  | ACTIVE
150987001 | MPESU | MEGA POWER ELECTROSURGICAL GENERATOR | IMAGING | MEGADYNE MEDICAL | GN00000755 | RSU UNDATA PALU | PALU | SULAWESI TENGAH | PALU | MAIN UNIT | CUSTOMER | 9 July 2015 | WISPI SIAGARI - TSE | 8 July 2015 |  | 9 July 2015 | WISPI SIAGARI - TSE | - |  | ACTIVE
151/XII/12 | BD910 |  |  |  | GN00003120 | RS AMINAH | MALANG | JAWA TIMUR | BLITAR | MAIN UNIT | CUSTOMER | 10 April 2015 |  | 1 January 1900 |  | 10 April 2015 |  | - |  | INACTIVE
151005-27 | JS003 | BIOHAZARD SAFETY CABINET TYPE A2 (1500 MM) | DIAGNOSTIC 2 | JS RESEARCH INC. | GN00001067 | RSUD CILEUNGSI | BOGOR | JAWA BARAT | BOGOR | MAIN UNIT | CUSTOMER | 10 November 2015 | SATRIA KUSUMA - TSE | 18 December 2015 |  | 10 November 2015 | SATRIA KUSUMA - TSE | - |  | ACTIVE
151005-28 | JS004 | BIOHAZARD SAFETY CABINET TYPE A2 (1800 MM) | DIAGNOSTIC 2 | JS RESEARCH INC. | GN00002986 | RDC PUSAT - RAWAGELAM | PUSAT | DKI JAKARTA | JAKARTA TIMUR | MAIN UNIT | EMP | 10 November 2015 | SURYADI | 1 January 1900 |  | 10 November 2015 | SURYADI | - |  | ACTIVE
151005-44 | JS002 | BIOHAZARD SAFETY CABINET TYPE A2 (1200 MM) | DIAGNOSTIC 2 | JS RESEARCH INC. | GN00002457 | RSU PARE | KEDIRI | JAWA TIMUR | KEDIRI | MAIN UNIT | CUSTOMER | 19 January 2016 | GANDHI YANRANGGA | 1 January 1900 |  | 19 January 2016 | GANDHI YANRANGGA | - |  | ACTIVE
151005-45 | JS002 | BIOHAZARD SAFETY CABINET TYPE A2 (1200 MM) | DIAGNOSTIC 2 | JS RESEARCH INC. | GN00002986 | RDC PUSAT - RAWAGELAM | PUSAT | DKI JAKARTA | JAKARTA TIMUR | MAIN UNIT | EMP | 20 November 2015 | ANASTASIA OCTAVIN | 1 January 1900 |  | 20 November 2015 | ANASTASIA OCTAVIN | - |  | ACTIVE
151005-46 | JS002 | BIOHAZARD SAFETY CABINET TYPE A2 (1200 MM) | DIAGNOSTIC 2 | JS RESEARCH INC. | GN00002464 | RSUD DR HARJONO S PONOROGO | KEDIRI | JAWA TIMUR | PONOROGO | MAIN UNIT | CUSTOMER | - |  | 17 December 2015 |  | - |  | - |  | ACTIVE
151012-01 | JS003 | BIOHAZARD SAFETY CABINET TYPE A2 (1500 MM) | DIAGNOSTIC 2 | JS RESEARCH INC. | GN00002986 | RDC PUSAT - RAWAGELAM | PUSAT | DKI JAKARTA | JAKARTA TIMUR | MAIN UNIT | EMP | 20 November 2015 | ANASTASIA OCTAVIN | 1 January 1900 |  | 20 November 2015 | ANASTASIA OCTAVIN | - |  | ACTIVE
151012-02 | JS003 | BIOHAZARD SAFETY CABINET TYPE A2 (1500 MM) | DIAGNOSTIC 2 | JS RESEARCH INC. | GN00008590 | UNPAD PUSAT | BANDUNG | JAWA BARAT | BANDUNG | MAIN UNIT | CUSTOMER | 7 March 2017 | SUKMA WIJAYA - TSE | 7 March 2017 |  | 7 March 2017 | SUKMA WIJAYA - TSE | - |  | ACTIVE
151012-03 | JS007 | LAMINAR FLOW CABINET VERTICAL (1500 MM) | DIAGNOSTIC 2 | JS RESEARCH INC. | GN00002986 | RDC PUSAT - RAWAGELAM | PUSAT | DKI JAKARTA | JAKARTA TIMUR | MAIN UNIT | EMP | 20 November 2015 | ANASTASIA OCTAVIN | 1 January 1900 |  | 20 November 2015 | ANASTASIA OCTAVIN | - |  | ACTIVE
151159 | A8460 | TISSUE SECTION BATH ROUND DIGITAL 230V 50/60HZ | DIAGNOSTIC 2 | THERMO FISHER SCIEN. HK | GN00012102 | RSUD IDAMAN BANJARBARU | BANJARMASIN | KALIMANTAN SELATAN | BANJARMASIN | MAIN UNIT | CUSTOMER | - |  | 23 November 2023 |  | 28 May 2023 | LEO LANANG SIGIT - TSE CP | 28 November 2023 | ANDI ISMAIL - SPV TSE TIMUR | ACTIVE
151160 | A8460 | TISSUE SECTION BATH ROUND DIGITAL 230V 50/60HZ | DIAGNOSTIC 2 | THERMO FISHER SCIEN. HK | GN00007563 | PT. ENSEVAL MEDIKA PRIMA - YOGYAKARTA | YOGYAKARTA | YOGYAKARTA | YOGYAKARTA | MAIN UNIT | EMP | - |  | 17 November 2023 | HARI UDI RAHARJO - TSE | 28 May 2023 | LEO LANANG SIGIT - TSE CP | 17 November 2023 | HARI UDI RAHARJO - TSE | ACTIVE
151161 | A8460 | TISSUE SECTION BATH ROUND DIGITAL 230V 50/60HZ | DIAGNOSTIC 2 | THERMO FISHER SCIEN. HK | GN00001788 | RSUD DR RSOEDJATI SOEMODIARDJO GROBOGAN | SOLO | JAWA TENGAH | PURWODADI | MAIN UNIT | CUSTOMER | - |  | 6 December 2023 |  | 28 May 2023 | LEO LANANG SIGIT - TSE CP | 21 December 2023 | ANDI ISMAIL - SPV TSE TIMUR | ACTIVE
151161CB2209 | A8460 | TISSUE SECTION BATH ROUND DIGITAL 230V 50/60HZ | DIAGNOSTIC 2 | THERMO FISHER SCIEN. HK | GN00002986 | RDC PUSAT - RAWAGELAM | PUSAT | DKI JAKARTA | JAKARTA TIMUR | MAIN UNIT | EMP | - |  | - |  | 26 August 2025 | LEO LANANG SIGIT - TSE CP | - |  | ACTIVE
15125827 | 26001 | GEM PREMIER 3500 ANALYZER | DIAGNOSTIC 2 | WERFEN HONG KONG LIMITED | GN00000658 | RSUD DR DORIS SYLVANUS | BANJARMASIN | KALIMANTAN TENGAH | PALANGKA RAYA | ACCESSORIES | CUSTOMER | 20 September 2019 | HARI UDI RAHARJO - TSE | 1 January 1900 |  | 20 September 2019 | HARI UDI RAHARJO - TSE | - |  | ACTIVE
151408 | F3030 | F 350 ORBITAL DIG SHAKER | DIAGNOSTIC 2 | FALC INSTRUMENT S.R.L. | GN00002986 | RDC PUSAT - RAWAGELAM | PUSAT | DKI JAKARTA | JAKARTA TIMUR | MAIN UNIT | EMP | 25 June 2018 | HARI UDI RAHARJO - TSE | 22 June 2018 |  | 25 June 2018 | HARI UDI RAHARJO - TSE | - |  | ACTIVE
151409 | F3030 | F 350 ORBITAL DIG SHAKER | DIAGNOSTIC 2 | FALC INSTRUMENT S.R.L. | GN00002986 | RDC PUSAT - RAWAGELAM | PUSAT | DKI JAKARTA | JAKARTA TIMUR | MAIN UNIT | EMP | 25 June 2018 | HARI UDI RAHARJO - TSE | 22 June 2018 |  | 25 June 2018 | HARI UDI RAHARJO - TSE | - |  | ACTIVE
151490CB2210 | A8460 | TISSUE SECTION BATH ROUND DIGITAL 230V 50/60HZ | DIAGNOSTIC 2 | THERMO FISHER SCIEN. HK | GN00000117 | RSUD PALEMBANG BARI | PALEMBANG | SUMATERA SELATAN | PALEMBANG | MAIN UNIT | CUSTOMER | - |  | 27 November 2023 |  | 30 October 2023 | LEO LANANG SIGIT - TSE CP | 6 December 2023 | SAHID DERMAWAN - SPV TSE BARAT | ACTIVE
151495CB2210 | A8460 | TISSUE SECTION BATH ROUND DIGITAL 230V 50/60HZ | DIAGNOSTIC 2 | THERMO FISHER SCIEN. HK | GN23110014 | AMANAH PREMIERE CLINIC | BANJARMASIN | KALIMANTAN SELATAN | BANJARMASIN | MAIN UNIT | CUSTOMER | - |  | 27 December 2023 |  | 30 October 2023 | LEO LANANG SIGIT - TSE CP | 2 January 2024 | ANDI ISMAIL - SPV TSE TIMUR | ACTIVE
151505CB2210 | A8460 | TISSUE SECTION BATH ROUND DIGITAL 230V 50/60HZ | DIAGNOSTIC 2 | THERMO FISHER SCIEN. HK | GN24060010 | RS PRIMAYA MAKASSAR | MAKASSAR | SULAWESI SELATAN | MAKASSAR | MAIN UNIT | CUSTOMER | - |  | 13 March 2024 |  | 30 October 2023 | LEO LANANG SIGIT - TSE CP | 10 June 2024 | ANDI ISMAIL - SPV TSE TIMUR | ACTIVE
151507CB2210 | A8460 | TISSUE SECTION BATH ROUND DIGITAL 230V 50/60HZ | DIAGNOSTIC 2 | THERMO FISHER SCIEN. HK | GN00000839 | RSUD PROF ANWAR MAKKATUTU KAB BANTAENG | MAKASSAR | SULAWESI SELATAN | BANTAENG | MAIN UNIT | CUSTOMER | - |  | 2 April 2024 |  | 30 October 2023 | LEO LANANG SIGIT - TSE CP | 16 April 2024 | ANDI ISMAIL - SPV TSE TIMUR | ACTIVE
151509CB2210 | A8460 | TISSUE SECTION BATH ROUND DIGITAL 230V 50/60HZ | DIAGNOSTIC 2 | THERMO FISHER SCIEN. HK | GN00000638 | RSUD DAMANHURI BARABAI | BANJARMASIN | KALIMANTAN SELATAN | BANJARMASIN | MAIN UNIT | CUSTOMER | - |  | 21 June 2024 |  | 30 October 2023 | LEO LANANG SIGIT - TSE CP | 24 June 2024 | ANDI ISMAIL - SPV TSE TIMUR | ACTIVE
151511CB2210 | A8460 | TISSUE SECTION BATH ROUND DIGITAL 230V 50/60HZ | DIAGNOSTIC 2 | THERMO FISHER SCIEN. HK | GN00000876 | RSUD MASSENREMPULU | MAKASSAR | SULAWESI SELATAN | MAKASSAR | MAIN UNIT | CUSTOMER | - |  | 9 July 2024 |  | 30 October 2023 | LEO LANANG SIGIT - TSE CP | 17 July 2024 | ANDI ISMAIL - SPV TSE TIMUR | ACTIVE
151512CB2210 | A8460 | TISSUE SECTION BATH ROUND DIGITAL 230V 50/60HZ | DIAGNOSTIC 2 | THERMO FISHER SCIEN. HK | GN00002986 | RDC PUSAT - RAWAGELAM | PUSAT | DKI JAKARTA | JAKARTA TIMUR | MAIN UNIT | EMP | - |  | - |  | 30 October 2023 | LEO LANANG SIGIT - TSE CP | - |  | ACTIVE
151513CB2210 | A8460 | TISSUE SECTION BATH ROUND DIGITAL 230V 50/60HZ | DIAGNOSTIC 2 | THERMO FISHER SCIEN. HK | GN00002399 | RS LIUN KINDAGE | MANADO | SULAWESI UTARA | BOBONG | MAIN UNIT | CUSTOMER | - |  | 19 September 2024 |  | 30 October 2023 | LEO LANANG SIGIT - TSE CP | 23 September 2024 | ANDI ISMAIL - SPV TSE TIMUR | ACTIVE
151514CB2210 | A8460 | TISSUE SECTION BATH ROUND DIGITAL 230V 50/60HZ | DIAGNOSTIC 2 | THERMO FISHER SCIEN. HK | GN22080009 | ATTIN HOSPITAL BAWEN | SEMARANG | JAWA TENGAH | SEMARANG | MAIN UNIT | CUSTOMER | - |  | 28 December 2023 |  | 30 October 2023 | LEO LANANG SIGIT - TSE CP | 9 February 2024 | ANDI ISMAIL - SPV TSE TIMUR | ACTIVE
151520CB2210 | A8460 | TISSUE SECTION BATH ROUND DIGITAL 230V 50/60HZ | DIAGNOSTIC 2 | THERMO FISHER SCIEN. HK | GN00001501 | RS PARU JEMBER | JEMBER | JAWA TIMUR | JEMBER | MAIN UNIT | CUSTOMER | - |  | 25 October 2024 |  | 30 October 2023 | LEO LANANG SIGIT - TSE CP | 5 November 2024 | ANDI ISMAIL - SPV TSE TIMUR | ACTIVE
151522CB2210 | A8460 | TISSUE SECTION BATH ROUND DIGITAL 230V 50/60HZ | DIAGNOSTIC 2 | THERMO FISHER SCIEN. HK | GN00000005 | RSUD KARAWANG | BEKASI | JAWA BARAT | BEKASI | MAIN UNIT | CUSTOMER | - |  | 29 November 2024 |  | 30 October 2023 | LEO LANANG SIGIT - TSE CP | 3 December 2024 | SAHID DERMAWAN - SPV TSE BARAT | ACTIVE
1515CB2210 | A8460 | TISSUE SECTION BATH ROUND DIGITAL 230V 50/60HZ | DIAGNOSTIC 2 | THERMO FISHER SCIEN. HK | GN00002986 | RDC PUSAT - RAWAGELAM | PUSAT | DKI JAKARTA | JAKARTA TIMUR | MAIN UNIT | EMP | - |  | - |  | 30 October 2023 | LEO LANANG SIGIT - TSE CP | - |  | ACTIVE
151916001 | MPESU | MEGA POWER ELECTROSURGICAL GENERATOR | IMAGING | MEGADYNE MEDICAL | GN19030001 | RSUD SULTAN M JAMALUDDIN | PONTIANAK | KALIMANTAN BARAT | PONTIANAK | MAIN UNIT | CUSTOMER | - |  | 24 May 2019 |  | - |  | - |  | ACTIVE
152018001 | MPESU | MEGA POWER ELECTROSURGICAL GENERATOR | IMAGING | MEGADYNE MEDICAL | GN00000465 | RSUD TAMIANG | BANDA ACEH | ACEH | TAMIANG | MAIN UNIT | CUSTOMER | 8 July 2015 | ARBIANSYAH - TSE | 12 August 2015 |  | 8 July 2015 | ARBIANSYAH - TSE | - |  | ACTIVE
152032001 | MPESU | MEGA POWER ELECTROSURGICAL GENERATOR | IMAGING | MEGADYNE MEDICAL | GN00000465 | RSUD TAMIANG | BANDA ACEH | ACEH | TAMIANG | MAIN UNIT | CUSTOMER | 8 July 2015 | ARBIANSYAH - TSE | 12 August 2015 |  | 8 July 2015 | ARBIANSYAH - TSE | - |  | ACTIVE
152035001 | MPESU | MEGA POWER ELECTROSURGICAL GENERATOR | IMAGING | MEGADYNE MEDICAL | GN00000522 | RSUD DR. SOETIJONO BLORA | SEMARANG | JAWA TENGAH | BLORA | MAIN UNIT | CUSTOMER | 24 July 2017 | MUNADI - TSE | 24 July 2017 |  | 24 July 2017 | MUNADI - TSE | - |  | ACTIVE
152058001 | MPESU | MEGA POWER ELECTROSURGICAL GENERATOR | IMAGING | MEGADYNE MEDICAL | GN00002824 | RSU PANDEGLANG | TANGERANG | BANTEN | PANDEGLANG | MAIN UNIT | CUSTOMER | 15 March 2016 | ANTONIUS SAGITA - KALIBRASI | 1 January 1900 |  | 15 March 2016 | ANTONIUS SAGITA - KALIBRASI | - |  | ACTIVE
152059001 | MPESU | MEGA POWER ELECTROSURGICAL GENERATOR | IMAGING | MEGADYNE MEDICAL | GN00000522 | RSUD DR. SOETIJONO BLORA | SEMARANG | JAWA TENGAH | BLORA | MAIN UNIT | CUSTOMER | 24 July 2017 | MUNADI - TSE | 24 July 2017 |  | 24 July 2017 | MUNADI - TSE | - |  | ACTIVE
152061001 | MPESU | MEGA POWER ELECTROSURGICAL GENERATOR | IMAGING | MEGADYNE MEDICAL | GN00000465 | RSUD TAMIANG | BANDA ACEH | ACEH | TAMIANG | MAIN UNIT | CUSTOMER | 8 July 2015 | ARBIANSYAH - TSE | 12 August 2015 |  | 8 July 2015 | ARBIANSYAH - TSE | - |  | ACTIVE
152093001 | MPESU | MEGA POWER ELECTROSURGICAL GENERATOR | IMAGING | MEGADYNE MEDICAL | GN00002986 | RDC PUSAT - RAWAGELAM | PUSAT | DKI JAKARTA | JAKARTA TIMUR | MAIN UNIT | EMP | 31 August 2016 | ANTONIUS SAGITA - KALIBRASI | 18 April 2016 |  | 31 August 2016 | ANTONIUS SAGITA - KALIBRASI | - |  | ACTIVE
152094001 | MPESU | MEGA POWER ELECTROSURGICAL GENERATOR | IMAGING | MEGADYNE MEDICAL | GN20060013 | RSUD SRENGAT | MALANG | JAWA TIMUR | MALANG | MAIN UNIT | CUSTOMER | - |  | 30 June 2020 | PHILIP LAKRISNA - TSE | - |  | 30 June 2020 | PHILIP LAKRISNA - TSE | ACTIVE
152097001 | MPESU | MEGA POWER ELECTROSURGICAL GENERATOR | IMAGING | MEGADYNE MEDICAL | GN00000522 | RSUD DR. SOETIJONO BLORA | SEMARANG | JAWA TENGAH | BLORA | MAIN UNIT | CUSTOMER | - |  | 8 July 2015 |  | - |  | - |  | ACTIVE
152098001 | MPESU | MEGA POWER ELECTROSURGICAL GENERATOR | IMAGING | MEGADYNE MEDICAL | GN00001707 | RSUD DR ISKAK TULUNGAGUNG | KEDIRI | JAWA TIMUR | TULUNGAGUNG | MAIN UNIT | CUSTOMER | 2 December 2019 | MIKKI FAHRIZI - TSE | 2 December 2019 |  | 2 December 2019 | MIKKI FAHRIZI - TSE | - |  | ACTIVE
152111001 | MPESU | MEGA POWER ELECTROSURGICAL GENERATOR | IMAGING | MEGADYNE MEDICAL | GN00001707 | RSUD DR ISKAK TULUNGAGUNG | KEDIRI | JAWA TIMUR | TULUNGAGUNG | MAIN UNIT | CUSTOMER | - |  | 27 June 2015 |  | - |  | - |  | ACTIVE
152114001 | MPESU | MEGA POWER ELECTROSURGICAL GENERATOR | IMAGING | MEGADYNE MEDICAL | GN00001707 | RSUD DR ISKAK TULUNGAGUNG | KEDIRI | JAWA TIMUR | TULUNGAGUNG | MAIN UNIT | CUSTOMER | - |  | 27 June 2015 |  | - |  | - |  | ACTIVE
152130001 | MPESU | MEGA POWER ELECTROSURGICAL GENERATOR | IMAGING | MEGADYNE MEDICAL | GN20060013 | RSUD SRENGAT | MALANG | JAWA TIMUR | MALANG | MAIN UNIT | CUSTOMER | - |  | 30 June 2020 | PHILIP LAKRISNA - TSE | - |  | 30 June 2020 | PHILIP LAKRISNA - TSE | ACTIVE
152144001 | MPESU | MEGA POWER ELECTROSURGICAL GENERATOR | IMAGING | MEGADYNE MEDICAL | GN00000521 | RSUD DR. R. SOEPRAPTO CEPU | SEMARANG | JAWA TENGAH | BLORA | MAIN UNIT | CUSTOMER | - |  | 24 July 2017 |  | - |  | - |  | ACTIVE
152183001 | MPESU | MEGA POWER ELECTROSURGICAL GENERATOR | IMAGING | MEGADYNE MEDICAL | GN00000960 | RS PMN CICENDO | BANDUNG | JAWA BARAT | BANDUNG | MAIN UNIT | CUSTOMER | 19 June 2015 | SUKMA WIJAYA - TSE | 14 July 2015 |  | 19 June 2015 | SUKMA WIJAYA - TSE | - |  | ACTIVE
152206001 | MPESU | MEGA POWER ELECTROSURGICAL GENERATOR | IMAGING | MEGADYNE MEDICAL | GN00000225 | RSU PURI HUSADA TEMBILAHAN | PEKAN BARU | RIAU | TEMBILAHAN | MAIN UNIT | CUSTOMER | 29 September 2015 | MULKAN | 29 September 2015 |  | 29 September 2015 | MULKAN | - |  | ACTIVE
152207001 | MPESU | MEGA POWER ELECTROSURGICAL GENERATOR | IMAGING | MEGADYNE MEDICAL | GN00001413 | RSU DR TC HILLERS MAUMERE | KUPANG | NUSA TENGGARA TIMUR | MAUMERE | MAIN UNIT | CUSTOMER | 21 July 2017 | I KADEK - TSE | 21 July 2017 |  | 21 July 2017 | I KADEK - TSE | - |  | ACTIVE
152208001 | MPESU | MEGA POWER ELECTROSURGICAL GENERATOR | IMAGING | MEGADYNE MEDICAL | GN00000025 | RS BUDI KEMULIAAN BATAM | BATAM | KEPULAUAN RIAU | BATAM | MAIN UNIT | CUSTOMER | 22 April 2020 | RUDI SETIAWAN - TSE | 22 April 2020 |  | 22 April 2020 | RUDI SETIAWAN - TSE | - |  | ACTIVE
152209001 | MPESU | MEGA POWER ELECTROSURGICAL GENERATOR | IMAGING | MEGADYNE MEDICAL | GN00002986 | RDC PUSAT - RAWAGELAM | PUSAT | DKI JAKARTA | JAKARTA TIMUR | MAIN UNIT | EMP | 19 June 2015 | IBNUL AZIZ - TSE | 17 June 2015 |  | 19 June 2015 | IBNUL AZIZ - TSE | - |  | ACTIVE
152210001 | MPESU | MEGA POWER ELECTROSURGICAL GENERATOR | IMAGING | MEGADYNE MEDICAL | GN00000680 | RSUD INCHE ABDOEL MOEIS | SAMARINDA | KALIMANTAN TIMUR | SAMARINDA | MAIN UNIT | CUSTOMER | - |  | 11 September 2015 |  | - |  | - |  | ACTIVE
152211001 | MPESU | MEGA POWER ELECTROSURGICAL GENERATOR | IMAGING | MEGADYNE MEDICAL | GN00000680 | RSUD INCHE ABDOEL MOEIS | SAMARINDA | KALIMANTAN TIMUR | SAMARINDA | MAIN UNIT | CUSTOMER | - |  | 11 September 2015 |  | - |  | - |  | ACTIVE
152257001 | MPESU | MEGA POWER ELECTROSURGICAL GENERATOR | IMAGING | MEGADYNE MEDICAL | GN00001168 | RSUD Cideres | CIREBON | JAWA BARAT | MAJALENGKA | MAIN UNIT | CUSTOMER | 8 July 2015 | SUKMA WIJAYA - TSE | 31 August 2015 |  | 8 July 2015 | SUKMA WIJAYA - TSE | - |  | ACTIVE
152259001 | MPESU | MEGA POWER ELECTROSURGICAL GENERATOR | IMAGING | MEGADYNE MEDICAL | GN00000153 | RSUD IBNU SUTOWO BATURAJA | PALEMBANG | SUMATERA SELATAN | BATURAJA | MAIN UNIT | CUSTOMER | - |  | 1 August 1900 |  | - |  | - |  | ACTIVE
152260001 | MPESU | MEGA POWER ELECTROSURGICAL GENERATOR | IMAGING | MEGADYNE MEDICAL | GN00001168 | RSUD Cideres | CIREBON | JAWA BARAT | MAJALENGKA | MAIN UNIT | CUSTOMER | 8 July 2015 | SUKMA WIJAYA - TSE | 31 August 2015 |  | 8 July 2015 | SUKMA WIJAYA - TSE | - |  | ACTIVE
152261001 | MPESU | MEGA POWER ELECTROSURGICAL GENERATOR | IMAGING | MEGADYNE MEDICAL | GN00002986 | RDC PUSAT - RAWAGELAM | PUSAT | DKI JAKARTA | JAKARTA TIMUR | MAIN UNIT | EMP | 8 July 2015 | BUDI SUROSO - TSE | 1 January 1900 |  | 8 July 2015 | BUDI SUROSO - TSE | - |  | ACTIVE
152267001 | MPESU | MEGA POWER ELECTROSURGICAL GENERATOR | IMAGING | MEGADYNE MEDICAL | GN00000153 | RSUD IBNU SUTOWO BATURAJA | PALEMBANG | SUMATERA SELATAN | BATURAJA | MAIN UNIT | CUSTOMER | - |  | 18 August 2015 |  | - |  | - |  | ACTIVE
152268001 | MPESU | MEGA POWER ELECTROSURGICAL GENERATOR | IMAGING | MEGADYNE MEDICAL | GN00000201 | RSUD ARIFIN ACHMAD - PEKANBARU | PEKAN BARU | RIAU | PEKANBARU | MAIN UNIT | CUSTOMER | 7 October 2015 | MULKAN | 7 October 2015 |  | 7 October 2015 | MULKAN | - |  | ACTIVE
152269001 | MPESU | MEGA POWER ELECTROSURGICAL GENERATOR | IMAGING | MEGADYNE MEDICAL | GN00004149 | RSIA GRAND FAMILY/PT FAMILY BAHAGIA SEJAHTERA | JAKARTA-2 | DKI JAKARTA | JAKARTA UTARA | MAIN UNIT | CUSTOMER | - |  | 17 September 2015 |  | - |  | - |  | ACTIVE
15227001 | MPESU | MEGA POWER ELECTROSURGICAL GENERATOR | IMAGING | MEGADYNE MEDICAL | GN00002985 | WORKSHOOP CSM PUSAT | PUSAT | DKI JAKARTA | JAKARTA TIMUR | MAIN UNIT | EMP | 8 July 2015 | BUDI SUROSO - TSE | 1 January 1900 |  | 8 July 2015 | BUDI SUROSO - TSE | - |  | ACTIVE
152326001 | MPESU | MEGA POWER ELECTROSURGICAL GENERATOR | IMAGING | MEGADYNE MEDICAL | GN00001168 | RSUD Cideres | CIREBON | JAWA BARAT | MAJALENGKA | MAIN UNIT | CUSTOMER | 13 July 2015 | BUDI SUROSO - TSE | 13 July 2015 |  | 13 July 2015 | BUDI SUROSO - TSE | - |  | ACTIVE
152343001 | MPESU | MEGA POWER ELECTROSURGICAL GENERATOR | IMAGING | MEGADYNE MEDICAL | GN00011539 | PG23 | PUSAT | DKI JAKARTA | JAKARTA TIMUR | MAIN UNIT | EMP | - |  | 20 October 2015 |  | - |  | - |  | ACTIVE
152362001 | MPESU | MEGA POWER ELECTROSURGICAL GENERATOR | IMAGING | MEGADYNE MEDICAL | GN00007060 | RSUD MEURAXA | BANDA ACEH | ACEH | BANDA ACEH | MAIN UNIT | CUSTOMER | 17 October 2016 | ARBIANSYAH - TSE | 17 October 2016 |  | 17 October 2016 | ARBIANSYAH - TSE | - |  | ACTIVE
152373001 | MPESU | MEGA POWER ELECTROSURGICAL GENERATOR | IMAGING | MEGADYNE MEDICAL | GN00001413 | RSU DR TC HILLERS MAUMERE | KUPANG | NUSA TENGGARA TIMUR | MAUMERE | MAIN UNIT | CUSTOMER | 21 July 2017 | I KADEK - TSE | 21 July 2017 |  | 21 July 2017 | I KADEK - TSE | - |  | ACTIVE
152374001 | MPESU | MEGA POWER ELECTROSURGICAL GENERATOR | IMAGING | MEGADYNE MEDICAL | GN00008221 | RSUD MIMIKA JAYAPURA | JAYAPURA | PAPUA | MIMIKA | MAIN UNIT | CUSTOMER | 9 December 2016 | DEA MASJA SADALI - TSE | 13 July 2015 |  | 9 December 2016 | DEA MASJA SADALI - TSE | - |  | ACTIVE
152377001 | MPESU | MEGA POWER ELECTROSURGICAL GENERATOR | IMAGING | MEGADYNE MEDICAL | GN00008221 | RSUD MIMIKA JAYAPURA | JAYAPURA | PAPUA | MIMIKA | MAIN UNIT | CUSTOMER | 14 June 2017 | SENDRA WIJAYA - IT | 13 July 2015 |  | 14 June 2017 | SENDRA WIJAYA - IT | - |  | ACTIVE
152378001 | MPESU | MEGA POWER ELECTROSURGICAL GENERATOR | IMAGING | MEGADYNE MEDICAL | GN00000201 | RSUD ARIFIN ACHMAD - PEKANBARU | PEKAN BARU | RIAU | PEKANBARU | MAIN UNIT | CUSTOMER | 14 November 2015 | MULKAN | 14 November 2015 |  | 14 November 2015 | MULKAN | - |  | ACTIVE
152390001 | MPESU | MEGA POWER ELECTROSURGICAL GENERATOR | IMAGING | MEGADYNE MEDICAL | GN00000201 | RSUD ARIFIN ACHMAD - PEKANBARU | PEKAN BARU | RIAU | PEKANBARU | MAIN UNIT | CUSTOMER | 24 November 2015 | MULKAN | 24 November 2015 |  | 24 November 2015 | MULKAN | - |  | ACTIVE
152392001 | MPESU | MEGA POWER ELECTROSURGICAL GENERATOR | IMAGING | MEGADYNE MEDICAL | GN00000002 | RSUD KAB ACEH SINGKIL | BANDA ACEH | ACEH | SINGKIL | MAIN UNIT | CUSTOMER | 4 November 2015 | GATOT SURYA ADIPUTRA - TSE | 4 November 2015 |  | 4 November 2015 | GATOT SURYA ADIPUTRA - TSE | - |  | ACTIVE
152394001 | MPESU | MEGA POWER ELECTROSURGICAL GENERATOR | IMAGING | MEGADYNE MEDICAL | GN00000002 | RSUD KAB ACEH SINGKIL | BANDA ACEH | ACEH | SINGKIL | MAIN UNIT | CUSTOMER | 4 November 2015 | GATOT SURYA ADIPUTRA - TSE | 4 November 2015 |  | 4 November 2015 | GATOT SURYA ADIPUTRA - TSE | - |  | ACTIVE
152395001 | MPESU | MEGA POWER ELECTROSURGICAL GENERATOR | IMAGING | MEGADYNE MEDICAL | GN00000002 | RSUD KAB ACEH SINGKIL | BANDA ACEH | ACEH | SINGKIL | MAIN UNIT | CUSTOMER | 4 November 2015 | GATOT SURYA ADIPUTRA - TSE | 4 November 2015 |  | 4 November 2015 | GATOT SURYA ADIPUTRA - TSE | - |  | ACTIVE
152436001 | ESUMS | ELECTROSURGICAL GENERATOR COMPLETE | IMAGING | MEGADYNE MEDICAL | GN00002244 | RSUD PADANGAN | SURABAYA-1 | JAWA TIMUR | BOJONEGORO | MAIN UNIT | CUSTOMER | - |  | 20 October 2015 |  | - |  | - |  | ACTIVE
152437001 | MPESU | MEGA POWER ELECTROSURGICAL GENERATOR | IMAGING | MEGADYNE MEDICAL | GN00002779 | RSUD IBNU SINA GRESIK | SURABAYA-2 | JAWA TIMUR | GRESIK | MAIN UNIT | CUSTOMER | 30 October 2015 | GANDHI YANRANGGA | 30 October 2015 |  | 30 October 2015 | GANDHI YANRANGGA | - |  | ACTIVE
152438001 | MPESU | MEGA POWER ELECTROSURGICAL GENERATOR | IMAGING | MEGADYNE MEDICAL | GN00002779 | RSUD IBNU SINA GRESIK | SURABAYA-2 | JAWA TIMUR | GRESIK | MAIN UNIT | CUSTOMER | 30 October 2015 | GANDHI YANRANGGA | 30 October 2015 |  | 30 October 2015 | GANDHI YANRANGGA | - |  | ACTIVE
152440001 | MPESU | MEGA POWER ELECTROSURGICAL GENERATOR | IMAGING | MEGADYNE MEDICAL | GN00001413 | RSU DR TC HILLERS MAUMERE | KUPANG | NUSA TENGGARA TIMUR | MAUMERE | MAIN UNIT | CUSTOMER | 21 July 2017 | I KADEK - TSE | 21 July 2017 |  | 21 July 2017 | I KADEK - TSE | - |  | ACTIVE
152457001 | MPESU | MEGA POWER ELECTROSURGICAL GENERATOR | IMAGING | MEGADYNE MEDICAL | GN00001509 | RSUD DR. ABDOER RAHEM | JEMBER | JAWA TIMUR | SITUBONDO | MAIN UNIT | CUSTOMER | 15 May 2018 | GANDHI YANRANGGA | 15 May 2018 |  | 15 May 2018 | GANDHI YANRANGGA | - |  | ACTIVE
152458001 | MPESU | MEGA POWER ELECTROSURGICAL GENERATOR | IMAGING | MEGADYNE MEDICAL | GN00002779 | RSUD IBNU SINA GRESIK | SURABAYA-2 | JAWA TIMUR | GRESIK | MAIN UNIT | CUSTOMER | 30 October 2015 | GANDHI YANRANGGA | 30 October 2015 |  | 30 October 2015 | GANDHI YANRANGGA | - |  | ACTIVE
152459001 | MPESU | MEGA POWER ELECTROSURGICAL GENERATOR | IMAGING | MEGADYNE MEDICAL | GN00002779 | RSUD IBNU SINA GRESIK | SURABAYA-2 | JAWA TIMUR | GRESIK | MAIN UNIT | CUSTOMER | 30 October 2015 | GANDHI YANRANGGA | 30 October 2015 |  | 30 October 2015 | GANDHI YANRANGGA | - |  | ACTIVE
152460001 | MPESU | MEGA POWER ELECTROSURGICAL GENERATOR | IMAGING | MEGADYNE MEDICAL | GN00001828 | RSU WALUYO JATI KRAKSAAN | MALANG | JAWA TIMUR | PROBOLINGGO | MAIN UNIT | CUSTOMER | 5 November 2015 | GANDHI YANRANGGA | 5 November 2015 |  | 5 November 2015 | GANDHI YANRANGGA | - |  | ACTIVE
152476001 | ESUMS | ELECTROSURGICAL GENERATOR COMPLETE | IMAGING | MEGADYNE MEDICAL | GN00000357 | RSUD DR PIRNGADI | MEDAN | SUMATERA UTARA | MEDAN | MAIN UNIT | CUSTOMER | - |  | 17 July 2019 |  | - |  | - |  | ACTIVE
152477001 | MPESU | MEGA POWER ELECTROSURGICAL GENERATOR | IMAGING | MEGADYNE MEDICAL | GN00001066 | RSUD CIBINONG | BOGOR | JAWA BARAT | BOGOR | MAIN UNIT | CUSTOMER | 27 January 2017 | ARIEF SETIAWAN - TSE CP | 13 July 2015 |  | 27 January 2017 | ARIEF SETIAWAN - TSE CP | - |  | ACTIVE
152478001 | ESUMS | ELECTROSURGICAL GENERATOR COMPLETE | IMAGING | MEGADYNE MEDICAL | GN00000357 | RSUD DR PIRNGADI | MEDAN | SUMATERA UTARA | MEDAN | MAIN UNIT | CUSTOMER | - |  | 17 July 2019 |  | - |  | - |  | ACTIVE
153/II/13 | TE001 | INCUBATOR TSN910EHL | IMAGING | TESENA INOVINDO, PT | GN00000634 | RSUD RATU ZALECHA | BANJARMASIN | KALIMANTAN SELATAN | BANJARMASIN | MAIN UNIT | CUSTOMER | 13 April 2015 |  | 1 January 1900 |  | 13 April 2015 |  | - |  | ACTIVE
153/II/13 T910 SC EHL-U | TM01U | Infant Incubator Tsn910Sc |  |  | GN00000634 | RSUD RATU ZALECHA | BANJARMASIN | KALIMANTAN SELATAN | BANJARMASIN | MAIN UNIT | CUSTOMER | 10 April 2015 |  | 1 January 1900 |  | 10 April 2015 |  | - |  | ACTIVE
153043001 | MPESU | MEGA POWER ELECTROSURGICAL GENERATOR | IMAGING | MEGADYNE MEDICAL | GN00006456 | RSUD KOTA BENGKULU | BENGKULU | BENGKULU | BENGKULU | MAIN UNIT | CUSTOMER | 3 May 2017 | TRIYONO - TSE AREA BARAT | 30 November 2015 |  | 3 May 2017 | TRIYONO - TSE AREA BARAT | - |  | ACTIVE
153073001 | ESUMP | ELECTRO SURGERY GENERATOR | IMAGING | MEGADYNE MEDICAL | GN00000969 | RSUD LEMBANG | BANDUNG | JAWA BARAT | PALEMBANG | MAIN UNIT | CUSTOMER | 3 December 2015 | SUKMA WIJAYA - TSE | 3 December 2015 |  | 3 December 2015 | SUKMA WIJAYA - TSE | - |  | ACTIVE
153082001 | MPESU | MEGA POWER ELECTROSURGICAL GENERATOR | IMAGING | MEGADYNE MEDICAL | GN00000180 | RSU DUMAI | PEKAN BARU | RIAU | DUMAI | MAIN UNIT | CUSTOMER | 30 November 2015 | MULKAN | 30 November 2015 |  | 30 November 2015 | MULKAN | - |  | ACTIVE
153085001 | MPESU | MEGA POWER ELECTROSURGICAL GENERATOR | IMAGING | MEGADYNE MEDICAL | GN00006456 | RSUD KOTA BENGKULU | BENGKULU | BENGKULU | BENGKULU | MAIN UNIT | CUSTOMER | - |  | 21 December 2015 |  | - |  | - |  | ACTIVE
153086001 | MPESU | MEGA POWER ELECTROSURGICAL GENERATOR | IMAGING | MEGADYNE MEDICAL | GN00002986 | RDC PUSAT - RAWAGELAM | PUSAT | DKI JAKARTA | JAKARTA TIMUR | MAIN UNIT | EMP | 25 September 2015 | TRIYONO - TSE AREA BARAT | 1 January 1900 |  | 25 September 2015 | TRIYONO - TSE AREA BARAT | - |  | ACTIVE
153087001 | MPESU | MEGA POWER ELECTROSURGICAL GENERATOR | IMAGING | MEGADYNE MEDICAL | GN00006456 | RSUD KOTA BENGKULU | BENGKULU | BENGKULU | BENGKULU | MAIN UNIT | CUSTOMER | - |  | 21 December 2015 |  | - |  | - |  | ACTIVE
153089001 | MPESU | MEGA POWER ELECTROSURGICAL GENERATOR | IMAGING | MEGADYNE MEDICAL | GN00002986 | RDC PUSAT - RAWAGELAM | PUSAT | DKI JAKARTA | JAKARTA TIMUR | MAIN UNIT | EMP | 25 September 2015 | TRIYONO - TSE AREA BARAT | 1 January 1900 |  | 25 September 2015 | TRIYONO - TSE AREA BARAT | - |  | ACTIVE
153092001 | MPESU | MEGA POWER ELECTROSURGICAL GENERATOR | IMAGING | MEGADYNE MEDICAL | GN00002986 | RDC PUSAT - RAWAGELAM | PUSAT | DKI JAKARTA | JAKARTA TIMUR | MAIN UNIT | EMP | 28 September 2015 | TRIYONO - TSE AREA BARAT | 1 January 1900 |  | 28 September 2015 | TRIYONO - TSE AREA BARAT | - |  | ACTIVE
1531146001 | MPESU | MEGA POWER ELECTROSURGICAL GENERATOR | IMAGING | MEGADYNE MEDICAL | GN00002986 | RDC PUSAT - RAWAGELAM | PUSAT | DKI JAKARTA | JAKARTA TIMUR | MAIN UNIT | EMP | 25 September 2015 | TRIYONO - TSE AREA BARAT | 1 January 1900 |  | 25 September 2015 | TRIYONO - TSE AREA BARAT | - |  | ACTIVE
153147001 | MPESU | MEGA POWER ELECTROSURGICAL GENERATOR | IMAGING | MEGADYNE MEDICAL | GN00002986 | RDC PUSAT - RAWAGELAM | PUSAT | DKI JAKARTA | JAKARTA TIMUR | MAIN UNIT | EMP | 25 September 2015 | TRIYONO - TSE AREA BARAT | 1 January 1900 |  | 25 September 2015 | TRIYONO - TSE AREA BARAT | - |  | ACTIVE
153149001 | MPESU | MEGA POWER ELECTROSURGICAL GENERATOR | IMAGING | MEGADYNE MEDICAL | GN00000972 | RSUD SUBANG | BANDUNG | JAWA BARAT | SUBANG | MAIN UNIT | CUSTOMER | 6 December 2015 | SUKMA WIJAYA - TSE | 5 December 2015 |  | 6 December 2015 | SUKMA WIJAYA - TSE | - |  | ACTIVE
153150001 | MPESU | MEGA POWER ELECTROSURGICAL GENERATOR | IMAGING | MEGADYNE MEDICAL | GN00000972 | RSUD SUBANG | BANDUNG | JAWA BARAT | SUBANG | MAIN UNIT | CUSTOMER | 6 December 2015 | SUKMA WIJAYA - TSE | 5 December 2015 |  | 6 December 2015 | SUKMA WIJAYA - TSE | - |  | ACTIVE
153151001 | MPESU | MEGA POWER ELECTROSURGICAL GENERATOR | IMAGING | MEGADYNE MEDICAL | GN00003171 | RSUD KOTA MADIUN | KEDIRI | JAWA TIMUR | MADIUN | MAIN UNIT | CUSTOMER | - |  | 12 December 2015 |  | - |  | - |  | ACTIVE
153152001 | MPESU | MEGA POWER ELECTROSURGICAL GENERATOR | IMAGING | MEGADYNE MEDICAL | GN00002986 | RDC PUSAT - RAWAGELAM | PUSAT | DKI JAKARTA | JAKARTA TIMUR | MAIN UNIT | EMP | 25 September 2015 | TRIYONO - TSE AREA BARAT | 1 January 1900 |  | 25 September 2015 | TRIYONO - TSE AREA BARAT | - |  | ACTIVE
153153001 | MPESU | MEGA POWER ELECTROSURGICAL GENERATOR | IMAGING | MEGADYNE MEDICAL | GN00002986 | RDC PUSAT - RAWAGELAM | PUSAT | DKI JAKARTA | JAKARTA TIMUR | MAIN UNIT | EMP | 25 September 2015 | TRIYONO - TSE AREA BARAT | 1 January 1900 |  | 25 September 2015 | TRIYONO - TSE AREA BARAT | - |  | ACTIVE
153174001 | MPESU | MEGA POWER ELECTROSURGICAL GENERATOR | IMAGING | MEGADYNE MEDICAL | GN00000201 | RSUD ARIFIN ACHMAD - PEKANBARU | PEKAN BARU | RIAU | PEKANBARU | MAIN UNIT | CUSTOMER | 25 September 2015 | TRIYONO - TSE AREA BARAT | 1 January 1900 |  | 25 September 2015 | TRIYONO - TSE AREA BARAT | - |  | ACTIVE
153198001 | MPESU | MEGA POWER ELECTROSURGICAL GENERATOR | IMAGING | MEGADYNE MEDICAL | GN00002986 | RDC PUSAT - RAWAGELAM | PUSAT | DKI JAKARTA | JAKARTA TIMUR | MAIN UNIT | EMP | 25 September 2015 | TRIYONO - TSE AREA BARAT | 1 January 1900 |  | 25 September 2015 | TRIYONO - TSE AREA BARAT | - |  | ACTIVE
153200001 | MPESU | MEGA POWER ELECTROSURGICAL GENERATOR | IMAGING | MEGADYNE MEDICAL | GN00001066 | RSUD CIBINONG | BOGOR | JAWA BARAT | BOGOR | MAIN UNIT | CUSTOMER | 27 January 2017 | ARIEF SETIAWAN - TSE CP | 13 November 2015 |  | 27 January 2017 | ARIEF SETIAWAN - TSE CP | - |  | ACTIVE
153210001 | MPESU | MEGA POWER ELECTROSURGICAL GENERATOR | IMAGING | MEGADYNE MEDICAL | GN00000201 | RSUD ARIFIN ACHMAD - PEKANBARU | PEKAN BARU | RIAU | PEKANBARU | MAIN UNIT | CUSTOMER | 25 September 2015 | FARIDA ADELINA | 1 January 1900 |  | 25 September 2015 | FARIDA ADELINA | - |  | ACTIVE
153212001 | MPESU | MEGA POWER ELECTROSURGICAL GENERATOR | IMAGING | MEGADYNE MEDICAL | GN00000201 | RSUD ARIFIN ACHMAD - PEKANBARU | PEKAN BARU | RIAU | PEKANBARU | MAIN UNIT | CUSTOMER | 16 April 2018 | TRIYONO - TSE AREA BARAT | 12 March 2015 |  | 16 April 2018 | TRIYONO - TSE AREA BARAT | - |  | ACTIVE
153214001 | MPESU | MEGA POWER ELECTROSURGICAL GENERATOR | IMAGING | MEGADYNE MEDICAL | GN00000201 | RSUD ARIFIN ACHMAD - PEKANBARU | PEKAN BARU | RIAU | PEKANBARU | MAIN UNIT | CUSTOMER | 16 April 2018 | TRIYONO - TSE AREA BARAT | 16 June 2015 |  | 16 April 2018 | TRIYONO - TSE AREA BARAT | - |  | ACTIVE
153222001 | MPESU | MEGA POWER ELECTROSURGICAL GENERATOR | IMAGING | MEGADYNE MEDICAL | GN00000201 | RSUD ARIFIN ACHMAD - PEKANBARU | PEKAN BARU | RIAU | PEKANBARU | MAIN UNIT | CUSTOMER | 28 September 2015 | TRIYONO - TSE AREA BARAT | 1 January 1900 |  | 28 September 2015 | TRIYONO - TSE AREA BARAT | - |  | ACTIVE
153223001 | MPESU | MEGA POWER ELECTROSURGICAL GENERATOR | IMAGING | MEGADYNE MEDICAL | GN00003001 | PT. ENSEVAL MEDIKA PRIMA - HO | PUSAT | DKI JAKARTA | JAKARTA TIMUR | MAIN UNIT | CUSTOMER | 25 August 2017 | ATHMA SYUKMA - HPQ | 14 September 2016 |  | 25 August 2017 | ATHMA SYUKMA - HPQ | - |  | ACTIVE
153236001 | MPESU | MEGA POWER ELECTROSURGICAL GENERATOR | IMAGING | MEGADYNE MEDICAL | GN00001333 | RSUD BULELENG (RSUD SINGARAJA) | DENPASAR | BALI | BULELENG | MAIN UNIT | CUSTOMER | 5 April 2017 | ARIEF SETIAWAN - TSE CP | 1 January 1900 |  | 5 April 2017 | ARIEF SETIAWAN - TSE CP | - |  | ACTIVE
153253001 | MPESU | MEGA POWER ELECTROSURGICAL GENERATOR | IMAGING | MEGADYNE MEDICAL | GN00003087 | RSU PROV BAHTERAMAS | MAKASSAR | SULAWESI SELATAN | MAKASSAR | MAIN UNIT | CUSTOMER | 5 April 2017 | ARIEF SETIAWAN - TSE CP | 7 March 2016 |  | 5 April 2017 | ARIEF SETIAWAN - TSE CP | - |  | ACTIVE
153255001 | MPESU | MEGA POWER ELECTROSURGICAL GENERATOR | IMAGING | MEGADYNE MEDICAL | GN00001135 | RSUD ADJIDARMO | TANGERANG | BANTEN | RANGKASBITUNG | MAIN UNIT | CUSTOMER | 5 April 2017 | ARIEF SETIAWAN - TSE CP | 3 October 2016 |  | 5 April 2017 | ARIEF SETIAWAN - TSE CP | - |  | ACTIVE
153272001 | MPESU | MEGA POWER ELECTROSURGICAL GENERATOR | IMAGING | MEGADYNE MEDICAL | GN00002986 | RDC PUSAT - RAWAGELAM | PUSAT | DKI JAKARTA | JAKARTA TIMUR | MAIN UNIT | EMP | 18 April 2017 | ARIEF SETIAWAN - TSE CP | 10 April 2017 |  | 18 April 2017 | ARIEF SETIAWAN - TSE CP | - |  | ACTIVE
153275001 | MPESU | MEGA POWER ELECTROSURGICAL GENERATOR | IMAGING | MEGADYNE MEDICAL | GN00002457 | RSU PARE | KEDIRI | JAWA TIMUR | KEDIRI | MAIN UNIT | CUSTOMER | 10 May 2016 | ZENZEN | 10 May 2016 |  | 10 May 2016 | ZENZEN | - |  | ACTIVE
153276001 | MPESU | MEGA POWER ELECTROSURGICAL GENERATOR | IMAGING | MEGADYNE MEDICAL | GN00002457 | RSU PARE | KEDIRI | JAWA TIMUR | KEDIRI | MAIN UNIT | CUSTOMER | 10 May 2016 | ZENZEN | 10 May 2016 |  | 10 May 2016 | ZENZEN | - |  | ACTIVE
153281001 | MPESU | MEGA POWER ELECTROSURGICAL GENERATOR | IMAGING | MEGADYNE MEDICAL | GN00000522 | RSUD DR. SOETIJONO BLORA | SEMARANG | JAWA TENGAH | BLORA | MAIN UNIT | CUSTOMER | 9 June 2016 | ANDRIAS NUGROHO - TSE | 7 April 2016 |  | 9 June 2016 | ANDRIAS NUGROHO - TSE | - |  | ACTIVE
153293001 | MPESU | MEGA POWER ELECTROSURGICAL GENERATOR | IMAGING | MEGADYNE MEDICAL | GN00000522 | RSUD DR. SOETIJONO BLORA | SEMARANG | JAWA TENGAH | BLORA | MAIN UNIT | CUSTOMER | 9 June 2016 | ANDRIAS NUGROHO - TSE | 7 April 2016 |  | 9 June 2016 | ANDRIAS NUGROHO - TSE | - |  | ACTIVE
153308001 | MPESU | MEGA POWER ELECTROSURGICAL GENERATOR | IMAGING | MEGADYNE MEDICAL | GN00000972 | RSUD SUBANG | BANDUNG | JAWA BARAT | SUBANG | MAIN UNIT | CUSTOMER | 4 April 2016 | SUKMA WIJAYA - TSE | 4 April 2016 |  | 4 April 2016 | SUKMA WIJAYA - TSE | - |  | ACTIVE
153313001 | MPESU | MEGA POWER ELECTROSURGICAL GENERATOR | IMAGING | MEGADYNE MEDICAL | GN00000972 | RSUD SUBANG | BANDUNG | JAWA BARAT | SUBANG | MAIN UNIT | CUSTOMER | 4 April 2016 | SUKMA WIJAYA - TSE | 4 April 2016 |  | 4 April 2016 | SUKMA WIJAYA - TSE | - |  | ACTIVE
153319001 | MPESU | MEGA POWER ELECTROSURGICAL GENERATOR | IMAGING | MEGADYNE MEDICAL | GN00002986 | RDC PUSAT - RAWAGELAM | PUSAT | DKI JAKARTA | JAKARTA TIMUR | MAIN UNIT | EMP | 25 September 2015 | TRIYONO - TSE AREA BARAT | 1 January 1900 |  | 25 September 2015 | TRIYONO - TSE AREA BARAT | - |  | ACTIVE
153322001 | MPESU | MEGA POWER ELECTROSURGICAL GENERATOR | IMAGING | MEGADYNE MEDICAL | GN00002986 | RDC PUSAT - RAWAGELAM | PUSAT | DKI JAKARTA | JAKARTA TIMUR | MAIN UNIT | EMP | 28 September 2015 | TRIYONO - TSE AREA BARAT | 1 January 1900 |  | 28 September 2015 | TRIYONO - TSE AREA BARAT | - |  | ACTIVE
153363001 | MPESU | MEGA POWER ELECTROSURGICAL GENERATOR | IMAGING | MEGADYNE MEDICAL | GN00006456 | RSUD KOTA BENGKULU | BENGKULU | BENGKULU | BENGKULU | MAIN UNIT | CUSTOMER | 5 April 2017 | ARIEF SETIAWAN - TSE CP | 7 March 2016 |  | 5 April 2017 | ARIEF SETIAWAN - TSE CP | - |  | ACTIVE
153364001 | MPESU | MEGA POWER ELECTROSURGICAL GENERATOR | IMAGING | MEGADYNE MEDICAL | GN00002160 | RSU HAJI SURABAYA | SURABAYA-1 | JAWA TIMUR | SURABAYA | MAIN UNIT | CUSTOMER | 20 May 2016 | ZENZEN | 20 May 2016 |  | 20 May 2016 | ZENZEN | - |  | ACTIVE
153368001 | MPESU | MEGA POWER ELECTROSURGICAL GENERATOR | IMAGING | MEGADYNE MEDICAL | GN00001472 | RS Orthopedi Prof Dr R Soeharso - ahmad yani | SOLO | JAWA TENGAH | SURAKARTA | MAIN UNIT | CUSTOMER | 18 May 2016 | RAKHMAT | 17 May 2016 |  | 18 May 2016 | RAKHMAT | - |  | ACTIVE
153369001 | MPESU | MEGA POWER ELECTROSURGICAL GENERATOR | IMAGING | MEGADYNE MEDICAL | GN00001472 | RS Orthopedi Prof Dr R Soeharso - ahmad yani | SOLO | JAWA TENGAH | SURAKARTA | MAIN UNIT | CUSTOMER | 18 May 2016 | RAKHMAT | 17 May 2016 |  | 18 May 2016 | RAKHMAT | - |  | ACTIVE
153370001 | MPESU | MEGA POWER ELECTROSURGICAL GENERATOR | IMAGING | MEGADYNE MEDICAL | GN00002986 | RDC PUSAT - RAWAGELAM | PUSAT | DKI JAKARTA | JAKARTA TIMUR | MAIN UNIT | EMP | 28 September 2015 | TRIYONO - TSE AREA BARAT | 1 January 1900 |  | 28 September 2015 | TRIYONO - TSE AREA BARAT | - |  | ACTIVE
153381001 | MPESU | MEGA POWER ELECTROSURGICAL GENERATOR | IMAGING | MEGADYNE MEDICAL | GN00001472 | RS Orthopedi Prof Dr R Soeharso - ahmad yani | SOLO | JAWA TENGAH | SURAKARTA | MAIN UNIT | CUSTOMER | 18 May 2016 | RAKHMAT | 17 May 2016 |  | 18 May 2016 | RAKHMAT | - |  | ACTIVE
153382001 | MPESU | MEGA POWER ELECTROSURGICAL GENERATOR | IMAGING | MEGADYNE MEDICAL | GN00001472 | RS Orthopedi Prof Dr R Soeharso - ahmad yani | SOLO | JAWA TENGAH | SURAKARTA | MAIN UNIT | CUSTOMER | 18 May 2016 | RAKHMAT | 17 May 2016 |  | 18 May 2016 | RAKHMAT | - |  | ACTIVE
153408001 | MPESU | MEGA POWER ELECTROSURGICAL GENERATOR | IMAGING | MEGADYNE MEDICAL | GN00000460 | RSUD DR ZAINOEL ABIDIN | BANDA ACEH | ACEH | BANDA ACEH | MAIN UNIT | CUSTOMER | 28 April 2016 | ARBIANSYAH - TSE | 28 April 2016 |  | 28 April 2016 | ARBIANSYAH - TSE | - |  | ACTIVE
153427001 | MPESU | MEGA POWER ELECTROSURGICAL GENERATOR | IMAGING | MEGADYNE MEDICAL | GN00001071 | RSUD CIMACAN | SUKABUMI | JAWA BARAT | CIANJUR | MAIN UNIT | CUSTOMER | 31 October 2015 | BUDI SUROSO - TSE | 30 September 2015 |  | 31 October 2015 | BUDI SUROSO - TSE | - |  | ACTIVE
153430001 | MPESU | MEGA POWER ELECTROSURGICAL GENERATOR | IMAGING | MEGADYNE MEDICAL | GN00001771 | RSUD DR WAHIDIN SUDIROHUSODO | MAKASSAR | SULAWESI SELATAN | MAKASSAR | MAIN UNIT | CUSTOMER | 17 November 2015 | HARI UDI RAHARJO - TSE | 17 November 2015 |  | 17 November 2015 | HARI UDI RAHARJO - TSE | - |  | ACTIVE
153432001 | MPESU | MEGA POWER ELECTROSURGICAL GENERATOR | IMAGING | MEGADYNE MEDICAL | GN00002986 | RDC PUSAT - RAWAGELAM | PUSAT | DKI JAKARTA | JAKARTA TIMUR | MAIN UNIT | EMP | 10 March 2017 | ANTONIUS SAGITA - KALIBRASI | 1 January 1900 |  | 10 March 2017 | ANTONIUS SAGITA - KALIBRASI | - |  | ACTIVE
153434001 | MPESU | MEGA POWER ELECTROSURGICAL GENERATOR | IMAGING | MEGADYNE MEDICAL | GN00002463 | RSUD DR SOEDONO | KEDIRI | JAWA TIMUR | MADIUN | MAIN UNIT | CUSTOMER | 18 November 2015 | GANDHI YANRANGGA | 18 November 2015 |  | 18 November 2015 | GANDHI YANRANGGA | - |  | ACTIVE
153451001 | MPESU | MEGA POWER ELECTROSURGICAL GENERATOR | IMAGING | MEGADYNE MEDICAL | GN00007060 | RSUD MEURAXA | BANDA ACEH | ACEH | BANDA ACEH | MAIN UNIT | CUSTOMER | 5 April 2017 | ARIEF SETIAWAN - TSE CP | 1 July 2016 |  | 5 April 2017 | ARIEF SETIAWAN - TSE CP | - |  | ACTIVE
153500001 | MPESU | MEGA POWER ELECTROSURGICAL GENERATOR | IMAGING | MEGADYNE MEDICAL | GN00002463 | RSUD DR SOEDONO | KEDIRI | JAWA TIMUR | MADIUN | MAIN UNIT | CUSTOMER | 18 November 2015 | GANDHI YANRANGGA | 18 November 2015 |  | 18 November 2015 | GANDHI YANRANGGA | - |  | ACTIVE
153505001 | MPESU | MEGA POWER ELECTROSURGICAL GENERATOR | IMAGING | MEGADYNE MEDICAL | GN00000460 | RSUD DR ZAINOEL ABIDIN | BANDA ACEH | ACEH | BANDA ACEH | MAIN UNIT | CUSTOMER | 28 April 2016 | ARBIANSYAH - TSE | 28 April 2016 |  | 28 April 2016 | ARBIANSYAH - TSE | - |  | ACTIVE
153506001 | MPESU | MEGA POWER ELECTROSURGICAL GENERATOR | IMAGING | MEGADYNE MEDICAL | GN00002463 | RSUD DR SOEDONO | KEDIRI | JAWA TIMUR | MADIUN | MAIN UNIT | CUSTOMER | 18 November 2015 | GANDHI YANRANGGA | 18 November 2015 |  | 18 November 2015 | GANDHI YANRANGGA | - |  | ACTIVE
153527001 | MPESU | MEGA POWER ELECTROSURGICAL GENERATOR | IMAGING | MEGADYNE MEDICAL | GN00000638 | RSUD DAMANHURI BARABAI | BANJARMASIN | KALIMANTAN SELATAN | BANJARMASIN | MAIN UNIT | CUSTOMER | 3 December 2015 | RAKHMAT | 30 November 2015 |  | 3 December 2015 | RAKHMAT | - |  | ACTIVE
153531001 | MPESU | MEGA POWER ELECTROSURGICAL GENERATOR | IMAGING | MEGADYNE MEDICAL | GN00000460 | RSUD DR ZAINOEL ABIDIN | BANDA ACEH | ACEH | BANDA ACEH | MAIN UNIT | CUSTOMER | 28 April 2016 | ARBIANSYAH - TSE | 28 April 2016 |  | 28 April 2016 | ARBIANSYAH - TSE | - |  | ACTIVE
153564 | A8430 | SLIDE DRYING HOTPLATE SLIMLINE 230V 50/60HZ | DIAGNOSTIC 2 | THERMO FISHER SCIEN. HK | GN00002986 | RDC PUSAT - RAWAGELAM | PUSAT | DKI JAKARTA | JAKARTA TIMUR | MAIN UNIT | EMP | - |  | - |  | 30 October 2023 | LEO LANANG SIGIT - TSE CP | - |  | ACTIVE
153568 | A8430 | SLIDE DRYING HOTPLATE SLIMLINE 230V 50/60HZ | DIAGNOSTIC 2 | THERMO FISHER SCIEN. HK | GN23110014 | AMANAH PREMIERE CLINIC | BANJARMASIN | KALIMANTAN SELATAN | BANJARMASIN | MAIN UNIT | CUSTOMER | - |  | 27 December 2023 |  | 30 October 2023 | LEO LANANG SIGIT - TSE CP | 2 January 2024 | ANDI ISMAIL - SPV TSE TIMUR | ACTIVE
153596001 | MPESU | MEGA POWER ELECTROSURGICAL GENERATOR | IMAGING | MEGADYNE MEDICAL | GN00007060 | RSUD MEURAXA | BANDA ACEH | ACEH | BANDA ACEH | MAIN UNIT | CUSTOMER | 17 October 2016 | ARBIANSYAH - TSE | 17 October 2016 |  | 17 October 2016 | ARBIANSYAH - TSE | - |  | ACTIVE
153597001 | MPESU | MEGA POWER ELECTROSURGICAL GENERATOR | IMAGING | MEGADYNE MEDICAL | GN00007060 | RSUD MEURAXA | BANDA ACEH | ACEH | BANDA ACEH | MAIN UNIT | CUSTOMER | 5 April 2017 | ARIEF SETIAWAN - TSE CP | 1 July 2016 |  | 5 April 2017 | ARIEF SETIAWAN - TSE CP | - |  | ACTIVE
153599001 | MPESU | MEGA POWER ELECTROSURGICAL GENERATOR | IMAGING | MEGADYNE MEDICAL | GN00001413 | RSU DR TC HILLERS MAUMERE | KUPANG | NUSA TENGGARA TIMUR | MAUMERE | MAIN UNIT | CUSTOMER | - |  | 16 January 2016 |  | - |  | - |  | ACTIVE
154/I/13 | BD910 |  |  |  | GN00001803 | RSUD BANYUDONO | SOLO | JAWA TENGAH | BOYOLALI | MAIN UNIT | CUSTOMER | 10 April 2015 |  | 1 January 1900 |  | 10 April 2015 |  | - |  | INACTIVE
154/V/13 | TE001 | INCUBATOR TSN910EHL | IMAGING | TESENA INOVINDO, PT | GN00000634 | RSUD RATU ZALECHA | BANJARMASIN | KALIMANTAN SELATAN | BANJARMASIN | MAIN UNIT | CUSTOMER | 13 April 2015 |  | 1 January 1900 |  | 13 April 2015 |  | - |  | ACTIVE
154/V/13 T910 SC EHL-U | TM01U | Infant Incubator Tsn910Sc |  |  | GN00000634 | RSUD RATU ZALECHA | BANJARMASIN | KALIMANTAN SELATAN | BANJARMASIN | MAIN UNIT | CUSTOMER | 10 April 2015 |  | 1 January 1900 |  | 10 April 2015 |  | - |  | ACTIVE
154597CB2305 | A8430 | SLIDE DRYING HOTPLATE SLIMLINE 230V 50/60HZ | DIAGNOSTIC 2 | THERMO FISHER SCIEN. HK | GN22080009 | ATTIN HOSPITAL BAWEN | SEMARANG | JAWA TENGAH | SEMARANG | MAIN UNIT | CUSTOMER | - |  | 2 January 2024 |  | 30 October 2023 | LEO LANANG SIGIT - TSE CP | 9 February 2024 | ANDI ISMAIL - SPV TSE TIMUR | ACTIVE
154598CB2305 | A8430 | SLIDE DRYING HOTPLATE SLIMLINE 230V 50/60HZ | DIAGNOSTIC 2 | THERMO FISHER SCIEN. HK | GN00001788 | RSUD DR RSOEDJATI SOEMODIARDJO GROBOGAN | SOLO | JAWA TENGAH | PURWODADI | MAIN UNIT | EMP | - |  | 24 January 2024 | ANDRIAS NUGROHO - TSE | 30 October 2023 | LEO LANANG SIGIT - TSE CP | 24 January 2024 | ANDRIAS NUGROHO - TSE | ACTIVE
154600CB2305 | A8430 | SLIDE DRYING HOTPLATE SLIMLINE 230V 50/60HZ | DIAGNOSTIC 2 | THERMO FISHER SCIEN. HK | GN23080003 | RSUD AJI BATARA AGUNG DEWA SAKTI SAMBOJA | BALIKPAPAN | KALIMANTAN TIMUR | BALIKPAPAN | MAIN UNIT | CUSTOMER | - |  | 8 January 2024 |  | 30 October 2023 | LEO LANANG SIGIT - TSE CP | 9 February 2024 | ANDI ISMAIL - SPV TSE TIMUR | ACTIVE
154601CB2305 | A8430 | SLIDE DRYING HOTPLATE SLIMLINE 230V 50/60HZ | DIAGNOSTIC 2 | THERMO FISHER SCIEN. HK | GN24060010 | RS PRIMAYA MAKASSAR | MAKASSAR | SULAWESI SELATAN | MAKASSAR | MAIN UNIT | CUSTOMER | - |  | 13 March 2024 |  | 30 October 2023 | LEO LANANG SIGIT - TSE CP | 10 June 2024 | ANDI ISMAIL - SPV TSE TIMUR | ACTIVE
154602CB2305 | A8430 | SLIDE DRYING HOTPLATE SLIMLINE 230V 50/60HZ | DIAGNOSTIC 2 | THERMO FISHER SCIEN. HK | GN00002818 | PT. INNOLAB SAINS INTERNATIONAL ( KALGEN INNOLAB ) | JAKARTA-1 | DKI JAKARTA | JAKARTA TIMUR | MAIN UNIT | CUSTOMER | - |  | 6 May 2024 |  | 30 October 2023 | LEO LANANG SIGIT - TSE CP | 16 January 2025 | SAHID DERMAWAN - SPV TSE BARAT | ACTIVE
154603CB2305 | A8430 | SLIDE DRYING HOTPLATE SLIMLINE 230V 50/60HZ | DIAGNOSTIC 2 | THERMO FISHER SCIEN. HK | GN00000638 | RSUD DAMANHURI BARABAI | BANJARMASIN | KALIMANTAN SELATAN | BANJARMASIN | MAIN UNIT | CUSTOMER | - |  | 21 June 2024 |  | 30 October 2023 | LEO LANANG SIGIT - TSE CP | 24 June 2024 | ANDI ISMAIL - SPV TSE TIMUR | ACTIVE
1549 | SAS09 | ALLEN WRENCH (FOR AUTOPSY 10000) | DIAGNOSTIC 2 | SHANDON DIAGNOSTICS Ltd. | GN00000009 | RSU DR CIPTO MANGUNKUSUMO | JAKARTA-1 | DKI JAKARTA | JAKARTA PUSAT | MAIN UNIT | CUSTOMER | - |  | 1 January 2011 |  | - |  | - |  | INACTIVE
155/I/13 | BD910 |  |  |  | GN00001060 | RS TRIMITRA CIBINONG (TRI MITRA) | BOGOR | JAWA BARAT | CIBINONG | MAIN UNIT | CUSTOMER | 1 February 1990 | LEONARDUS ADI | 1 January 2012 |  | 1 February 1990 | LEONARDUS ADI | - |  | INACTIVE
156/I/13 | BD910 |  |  |  | GN00001803 | RSUD BANYUDONO | SOLO | JAWA TENGAH | BOYOLALI | MAIN UNIT | CUSTOMER | 10 April 2015 |  | 1 January 1900 |  | 10 April 2015 |  | - |  | INACTIVE
15677420 | FC530 | IP CASS-CC BW PB 15X30 | IMAGING | FUJIFILM INDONESIA, PT. | GN00008616 | LAB KLINIK UTAMA | PURWOKERTO | JAWA TENGAH | PURWOKERTO | ACCESSORIES | EMP | - |  | 26 September 2018 |  | - |  | - |  | ACTIVE
157/I/13 | BD910 |  |  |  | GN00002145 | RSIA AMINAH, BLITAR | MALANG | JAWA TIMUR | BLITAR | MAIN UNIT | CUSTOMER | 10 April 2015 |  | 1 January 1900 |  | 10 April 2015 |  | - |  | INACTIVE
157/X/13 | EH910 |  |  |  | GN00006640 | SANTOSA HOSPITAL KOPO | BANDUNG | JAWA BARAT | BANDUNG | MAIN UNIT | CUSTOMER | 7 October 2014 | SUKMA WIJAYA - TSE | 6 October 2014 |  | 7 October 2014 | SUKMA WIJAYA - TSE | - |  | INACTIVE
157159CB2311 | A8430 | SLIDE DRYING HOTPLATE SLIMLINE 230V 50/60HZ | DIAGNOSTIC 2 | THERMO FISHER SCIEN. HK | GN00000069 | RSUD DR HI ABDUL MOELOEK | BANDAR LAMPUNG | LAMPUNG | BANDAR LAMPUNG | MAIN UNIT | CUSTOMER | - |  | 21 May 2024 |  | 15 March 2024 | LEO LANANG SIGIT - TSE CP | 28 May 2024 | SAHID DERMAWAN - SPV TSE BARAT | ACTIVE
157170CB2311 | A8430 | SLIDE DRYING HOTPLATE SLIMLINE 230V 50/60HZ | DIAGNOSTIC 2 | THERMO FISHER SCIEN. HK | GN00000855 | RS STELLA MARIS | MAKASSAR | SULAWESI SELATAN | MAKASSAR | MAIN UNIT | CUSTOMER | - |  | 7 November 2024 |  | 15 March 2024 | LEO LANANG SIGIT - TSE CP | 2 December 2024 | SAHID DERMAWAN - SPV TSE BARAT | ACTIVE
157176CB2311 | A8430 | SLIDE DRYING HOTPLATE SLIMLINE 230V 50/60HZ | DIAGNOSTIC 2 | THERMO FISHER SCIEN. HK | GN17060075 | CIPUTRA MITRA HOSPITAL | BANJARMASIN | KALIMANTAN SELATAN | BANJARMASIN | MAIN UNIT | CUSTOMER | - |  | 4 September 2024 |  | 15 March 2024 | LEO LANANG SIGIT - TSE CP | 9 September 2024 | ANDI ISMAIL - SPV TSE TIMUR | ACTIVE
157276CB2311 | A8460 | TISSUE SECTION BATH ROUND DIGITAL 230V 50/60HZ | DIAGNOSTIC 2 | THERMO FISHER SCIEN. HK | GN00002986 | RDC PUSAT - RAWAGELAM | PUSAT | DKI JAKARTA | JAKARTA TIMUR | MAIN UNIT | EMP | - |  | - |  | 5 April 2024 | LEO LANANG SIGIT - TSE CP | - |  | ACTIVE
157278CB2311 | A8460 | TISSUE SECTION BATH ROUND DIGITAL 230V 50/60HZ | DIAGNOSTIC 2 | THERMO FISHER SCIEN. HK | GN24120001 | FAK KEDOKTERAN UNIV ANDALAS | PADANG | SUMATERA BARAT | PADANG | MAIN UNIT | CUSTOMER | - |  | 4 December 2024 |  | 5 April 2024 | LEO LANANG SIGIT - TSE CP | 6 January 2025 | SAHID DERMAWAN - SPV TSE BARAT | ACTIVE
157279CB2311 | A8460 | TISSUE SECTION BATH ROUND DIGITAL 230V 50/60HZ | DIAGNOSTIC 2 | THERMO FISHER SCIEN. HK | GN00002986 | RDC PUSAT - RAWAGELAM | PUSAT | DKI JAKARTA | JAKARTA TIMUR | MAIN UNIT | EMP | - |  | - |  | 15 March 2024 | LEO LANANG SIGIT - TSE CP | - |  | ACTIVE
157285CB2311 | A8460 | TISSUE SECTION BATH ROUND DIGITAL 230V 50/60HZ | DIAGNOSTIC 2 | THERMO FISHER SCIEN. HK | GN00000772 | RSU DAYA | MAKASSAR | SULAWESI SELATAN | MAKASSAR | MAIN UNIT | EMP | - |  | 5 April 2022 |  | 5 April 2024 | LEO LANANG SIGIT - TSE CP | 24 January 2025 | ANDI ISMAIL - SPV TSE TIMUR | ACTIVE
157288CB2311 | A8460 | TISSUE SECTION BATH ROUND DIGITAL 230V 50/60HZ | DIAGNOSTIC 2 | THERMO FISHER SCIEN. HK | GN00002986 | RDC PUSAT - RAWAGELAM | PUSAT | DKI JAKARTA | JAKARTA TIMUR | MAIN UNIT | EMP | - |  | - |  | 5 April 2024 | LEO LANANG SIGIT - TSE CP | - |  | ACTIVE
157289CB2311 | A8460 | TISSUE SECTION BATH ROUND DIGITAL 230V 50/60HZ | DIAGNOSTIC 2 | THERMO FISHER SCIEN. HK | GN00000009 | RSU DR CIPTO MANGUNKUSUMO | JAKARTA-1 | DKI JAKARTA | JAKARTA PUSAT | MAIN UNIT | CUSTOMER | - |  | 3 March 2025 |  | 5 April 2024 | LEO LANANG SIGIT - TSE CP | 27 March 2025 | SAHID DERMAWAN - SPV TSE BARAT | ACTIVE
157291CB2311 | A8460 | TISSUE SECTION BATH ROUND DIGITAL 230V 50/60HZ | DIAGNOSTIC 2 | THERMO FISHER SCIEN. HK | GN20060001 | RS. HELSA JATIRAHAYU | BEKASI | JAWA BARAT | BEKASI | MAIN UNIT | CUSTOMER | - |  | 24 June 2025 |  | 4 April 2024 | LEO LANANG SIGIT - TSE CP | 1 July 2025 | SAHID DERMAWAN - SPV TSE BARAT | ACTIVE
157297CB2311 | A8460 | TISSUE SECTION BATH ROUND DIGITAL 230V 50/60HZ | DIAGNOSTIC 2 | THERMO FISHER SCIEN. HK | GN23070011 | RSUD BATARA SIANG | MAKASSAR | SULAWESI SELATAN | MAKASSAR | MAIN UNIT | CUSTOMER | - |  | 26 June 2025 |  | 4 April 2024 | LEO LANANG SIGIT - TSE CP | 1 July 2025 | SAHID DERMAWAN - SPV TSE BARAT | ACTIVE
157298CB2311 | A8460 | TISSUE SECTION BATH ROUND DIGITAL 230V 50/60HZ | DIAGNOSTIC 2 | THERMO FISHER SCIEN. HK | GN00000855 | RS STELLA MARIS | MAKASSAR | SULAWESI SELATAN | MAKASSAR | MAIN UNIT | CUSTOMER | - |  | 7 November 2024 |  | 15 March 2024 | LEO LANANG SIGIT - TSE CP | 2 December 2024 | SAHID DERMAWAN - SPV TSE BARAT | ACTIVE
157300CB2311 | A8460 | TISSUE SECTION BATH ROUND DIGITAL 230V 50/60HZ | DIAGNOSTIC 2 | THERMO FISHER SCIEN. HK | GN00002986 | RDC PUSAT - RAWAGELAM | PUSAT | DKI JAKARTA | JAKARTA TIMUR | MAIN UNIT | EMP | - |  | - |  | 15 March 2024 | LEO LANANG SIGIT - TSE CP | - |  | ACTIVE
157301CB2311 | A8460 | TISSUE SECTION BATH ROUND DIGITAL 230V 50/60HZ | DIAGNOSTIC 2 | THERMO FISHER SCIEN. HK | GN22030056 | RSUD LINGGAJATI KUNINGAN | CIREBON | JAWA BARAT | CIREBON | MAIN UNIT | CUSTOMER | - |  | 24 July 2024 |  | 15 March 2024 | LEO LANANG SIGIT - TSE CP | 6 August 2024 | SAHID DERMAWAN - SPV TSE BARAT | ACTIVE
157302CB2311 | A8460 | TISSUE SECTION BATH ROUND DIGITAL 230V 50/60HZ | DIAGNOSTIC 2 | THERMO FISHER SCIEN. HK | GN00003001 | PT. ENSEVAL MEDIKA PRIMA - HO | PUSAT | DKI JAKARTA | JAKARTA TIMUR | MAIN UNIT | EMP | - |  | - |  | 15 March 2024 | LEO LANANG SIGIT - TSE CP | - |  | ACTIVE
157324CB2311 | A8460 | TISSUE SECTION BATH ROUND DIGITAL 230V 50/60HZ | DIAGNOSTIC 2 | THERMO FISHER SCIEN. HK | GN00001322 | RS Emma | SURABAYA-1 | JAWA TIMUR |  | MAIN UNIT | CUSTOMER | - |  | 12 June 2025 |  | 4 April 2024 | LEO LANANG SIGIT - TSE CP | 19 June 2025 | SAHID DERMAWAN - SPV TSE BARAT | ACTIVE
157325CB2311 | A8460 | TISSUE SECTION BATH ROUND DIGITAL 230V 50/60HZ | DIAGNOSTIC 2 | THERMO FISHER SCIEN. HK | GN21050022 | RSUD PANDEGA PANGANDARAN | TASIKMALAYA | JAWA BARAT | TASIKMALAYA | MAIN UNIT | CUSTOMER | - |  | 26 June 2025 |  | 4 April 2024 | LEO LANANG SIGIT - TSE CP | 1 July 2025 | SAHID DERMAWAN - SPV TSE BARAT | ACTIVE
157326CB2311 | A8460 | TISSUE SECTION BATH ROUND DIGITAL 230V 50/60HZ | DIAGNOSTIC 2 | THERMO FISHER SCIEN. HK | GN00006134 | RS BUDHI ASIH SERANG | TANGERANG | BANTEN | TANGERANG | MAIN UNIT | CUSTOMER | - |  | 9 September 2025 |  | 4 April 2024 | LEO LANANG SIGIT - TSE CP | 2 October 2025 | SAHID DERMAWAN - SPV TSE BARAT | ACTIVE
157718/ASP | ASN3U | Nivec 3 Aerosol Nebulizer |  |  | GN00003209 | RSIA MUHAMMADIYAH TAMAN PURING | JAKARTA-2 | DKI JAKARTA | JAKARTA SELATAN | MAIN UNIT | CUSTOMER | 26 September 2016 |  | 1 June 2012 |  | 26 September 2016 |  | - |  | INACTIVE
157719/ASP | ASN3U | Nivec 3 Aerosol Nebulizer |  |  | GN00003209 | RSIA MUHAMMADIYAH TAMAN PURING | JAKARTA-2 | DKI JAKARTA | JAKARTA SELATAN | MAIN UNIT | CUSTOMER | 26 September 2016 |  | 1 June 2012 |  | 26 September 2016 |  | - |  | INACTIVE
157720/ASP | ASN3U | Nivec 3 Aerosol Nebulizer |  |  | GN00003209 | RSIA MUHAMMADIYAH TAMAN PURING | JAKARTA-2 | DKI JAKARTA | JAKARTA SELATAN | MAIN UNIT | CUSTOMER | 26 September 2016 |  | 1 June 2012 |  | 26 September 2016 |  | - |  | INACTIVE
157724 | ASN3U | Nivec 3 Aerosol Nebulizer |  |  | GN00002307 | RSUD DR TENGKU MANSYUR | MEDAN | SUMATERA UTARA | MEDAN | MAIN UNIT | CUSTOMER | 23 June 2016 |  | 1 January 2013 |  | 23 June 2016 |  | - |  | INACTIVE
157730CB2401 | A8430 | SLIDE DRYING HOTPLATE SLIMLINE 230V 50/60HZ | DIAGNOSTIC 2 | THERMO FISHER SCIEN. HK | GN00002463 | RSUD DR SOEDONO | KEDIRI | JAWA TIMUR | MADIUN | MAIN UNIT | CUSTOMER | - |  | 28 June 2024 |  | 5 April 2024 | LEO LANANG SIGIT - TSE CP | 2 July 2024 | ANDI ISMAIL - SPV TSE TIMUR | ACTIVE
157731CB2401 | A8430 | SLIDE DRYING HOTPLATE SLIMLINE 230V 50/60HZ | DIAGNOSTIC 2 | THERMO FISHER SCIEN. HK | GN19080004 | RSUD Bumi Panua | MANADO | GORONTALO | GORONTALO | MAIN UNIT | CUSTOMER | - |  | 4 September 2024 |  | 5 April 2024 | LEO LANANG SIGIT - TSE CP | 9 September 2024 | ANDI ISMAIL - SPV TSE TIMUR | ACTIVE
157732CB | A8430 | SLIDE DRYING HOTPLATE SLIMLINE 230V 50/60HZ | DIAGNOSTIC 2 | THERMO FISHER SCIEN. HK | GN00002986 | RDC PUSAT - RAWAGELAM | PUSAT | DKI JAKARTA | JAKARTA TIMUR | MAIN UNIT | EMP | - |  | - |  | 5 April 2024 | LEO LANANG SIGIT - TSE CP | - |  | ACTIVE
157733CB2401 | A8430 | SLIDE DRYING HOTPLATE SLIMLINE 230V 50/60HZ | DIAGNOSTIC 2 | THERMO FISHER SCIEN. HK | GN00000794 | RSUD LA PATARAI BARRU | MAKASSAR | SULAWESI SELATAN | MAKASSAR | MAIN UNIT | CUSTOMER | - |  | 27 September 2024 |  | 5 April 2024 | LEO LANANG SIGIT - TSE CP | 30 September 2024 | ANDI ISMAIL - SPV TSE TIMUR | ACTIVE
157734CB2401 | A8430 | SLIDE DRYING HOTPLATE SLIMLINE 230V 50/60HZ | DIAGNOSTIC 2 | THERMO FISHER SCIEN. HK | GN00001501 | RS PARU JEMBER | JEMBER | JAWA TIMUR | JEMBER | MAIN UNIT | CUSTOMER | - |  | 25 October 2024 |  | 5 April 2024 | LEO LANANG SIGIT - TSE CP | 5 November 2024 | ANDI ISMAIL - SPV TSE TIMUR | ACTIVE
157735CB2401 | A8430 | SLIDE DRYING HOTPLATE SLIMLINE 230V 50/60HZ | DIAGNOSTIC 2 | THERMO FISHER SCIEN. HK | GN00002986 | RDC PUSAT - RAWAGELAM | PUSAT | DKI JAKARTA | JAKARTA TIMUR | MAIN UNIT | EMP | - |  | - |  | 5 April 2024 | LEO LANANG SIGIT - TSE CP | - |  | ACTIVE
157736CB2401 | A8430 | SLIDE DRYING HOTPLATE SLIMLINE 230V 50/60HZ | DIAGNOSTIC 2 | THERMO FISHER SCIEN. HK | GN00001972 | RS MITRA KELUARGA BEKASI TIMUR | BEKASI | JAWA BARAT | BEKASI | MAIN UNIT | CUSTOMER | - |  | 14 February 2025 |  | 5 April 2024 | LEO LANANG SIGIT - TSE CP | 24 February 2025 | SAHID DERMAWAN - SPV TSE BARAT | ACTIVE
157737CB2401 | A8430 | SLIDE DRYING HOTPLATE SLIMLINE 230V 50/60HZ | DIAGNOSTIC 2 | THERMO FISHER SCIEN. HK | GN20060001 | RS. HELSA JATIRAHAYU | BEKASI | JAWA BARAT | BEKASI | MAIN UNIT | CUSTOMER | - |  | 24 June 2025 |  | 5 April 2024 | LEO LANANG SIGIT - TSE CP | 1 July 2025 | SAHID DERMAWAN - SPV TSE BARAT | ACTIVE
157738CB2401 | A8430 | SLIDE DRYING HOTPLATE SLIMLINE 230V 50/60HZ | DIAGNOSTIC 2 | THERMO FISHER SCIEN. HK | GN23070011 | RSUD BATARA SIANG | MAKASSAR | SULAWESI SELATAN | MAKASSAR | MAIN UNIT | CUSTOMER | - |  | 26 June 2025 |  | 5 April 2024 | LEO LANANG SIGIT - TSE CP | 1 July 2025 | SAHID DERMAWAN - SPV TSE BARAT | ACTIVE
157739CB2401 | A8430 | SLIDE DRYING HOTPLATE SLIMLINE 230V 50/60HZ | DIAGNOSTIC 2 | THERMO FISHER SCIEN. HK | GN00002986 | RDC PUSAT - RAWAGELAM | PUSAT | DKI JAKARTA | JAKARTA TIMUR | MAIN UNIT | EMP | - |  | - |  | 5 April 2024 | LEO LANANG SIGIT - TSE CP | - |  | ACTIVE
157740CB2401 | A8430 | SLIDE DRYING HOTPLATE SLIMLINE 230V 50/60HZ | DIAGNOSTIC 2 | THERMO FISHER SCIEN. HK | GN21050022 | RSUD PANDEGA PANGANDARAN | TASIKMALAYA | JAWA BARAT | TASIKMALAYA | MAIN UNIT | CUSTOMER | - |  | 27 June 2025 |  | 5 April 2024 | LEO LANANG SIGIT - TSE CP | 1 July 2025 | SAHID DERMAWAN - SPV TSE BARAT | ACTIVE
157741CB2401 | A8430 | SLIDE DRYING HOTPLATE SLIMLINE 230V 50/60HZ | DIAGNOSTIC 2 | THERMO FISHER SCIEN. HK | GN00007332 | RSUD BRIDGEN H HASAN BASRI | BANJARMASIN | KALIMANTAN SELATAN | BANJARMASIN | MAIN UNIT | CUSTOMER | - |  | 12 August 2025 |  | 5 April 2024 | LEO LANANG SIGIT - TSE CP | 11 September 2025 | SAHID DERMAWAN - SPV TSE BARAT | ACTIVE
157939CB2401 | A8460 | TISSUE SECTION BATH ROUND DIGITAL 230V 50/60HZ | DIAGNOSTIC 2 | THERMO FISHER SCIEN. HK | GN25080014 | EKA HOSPITAL MT HARYONO | PEJATEN | DKI JAKARTA | JAKARTA SELATAN | MAIN UNIT | CUSTOMER | - |  | 4 September 2025 |  | 20 May 2024 | LEO LANANG SIGIT - TSE CP | 30 September 2025 | SAHID DERMAWAN - SPV TSE BARAT | ACTIVE
157942CB2401 | A8460 | TISSUE SECTION BATH ROUND DIGITAL 230V 50/60HZ | DIAGNOSTIC 2 | THERMO FISHER SCIEN. HK | GN23070011 | RSUD BATARA SIANG | MAKASSAR | SULAWESI SELATAN | MAKASSAR | MAIN UNIT | EMP | - |  | - |  | 20 May 2024 | LEO LANANG SIGIT - TSE CP | - |  | ACTIVE
158/II/13 | TE004 | INCUBATOR TSN910SCC | IMAGING | TESENA INOVINDO, PT | GN00000511 | RS PKU MUHAMMADIYAH PEKAJANGAN | SEMARANG | JAWA TENGAH | PEKALONGAN | MAIN UNIT | CUSTOMER | 1 February 1990 | MUNADI - TSE | 1 January 1900 |  | 1 February 1990 | MUNADI - TSE | - |  | ACTIVE
158/X/13 | TM01U | Infant Incubator Tsn910Sc |  |  | GN00001665 | RSUD ABDUL MADJID BATOE | JAMBI | JAMBI | JAMBI | MAIN UNIT | CUSTOMER | - |  | 5 December 2013 |  | - |  | - |  | ACTIVE
158021CB | A8460 | TISSUE SECTION BATH ROUND DIGITAL 230V 50/60HZ | DIAGNOSTIC 2 | THERMO FISHER SCIEN. HK | GN00002806 | RS PUSAT OTAK NASIONAL | JAKARTA-1 | DKI JAKARTA | JAKARTA TIMUR | MAIN UNIT | CUSTOMER | - |  | 20 October 2025 |  | 20 May 2024 | LEO LANANG SIGIT - TSE CP | 3 November 2025 | SAHID DERMAWAN - SPV TSE BARAT | ACTIVE
158025CB | A8460 | TISSUE SECTION BATH ROUND DIGITAL 230V 50/60HZ | DIAGNOSTIC 2 | THERMO FISHER SCIEN. HK | GN00002986 | RDC PUSAT - RAWAGELAM | PUSAT | DKI JAKARTA | JAKARTA TIMUR | MAIN UNIT | EMP | - |  | - |  | 20 May 2024 | LEO LANANG SIGIT - TSE CP | - |  | ACTIVE
158027CB | A8460 | TISSUE SECTION BATH ROUND DIGITAL 230V 50/60HZ | DIAGNOSTIC 2 | THERMO FISHER SCIEN. HK | GN00002986 | RDC PUSAT - RAWAGELAM | PUSAT | DKI JAKARTA | JAKARTA TIMUR | MAIN UNIT | EMP | - |  | - |  | 20 May 2024 | LEO LANANG SIGIT - TSE CP | - |  | ACTIVE
158029CB | A8460 | TISSUE SECTION BATH ROUND DIGITAL 230V 50/60HZ | DIAGNOSTIC 2 | THERMO FISHER SCIEN. HK | GN00002986 | RDC PUSAT - RAWAGELAM | PUSAT | DKI JAKARTA | JAKARTA TIMUR | MAIN UNIT | EMP | - |  | - |  | 20 May 2024 | LEO LANANG SIGIT - TSE CP | - |  | ACTIVE
158030CB | A8460 | TISSUE SECTION BATH ROUND DIGITAL 230V 50/60HZ | DIAGNOSTIC 2 | THERMO FISHER SCIEN. HK | GN00002986 | RDC PUSAT - RAWAGELAM | PUSAT | DKI JAKARTA | JAKARTA TIMUR | MAIN UNIT | EMP | - |  | - |  | 20 May 2024 | LEO LANANG SIGIT - TSE CP | - |  | ACTIVE
158031CB | A8460 | TISSUE SECTION BATH ROUND DIGITAL 230V 50/60HZ | DIAGNOSTIC 2 | THERMO FISHER SCIEN. HK | GN00002986 | RDC PUSAT - RAWAGELAM | PUSAT | DKI JAKARTA | JAKARTA TIMUR | MAIN UNIT | EMP | - |  | - |  | 20 May 2024 | LEO LANANG SIGIT - TSE CP | - |  | ACTIVE
158231CB2402 | A8430 | SLIDE DRYING HOTPLATE SLIMLINE 230V 50/60HZ | DIAGNOSTIC 2 | THERMO FISHER SCIEN. HK | GN00002986 | RDC PUSAT - RAWAGELAM | PUSAT | DKI JAKARTA | JAKARTA TIMUR | MAIN UNIT | EMP | - |  | - |  | 20 May 2024 | LEO LANANG SIGIT - TSE CP | - |  | ACTIVE
158233CB2402 | A8430 | SLIDE DRYING HOTPLATE SLIMLINE 230V 50/60HZ | DIAGNOSTIC 2 | THERMO FISHER SCIEN. HK | GN00006134 | RS BUDHI ASIH SERANG | TANGERANG | BANTEN | TANGERANG | MAIN UNIT | CUSTOMER | - |  | 9 September 2025 |  | 20 May 2024 | LEO LANANG SIGIT - TSE CP | 2 October 2025 | SAHID DERMAWAN - SPV TSE BARAT | ACTIVE
158238CB2402 | A8430 | SLIDE DRYING HOTPLATE SLIMLINE 230V 50/60HZ | DIAGNOSTIC 2 | THERMO FISHER SCIEN. HK | GN25080014 | EKA HOSPITAL MT HARYONO | PEJATEN | DKI JAKARTA | JAKARTA SELATAN | MAIN UNIT | CUSTOMER | - |  | 4 September 2025 |  | 20 May 2024 | LEO LANANG SIGIT - TSE CP | 30 September 2025 | SAHID DERMAWAN - SPV TSE BARAT | ACTIVE
158239CB2402 | A8430 | SLIDE DRYING HOTPLATE SLIMLINE 230V 50/60HZ | DIAGNOSTIC 2 | THERMO FISHER SCIEN. HK | GN00001788 | RSUD DR RSOEDJATI SOEMODIARDJO GROBOGAN | SOLO | JAWA TENGAH | PURWODADI | MAIN UNIT | CUSTOMER | - |  | 23 September 2025 |  | 20 May 2024 | LEO LANANG SIGIT - TSE CP | 2 October 2025 | SAHID DERMAWAN - SPV TSE BARAT | ACTIVE
158240CB2402 | A8430 | SLIDE DRYING HOTPLATE SLIMLINE 230V 50/60HZ | DIAGNOSTIC 2 | THERMO FISHER SCIEN. HK | GN00002986 | RDC PUSAT - RAWAGELAM | PUSAT | DKI JAKARTA | JAKARTA TIMUR | MAIN UNIT | EMP | - |  | - |  | 20 May 2024 | LEO LANANG SIGIT - TSE CP | - |  | ACTIVE
158242CB2402 | A8430 | SLIDE DRYING HOTPLATE SLIMLINE 230V 50/60HZ | DIAGNOSTIC 2 | THERMO FISHER SCIEN. HK | GN00002986 | RDC PUSAT - RAWAGELAM | PUSAT | DKI JAKARTA | JAKARTA TIMUR | MAIN UNIT | EMP | - |  | - |  | 20 May 2024 | LEO LANANG SIGIT - TSE CP | - |  | ACTIVE
159/X/13 | TM01U | Infant Incubator Tsn910Sc |  |  | GN00001665 | RSUD ABDUL MADJID BATOE | JAMBI | JAMBI | JAMBI | MAIN UNIT | CUSTOMER | 26 December 2014 |  | 5 December 2013 |  | 26 December 2014 |  | - |  | ACTIVE
16/X/14 | TE039 | EXAMINATION TSN 015 FHC | IMAGING | TESENA INOVINDO, PT | GN00000967 | RSUD CILILIN | BANDUNG | JAWA BARAT | BANDUNG BARAT | MAIN UNIT | CUSTOMER | 18 December 2014 | SUKMA WIJAYA - TSE | 18 December 2014 |  | 18 December 2014 | SUKMA WIJAYA - TSE | - |  | ACTIVE
160/IX/13 | BD910 |  |  |  | GN00000043 | RSUD KABUPATEN BELITUNG | PANGKAL PINANG | KEPULAUAN BANGKA BELITUNG | BELITUNG | MAIN UNIT | CUSTOMER | - |  | 1 January 1900 |  | - |  | - |  | INACTIVE
1601353 | NI20P | DOPPLER FETUS DETECTOR KD 250 | IMAGING | NAKAMURA MEDICAL | GN00000731 | DINAS KESEHATAN KAB/ KOTA. BONTANG | SAMARINDA | KALIMANTAN TIMUR | SAMARINDA | MAIN UNIT | CUSTOMER | - |  | 30 August 2016 |  | - |  | - |  | ACTIVE
1601355 | NI20P | DOPPLER FETUS DETECTOR KD 250 | IMAGING | NAKAMURA MEDICAL | GN00001906 | RSUD KAB SLEMAN | YOGYAKARTA | YOGYAKARTA | YOGYAKARTA | MAIN UNIT | CUSTOMER | - |  | 27 May 2016 |  | - |  | - |  | ACTIVE
1601356 | NI20P | DOPPLER FETUS DETECTOR KD 250 | IMAGING | NAKAMURA MEDICAL | GN00001906 | RSUD KAB SLEMAN | YOGYAKARTA | YOGYAKARTA | YOGYAKARTA | MAIN UNIT | CUSTOMER | - |  | 16 June 2016 |  | - |  | - |  | ACTIVE
1601358 | NI20P | DOPPLER FETUS DETECTOR KD 250 | IMAGING | NAKAMURA MEDICAL | GN00001906 | RSUD KAB SLEMAN | YOGYAKARTA | YOGYAKARTA | YOGYAKARTA | MAIN UNIT | CUSTOMER | - |  | 16 June 2016 |  | - |  | - |  | ACTIVE
1601359 | NI20P | DOPPLER FETUS DETECTOR KD 250 | IMAGING | NAKAMURA MEDICAL | GN00001906 | RSUD KAB SLEMAN | YOGYAKARTA | YOGYAKARTA | YOGYAKARTA | MAIN UNIT | CUSTOMER | - |  | 16 June 2016 |  | - |  | - |  | ACTIVE
1601360 | NI20P | DOPPLER FETUS DETECTOR KD 250 | IMAGING | NAKAMURA MEDICAL | GN00002460 | RSUD NGANJUK | KEDIRI | JAWA TIMUR | NGANJUK | MAIN UNIT | CUSTOMER | - |  | 4 February 2019 |  | - |  | - |  | ACTIVE
1601361 | NI20P | DOPPLER FETUS DETECTOR KD 250 | IMAGING | NAKAMURA MEDICAL | GN00002460 | RSUD NGANJUK | KEDIRI | JAWA TIMUR | NGANJUK | MAIN UNIT | CUSTOMER | - |  | 4 February 2019 |  | - |  | - |  | ACTIVE
1601362 | NI20P | DOPPLER FETUS DETECTOR KD 250 | IMAGING | NAKAMURA MEDICAL | GN00009554 | RSUK PESANGGRAHAN | JAKARTA-2 | DKI JAKARTA | JAKARTA SELATAN | MAIN UNIT | CUSTOMER | - |  | 1 January 2018 |  | - |  | - |  | ACTIVE
1601366 | NI20P | DOPPLER FETUS DETECTOR KD 250 | IMAGING | NAKAMURA MEDICAL | GN00001787 | RSUD SRAGEN | SOLO | JAWA TENGAH | SRAGEN | MAIN UNIT | CUSTOMER | 5 August 2016 | RAKHMAT | 5 August 2016 |  | 5 August 2016 | RAKHMAT | - |  | ACTIVE
1601367 | NI20P | DOPPLER FETUS DETECTOR KD 250 | IMAGING | NAKAMURA MEDICAL | GN00003160 | RSUD OGAN ILIR | PALEMBANG | SUMATERA SELATAN | PALEMBANG | MAIN UNIT | CUSTOMER | - |  | 2 November 2016 |  | - |  | - |  | ACTIVE
1601369 | NI20P | DOPPLER FETUS DETECTOR KD 250 | IMAGING | NAKAMURA MEDICAL | GN00001512 | RSU DR. SOEBANDI | JEMBER | JAWA TIMUR | JEMBER | MAIN UNIT | CUSTOMER | - |  | 26 July 2016 |  | - |  | - |  | ACTIVE
1601370 | NI20P | DOPPLER FETUS DETECTOR KD 250 | IMAGING | NAKAMURA MEDICAL | GN00000411 | RSUD SIDIKALANG | MEDAN | SUMATERA UTARA | SIDIKALANG | MAIN UNIT | CUSTOMER | - |  | 10 August 2016 |  | - |  | - |  | ACTIVE
1601371 | NI20P | DOPPLER FETUS DETECTOR KD 250 | IMAGING | NAKAMURA MEDICAL | GN00003160 | RSUD OGAN ILIR | PALEMBANG | SUMATERA SELATAN | PALEMBANG | MAIN UNIT | CUSTOMER | - |  | 2 November 2016 |  | - |  | - |  | ACTIVE
1601373 | NI20P | DOPPLER FETUS DETECTOR KD 250 | IMAGING | NAKAMURA MEDICAL | GN00001906 | RSUD KAB SLEMAN | YOGYAKARTA | YOGYAKARTA | YOGYAKARTA | MAIN UNIT | CUSTOMER | - |  | 27 May 2016 |  | - |  | - |  | ACTIVE
1601380 | NI20P | DOPPLER FETUS DETECTOR KD 250 | IMAGING | NAKAMURA MEDICAL | GN00000211 | RSU BENGKALIS | PEKAN BARU | RIAU | PEKANBARU | MAIN UNIT | CUSTOMER | - |  | 2 November 2016 |  | - |  | - |  | ACTIVE
1601381 | NI20P | DOPPLER FETUS DETECTOR KD 250 | IMAGING | NAKAMURA MEDICAL | GN00011418 | RSU DAERAH SAMBAS | PONTIANAK | KALIMANTAN BARAT | PONTIANAK | MAIN UNIT | CUSTOMER | 21 October 2016 | GATOT SURYA ADIPUTRA - TSE | 19 October 2016 |  | 21 October 2016 | GATOT SURYA ADIPUTRA - TSE | - |  | ACTIVE
1601382 | NI20P | DOPPLER FETUS DETECTOR KD 250 | IMAGING | NAKAMURA MEDICAL | GN00011418 | RSU DAERAH SAMBAS | PONTIANAK | KALIMANTAN BARAT | PONTIANAK | MAIN UNIT | CUSTOMER | 19 October 2016 | GATOT SURYA ADIPUTRA - TSE | 19 October 2016 |  | 19 October 2016 | GATOT SURYA ADIPUTRA - TSE | - |  | ACTIVE
1601383 | NI20P | DOPPLER FETUS DETECTOR KD 250 | IMAGING | NAKAMURA MEDICAL | GN00006044 | RUMAH SAKIT BHAYANGKARA INDRAMAYU | CIREBON | JAWA BARAT | CIREBON | MAIN UNIT | CUSTOMER | - |  | 13 October 2016 |  | - |  | - |  | ACTIVE
1601384 | NI20P | DOPPLER FETUS DETECTOR KD 250 | IMAGING | NAKAMURA MEDICAL | GN00006044 | RUMAH SAKIT BHAYANGKARA INDRAMAYU | CIREBON | JAWA BARAT | CIREBON | MAIN UNIT | CUSTOMER | - |  | 13 October 2016 |  | - |  | - |  | ACTIVE
1601385 | NI20P | DOPPLER FETUS DETECTOR KD 250 | IMAGING | NAKAMURA MEDICAL | GN00000528 | RSUD DR LOEKMONOHADI KUDUS | KUDUS | JAWA TENGAH | KUDUS | MAIN UNIT | CUSTOMER | - |  | 13 October 2016 |  | - |  | - |  | ACTIVE
1601386 | NI20P | DOPPLER FETUS DETECTOR KD 250 | IMAGING | NAKAMURA MEDICAL | GN00000528 | RSUD DR LOEKMONOHADI KUDUS | KUDUS | JAWA TENGAH | KUDUS | MAIN UNIT | CUSTOMER | - |  | 13 October 2016 |  | - |  | - |  | ACTIVE
1601388 | NI20P | DOPPLER FETUS DETECTOR KD 250 | IMAGING | NAKAMURA MEDICAL | GN00003469 | RS BESEMAH PAGARALAM | PALEMBANG | SUMATERA SELATAN | PALEMBANG | MAIN UNIT | CUSTOMER | 4 November 2016 | GATOT SURYA ADIPUTRA - TSE | 4 November 2016 |  | 4 November 2016 | GATOT SURYA ADIPUTRA - TSE | - |  | ACTIVE
1601389 | NI20P | DOPPLER FETUS DETECTOR KD 250 | IMAGING | NAKAMURA MEDICAL | GN00003469 | RS BESEMAH PAGARALAM | PALEMBANG | SUMATERA SELATAN | PALEMBANG | MAIN UNIT | CUSTOMER | 4 November 2016 | GATOT SURYA ADIPUTRA - TSE | 4 November 2016 |  | 4 November 2016 | GATOT SURYA ADIPUTRA - TSE | - |  | ACTIVE
1601390 | NI20P | DOPPLER FETUS DETECTOR KD 250 | IMAGING | NAKAMURA MEDICAL | GN00000974 | RSUP HASAN SADIKIN ( RSHS ) | BANDUNG | JAWA BARAT | BANDUNG | MAIN UNIT | CUSTOMER | - |  | 1 August 2016 |  | - |  | - |  | ACTIVE
1601391 | NI20P | DOPPLER FETUS DETECTOR KD 250 | IMAGING | NAKAMURA MEDICAL | GN00000731 | DINAS KESEHATAN KAB/ KOTA. BONTANG | SAMARINDA | KALIMANTAN TIMUR | SAMARINDA | MAIN UNIT | CUSTOMER | - |  | 30 August 2016 |  | - |  | - |  | ACTIVE
1601392 | NI20P | DOPPLER FETUS DETECTOR KD 250 | IMAGING | NAKAMURA MEDICAL | GN00003757 | DINAS KESEHATAN KAB/ KOTA. SINGKAWANG | PONTIANAK | KALIMANTAN BARAT | SINGKAWANG | MAIN UNIT | CUSTOMER | - |  | 15 November 2016 |  | - |  | - |  | ACTIVE
1601393 | NI20P | DOPPLER FETUS DETECTOR KD 250 | IMAGING | NAKAMURA MEDICAL | GN00003757 | DINAS KESEHATAN KAB/ KOTA. SINGKAWANG | PONTIANAK | KALIMANTAN BARAT | SINGKAWANG | MAIN UNIT | CUSTOMER | - |  | 15 November 2016 |  | - |  | - |  | ACTIVE
1601394 | NI20P | DOPPLER FETUS DETECTOR KD 250 | IMAGING | NAKAMURA MEDICAL | GN00003757 | DINAS KESEHATAN KAB/ KOTA. SINGKAWANG | PONTIANAK | KALIMANTAN BARAT | SINGKAWANG | MAIN UNIT | CUSTOMER | - |  | 15 November 2016 |  | - |  | - |  | ACTIVE
1601395 | NI20P | DOPPLER FETUS DETECTOR KD 250 | IMAGING | NAKAMURA MEDICAL | GN00003757 | DINAS KESEHATAN KAB/ KOTA. SINGKAWANG | PONTIANAK | KALIMANTAN BARAT | SINGKAWANG | MAIN UNIT | CUSTOMER | - |  | 15 November 2016 |  | - |  | - |  | ACTIVE
1601396 | NI20P | DOPPLER FETUS DETECTOR KD 250 | IMAGING | NAKAMURA MEDICAL | GN00000403 | RSUD DELI SERDANG | MEDAN | SUMATERA UTARA | LUBUK PAKAM | MAIN UNIT | CUSTOMER | - |  | 22 November 2016 |  | - |  | - |  | ACTIVE
1601397 | NI20P | DOPPLER FETUS DETECTOR KD 250 | IMAGING | NAKAMURA MEDICAL | GN00003757 | DINAS KESEHATAN KAB/ KOTA. SINGKAWANG | PONTIANAK | KALIMANTAN BARAT | SINGKAWANG | MAIN UNIT | CUSTOMER | - |  | 17 November 2016 |  | - |  | - |  | ACTIVE
1601398 | NI20P | DOPPLER FETUS DETECTOR KD 250 | IMAGING | NAKAMURA MEDICAL | GN00000403 | RSUD DELI SERDANG | MEDAN | SUMATERA UTARA | LUBUK PAKAM | MAIN UNIT | CUSTOMER | - |  | 22 November 2016 |  | - |  | - |  | ACTIVE
1601399 | NI20P | DOPPLER FETUS DETECTOR KD 250 | IMAGING | NAKAMURA MEDICAL | GN00002986 | RDC PUSAT - RAWAGELAM | PUSAT | DKI JAKARTA | JAKARTA TIMUR | MAIN UNIT | EMP | 30 August 2016 | ANTONIUS SAGITA - KALIBRASI | 1 January 1900 |  | 30 August 2016 | ANTONIUS SAGITA - KALIBRASI | - |  | ACTIVE
1601400 | NI20P | DOPPLER FETUS DETECTOR KD 250 | IMAGING | NAKAMURA MEDICAL | GN00002986 | RDC PUSAT - RAWAGELAM | PUSAT | DKI JAKARTA | JAKARTA TIMUR | MAIN UNIT | EMP | 30 August 2016 | ANTONIUS SAGITA - KALIBRASI | 1 January 1900 |  | 30 August 2016 | ANTONIUS SAGITA - KALIBRASI | - |  | ACTIVE
1601401 | NI20P | DOPPLER FETUS DETECTOR KD 250 | IMAGING | NAKAMURA MEDICAL | GN00003757 | DINAS KESEHATAN KAB/ KOTA. SINGKAWANG | PONTIANAK | KALIMANTAN BARAT | SINGKAWANG | MAIN UNIT | CUSTOMER | - |  | 15 November 2016 |  | - |  | - |  | ACTIVE
1601402 | NI20P | DOPPLER FETUS DETECTOR KD 250 | IMAGING | NAKAMURA MEDICAL | GN00002986 | RDC PUSAT - RAWAGELAM | PUSAT | DKI JAKARTA | JAKARTA TIMUR | MAIN UNIT | EMP | 30 August 2016 | ANTONIUS SAGITA - KALIBRASI | 1 January 1900 |  | 30 August 2016 | ANTONIUS SAGITA - KALIBRASI | - |  | ACTIVE
1601411 | NI20P | DOPPLER FETUS DETECTOR KD 250 | IMAGING | NAKAMURA MEDICAL | GN00004589 | RSUP SARDJITO YOGYAKARTA | YOGYAKARTA | YOGYAKARTA | YOGYAKARTA | MAIN UNIT | CUSTOMER | - |  | 14 December 2016 |  | - |  | - |  | ACTIVE
1601412 | NI20P | DOPPLER FETUS DETECTOR KD 250 | IMAGING | NAKAMURA MEDICAL | GN00002986 | RDC PUSAT - RAWAGELAM | PUSAT | DKI JAKARTA | JAKARTA TIMUR | MAIN UNIT | EMP | 29 November 2016 | ANTONIUS SAGITA - KALIBRASI | 1 January 1900 |  | 29 November 2016 | ANTONIUS SAGITA - KALIBRASI | - |  | ACTIVE
1601413 | NI20P | DOPPLER FETUS DETECTOR KD 250 | IMAGING | NAKAMURA MEDICAL | GN00002986 | RDC PUSAT - RAWAGELAM | PUSAT | DKI JAKARTA | JAKARTA TIMUR | MAIN UNIT | EMP | 25 November 2016 | GATOT SURYA ADIPUTRA - TSE | 25 November 2016 |  | 25 November 2016 | GATOT SURYA ADIPUTRA - TSE | - |  | ACTIVE
1601414 | NI20P | DOPPLER FETUS DETECTOR KD 250 | IMAGING | NAKAMURA MEDICAL | GN00004918 | RSUD PASAR REBO | JAKARTA-1 | DKI JAKARTA | JAKARTA TIMUR | MAIN UNIT | CUSTOMER | 29 November 2016 | ANTONIUS SAGITA - KALIBRASI | 31 January 2021 | IBNUL AZIZ - TSE | 29 November 2016 | ANTONIUS SAGITA - KALIBRASI | 31 January 2021 | IBNUL AZIZ - TSE | ACTIVE
1601415 | NI20P | DOPPLER FETUS DETECTOR KD 250 | IMAGING | NAKAMURA MEDICAL | GN00000236 | RSUD PADANG PANJANG | PADANG | SUMATERA BARAT | PADANG PANJANG | MAIN UNIT | CUSTOMER | - |  | 9 December 2016 |  | - |  | - |  | ACTIVE
1601416 | NI20P | DOPPLER FETUS DETECTOR KD 250 | IMAGING | NAKAMURA MEDICAL | GN00001072 | RSUD DR MARJUKI MAHDI ( RSUD KOTA BOGOR ) | BOGOR | JAWA BARAT | BOGOR | MAIN UNIT | CUSTOMER | 14 December 2016 | IBNUL AZIZ - TSE | 14 December 2016 |  | 14 December 2016 | IBNUL AZIZ - TSE | - |  | ACTIVE
1601417 | NI20P | DOPPLER FETUS DETECTOR KD 250 | IMAGING | NAKAMURA MEDICAL | GN00007954 | PUSKESMAS PLERET | YOGYAKARTA | YOGYAKARTA | YOGYAKARTA | MAIN UNIT | CUSTOMER | 29 November 2016 | SAHID DERMAWAN - SPV TSE BARAT | 1 January 1900 |  | 29 November 2016 | SAHID DERMAWAN - SPV TSE BARAT | - |  | ACTIVE
1601418 | NI20P | DOPPLER FETUS DETECTOR KD 250 | IMAGING | NAKAMURA MEDICAL | GN00012162 | RSUD Jatirogo | SURABAYA-2 | JAWA TIMUR | SURABAYA | MAIN UNIT | CUSTOMER | - |  | 28 December 2016 |  | - |  | - |  | ACTIVE
1601419 | NI20P | DOPPLER FETUS DETECTOR KD 250 | IMAGING | NAKAMURA MEDICAL | GN00007949 | PUSKESMAS PUNDONG | YOGYAKARTA | YOGYAKARTA | YOGYAKARTA | MAIN UNIT | CUSTOMER | 29 November 2016 | SAHID DERMAWAN - SPV TSE BARAT | 1 January 1900 |  | 29 November 2016 | SAHID DERMAWAN - SPV TSE BARAT | - |  | ACTIVE
1601420 | NI20P | DOPPLER FETUS DETECTOR KD 250 | IMAGING | NAKAMURA MEDICAL | GN00012162 | RSUD Jatirogo | SURABAYA-2 | JAWA TIMUR | SURABAYA | MAIN UNIT | CUSTOMER | - |  | 28 December 2016 |  | - |  | - |  | ACTIVE
1601421 | NI20P | DOPPLER FETUS DETECTOR KD 250 | IMAGING | NAKAMURA MEDICAL | GN00008465 | PUSKESMAS KASIHAN II | YOGYAKARTA | YOGYAKARTA | BANTUL | MAIN UNIT | CUSTOMER | 1 December 2016 | SAHID DERMAWAN - SPV TSE BARAT | 1 January 1900 |  | 1 December 2016 | SAHID DERMAWAN - SPV TSE BARAT | - |  | ACTIVE
1601422 | NI20P | DOPPLER FETUS DETECTOR KD 250 | IMAGING | NAKAMURA MEDICAL | GN00012162 | RSUD Jatirogo | SURABAYA-2 | JAWA TIMUR | SURABAYA | MAIN UNIT | CUSTOMER | - |  | 28 December 2016 |  | - |  | - |  | ACTIVE
1601423 | NI20P | DOPPLER FETUS DETECTOR KD 250 | IMAGING | NAKAMURA MEDICAL | GN00012162 | RSUD Jatirogo | SURABAYA-2 | JAWA TIMUR | SURABAYA | MAIN UNIT | CUSTOMER | - |  | 28 December 2016 |  | - |  | - |  | ACTIVE
1601424 | NI20P | DOPPLER FETUS DETECTOR KD 250 | IMAGING | NAKAMURA MEDICAL | GN00012162 | RSUD Jatirogo | SURABAYA-2 | JAWA TIMUR | SURABAYA | MAIN UNIT | CUSTOMER | - |  | 28 December 2016 |  | - |  | - |  | ACTIVE
1601425 | NI20P | DOPPLER FETUS DETECTOR KD 250 | IMAGING | NAKAMURA MEDICAL | GN00002986 | RDC PUSAT - RAWAGELAM | PUSAT | DKI JAKARTA | JAKARTA TIMUR | MAIN UNIT | EMP | 1 December 2016 | ANTONIUS SAGITA - KALIBRASI | 1 January 1900 |  | 1 December 2016 | ANTONIUS SAGITA - KALIBRASI | - |  | ACTIVE
1601426 | NI20P | DOPPLER FETUS DETECTOR KD 250 | IMAGING | NAKAMURA MEDICAL | GN00007761 | RS LIRA MEDIKA | BEKASI | JAWA BARAT | KARAWANG | MAIN UNIT | CUSTOMER | 5 May 2017 | GATOT SURYA ADIPUTRA - TSE | 5 May 2017 |  | 5 May 2017 | GATOT SURYA ADIPUTRA - TSE | - |  | ACTIVE
1601427 | NI20P | DOPPLER FETUS DETECTOR KD 250 | IMAGING | NAKAMURA MEDICAL | GN00002986 | RDC PUSAT - RAWAGELAM | PUSAT | DKI JAKARTA | JAKARTA TIMUR | MAIN UNIT | EMP | 1 December 2016 | ANTONIUS SAGITA - KALIBRASI | 1 January 1900 |  | 1 December 2016 | ANTONIUS SAGITA - KALIBRASI | - |  | ACTIVE
1601428 | NI20P | DOPPLER FETUS DETECTOR KD 250 | IMAGING | NAKAMURA MEDICAL | GN00002986 | RDC PUSAT - RAWAGELAM | PUSAT | DKI JAKARTA | JAKARTA TIMUR | MAIN UNIT | EMP | 25 November 2016 | ARIEF SETIAWAN - TSE CP | 25 November 2016 |  | 25 November 2016 | ARIEF SETIAWAN - TSE CP | - |  | ACTIVE
1601429 | NI20P | DOPPLER FETUS DETECTOR KD 250 | IMAGING | NAKAMURA MEDICAL | GN17040020 | RS PONDOK INDAH BINTARO JAYA | TANGERANG | BANTEN | TANGERANG | MAIN UNIT | CUSTOMER | - |  | 19 April 2017 |  | - |  | - |  | ACTIVE
1601430 | NI20P | DOPPLER FETUS DETECTOR KD 250 | IMAGING | NAKAMURA MEDICAL | GN17040020 | RS PONDOK INDAH BINTARO JAYA | TANGERANG | BANTEN | TANGERANG | MAIN UNIT | CUSTOMER | - |  | 19 April 2017 |  | - |  | - |  | ACTIVE
1601431 | NI20P | DOPPLER FETUS DETECTOR KD 250 | IMAGING | NAKAMURA MEDICAL | GN17040020 | RS PONDOK INDAH BINTARO JAYA | TANGERANG | BANTEN | TANGERANG | MAIN UNIT | CUSTOMER | - |  | 19 April 2017 |  | - |  | - |  | ACTIVE
1601432 | NI20P | DOPPLER FETUS DETECTOR KD 250 | IMAGING | NAKAMURA MEDICAL | GN00008460 | PUSKESMAS IMOGIRI II | YOGYAKARTA | YOGYAKARTA | BANTUL | MAIN UNIT | CUSTOMER | - |  | 25 November 2016 |  | - |  | - |  | ACTIVE
1601433 | NI20P | DOPPLER FETUS DETECTOR KD 250 | IMAGING | NAKAMURA MEDICAL | GN00008461 | PUSKESMAS DLINGO II | YOGYAKARTA | YOGYAKARTA | BANTUL | MAIN UNIT | CUSTOMER | - |  | 25 November 2016 |  | - |  | - |  | ACTIVE
1601434 | NI20P | DOPPLER FETUS DETECTOR KD 250 | IMAGING | NAKAMURA MEDICAL | GN00008458 | PUSKESMAS JETIS II | YOGYAKARTA | YOGYAKARTA | BANTUL | MAIN UNIT | CUSTOMER | - |  | 25 November 2010 |  | - |  | - |  | ACTIVE
1601435 | NI20P | DOPPLER FETUS DETECTOR KD 250 | IMAGING | NAKAMURA MEDICAL | GN00007953 | PUSKESMAS DLINGO I | YOGYAKARTA | YOGYAKARTA | YOGYAKARTA | MAIN UNIT | CUSTOMER | - |  | 25 November 2016 |  | - |  | - |  | ACTIVE
1601439 | NI20P | DOPPLER FETUS DETECTOR KD 250 | IMAGING | NAKAMURA MEDICAL | GN00002986 | RDC PUSAT - RAWAGELAM | PUSAT | DKI JAKARTA | JAKARTA TIMUR | MAIN UNIT | EMP | 21 April 2017 | GATOT SURYA ADIPUTRA - TSE | 20 April 2017 |  | 21 April 2017 | GATOT SURYA ADIPUTRA - TSE | - |  | ACTIVE
1601440 | NI20P | DOPPLER FETUS DETECTOR KD 250 | IMAGING | NAKAMURA MEDICAL | GN00007948 | PUSKESMAS KRETEK | YOGYAKARTA | YOGYAKARTA | YOGYAKARTA | MAIN UNIT | CUSTOMER | 21 April 2017 | SAHID DERMAWAN - SPV TSE BARAT | 20 April 2017 |  | 21 April 2017 | SAHID DERMAWAN - SPV TSE BARAT | - |  | ACTIVE
1601442 | NI20P | DOPPLER FETUS DETECTOR KD 250 | IMAGING | NAKAMURA MEDICAL | GN00003801 | RSU DR H SOEWONDO KENDAL | SEMARANG | JAWA TENGAH | SEMARANG | MAIN UNIT | CUSTOMER | 21 April 2017 | SAHID DERMAWAN - SPV TSE BARAT | 20 April 2017 |  | 21 April 2017 | SAHID DERMAWAN - SPV TSE BARAT | - |  | ACTIVE
1601443 | NI20P | DOPPLER FETUS DETECTOR KD 250 | IMAGING | NAKAMURA MEDICAL | GN00003801 | RSU DR H SOEWONDO KENDAL | SEMARANG | JAWA TENGAH | SEMARANG | MAIN UNIT | CUSTOMER | 29 June 2017 | ANDRIAS NUGROHO - TSE | 29 June 2017 |  | 29 June 2017 | ANDRIAS NUGROHO - TSE | - |  | ACTIVE
1601444 | NI20P | DOPPLER FETUS DETECTOR KD 250 | IMAGING | NAKAMURA MEDICAL | GN00008457 | PUSKESMAS BANTUL II | YOGYAKARTA | YOGYAKARTA | BANTUL | MAIN UNIT | CUSTOMER | 21 April 2017 | SAHID DERMAWAN - SPV TSE BARAT | 20 April 2017 |  | 21 April 2017 | SAHID DERMAWAN - SPV TSE BARAT | - |  | ACTIVE
1601445 | NI20P | DOPPLER FETUS DETECTOR KD 250 | IMAGING | NAKAMURA MEDICAL | GN00000011 | RSUD BUDHI ASIH | JAKARTA-1 | DKI JAKARTA | JAKARTA TIMUR | MAIN UNIT | CUSTOMER | - |  | 28 July 2017 |  | - |  | - |  | ACTIVE
1601446 | NI20P | DOPPLER FETUS DETECTOR KD 250 | IMAGING | NAKAMURA MEDICAL | GN00008463 | PUSKESMAS BANGUNTAPAN III | YOGYAKARTA | YOGYAKARTA | BANTUL | MAIN UNIT | CUSTOMER | 21 April 2017 | SAHID DERMAWAN - SPV TSE BARAT | 20 April 2017 |  | 21 April 2017 | SAHID DERMAWAN - SPV TSE BARAT | - |  | ACTIVE
1601447 | NI20P | DOPPLER FETUS DETECTOR KD 250 | IMAGING | NAKAMURA MEDICAL | GN00000011 | RSUD BUDHI ASIH | JAKARTA-1 | DKI JAKARTA | JAKARTA TIMUR | MAIN UNIT | CUSTOMER | - |  | 27 July 2017 |  | - |  | - |  | ACTIVE
1601448 | NI20P | DOPPLER FETUS DETECTOR KD 250 | IMAGING | NAKAMURA MEDICAL | GN00000011 | RSUD BUDHI ASIH | JAKARTA-1 | DKI JAKARTA | JAKARTA TIMUR | MAIN UNIT | CUSTOMER | - |  | 27 July 2017 |  | - |  | - |  | ACTIVE
1601449 | NI20P | DOPPLER FETUS DETECTOR KD 250 | IMAGING | NAKAMURA MEDICAL | GN00000011 | RSUD BUDHI ASIH | JAKARTA-1 | DKI JAKARTA | JAKARTA TIMUR | MAIN UNIT | CUSTOMER | - |  | 27 July 2017 |  | - |  | - |  | ACTIVE
1601450 | NI20P | DOPPLER FETUS DETECTOR KD 250 | IMAGING | NAKAMURA MEDICAL | GN00008466 | PUSKESMAS SEDAYU II | YOGYAKARTA | YOGYAKARTA | BANTUL | MAIN UNIT | CUSTOMER | 21 April 2017 | SAHID DERMAWAN - SPV TSE BARAT | 20 April 2017 |  | 21 April 2017 | SAHID DERMAWAN - SPV TSE BARAT | - |  | ACTIVE
1601451 | NI20P | DOPPLER FETUS DETECTOR KD 250 | IMAGING | NAKAMURA MEDICAL | GN00000011 | RSUD BUDHI ASIH | JAKARTA-1 | DKI JAKARTA | JAKARTA TIMUR | MAIN UNIT | CUSTOMER | - |  | 28 July 2017 |  | - |  | - |  | ACTIVE
1601452 | NI20P | DOPPLER FETUS DETECTOR KD 250 | IMAGING | NAKAMURA MEDICAL | GN00008882 | PUSKESMAS KECAMATAN PESANGGRAHAN | JAKARTA-2 | DKI JAKARTA | JAKARTA BARAT | MAIN UNIT | CUSTOMER | 21 April 2017 | TRIYONO - TSE AREA BARAT | 20 April 2017 |  | 21 April 2017 | TRIYONO - TSE AREA BARAT | - |  | ACTIVE
1601453 | NI20P | DOPPLER FETUS DETECTOR KD 250 | IMAGING | NAKAMURA MEDICAL | GN00008882 | PUSKESMAS KECAMATAN PESANGGRAHAN | JAKARTA-2 | DKI JAKARTA | JAKARTA BARAT | MAIN UNIT | CUSTOMER | 21 April 2017 | TRIYONO - TSE AREA BARAT | 20 April 2017 |  | 21 April 2017 | TRIYONO - TSE AREA BARAT | - |  | ACTIVE
1601454 | NI20P | DOPPLER FETUS DETECTOR KD 250 | IMAGING | NAKAMURA MEDICAL | GN00008882 | PUSKESMAS KECAMATAN PESANGGRAHAN | JAKARTA-2 | DKI JAKARTA | JAKARTA BARAT | MAIN UNIT | CUSTOMER | 21 April 2017 | TRIYONO - TSE AREA BARAT | 20 April 2017 |  | 21 April 2017 | TRIYONO - TSE AREA BARAT | - |  | ACTIVE
1601455 | NI20P | DOPPLER FETUS DETECTOR KD 250 | IMAGING | NAKAMURA MEDICAL | GN00001102 | RSUD Cengkareng | JAKARTA-2 | DKI JAKARTA | JAKARTA BARAT | MAIN UNIT | CUSTOMER | 21 April 2017 | TRIYONO - TSE AREA BARAT | 20 April 2017 |  | 21 April 2017 | TRIYONO - TSE AREA BARAT | - |  | ACTIVE
1601456 | NI20P | DOPPLER FETUS DETECTOR KD 250 | IMAGING | NAKAMURA MEDICAL | GN00001102 | RSUD Cengkareng | JAKARTA-2 | DKI JAKARTA | JAKARTA BARAT | MAIN UNIT | CUSTOMER | 21 April 2017 | TRIYONO - TSE AREA BARAT | 20 April 2017 |  | 21 April 2017 | TRIYONO - TSE AREA BARAT | - |  | ACTIVE
1601457 | NI20P | DOPPLER FETUS DETECTOR KD 250 | IMAGING | NAKAMURA MEDICAL | GN00008462 | PUSKESMAS BANGUNTAPAN I | YOGYAKARTA | YOGYAKARTA | BANTUL | MAIN UNIT | CUSTOMER | 21 April 2017 | SAHID DERMAWAN - SPV TSE BARAT | 20 April 2017 |  | 21 April 2017 | SAHID DERMAWAN - SPV TSE BARAT | - |  | ACTIVE
1601458 | NI20P | DOPPLER FETUS DETECTOR KD 250 | IMAGING | NAKAMURA MEDICAL | GN00001102 | RSUD Cengkareng | JAKARTA-2 | DKI JAKARTA | JAKARTA BARAT | MAIN UNIT | CUSTOMER | - |  | 27 July 2017 |  | - |  | - |  | ACTIVE
1601459 | NI20P | DOPPLER FETUS DETECTOR KD 250 | IMAGING | NAKAMURA MEDICAL | GN00001413 | RSU DR TC HILLERS MAUMERE | KUPANG | NUSA TENGGARA TIMUR | MAUMERE | MAIN UNIT | CUSTOMER | 28 September 2017 | TRIYONO - TSE AREA BARAT | 28 September 2017 |  | 28 September 2017 | TRIYONO - TSE AREA BARAT | - |  | ACTIVE
1601460 | NI20P | DOPPLER FETUS DETECTOR KD 250 | IMAGING | NAKAMURA MEDICAL | GN00007955 | PUSKESMAS PIYUNGAN | YOGYAKARTA | YOGYAKARTA | YOGYAKARTA | MAIN UNIT | CUSTOMER | 21 April 2017 | SAHID DERMAWAN - SPV TSE BARAT | 20 April 2017 |  | 21 April 2017 | SAHID DERMAWAN - SPV TSE BARAT | - |  | ACTIVE
1601461 | NI20P | DOPPLER FETUS DETECTOR KD 250 | IMAGING | NAKAMURA MEDICAL | GN00001413 | RSU DR TC HILLERS MAUMERE | KUPANG | NUSA TENGGARA TIMUR | MAUMERE | MAIN UNIT | CUSTOMER | 28 September 2017 | TRIYONO - TSE AREA BARAT | 28 September 2017 |  | 28 September 2017 | TRIYONO - TSE AREA BARAT | - |  | ACTIVE
1601462 | NI20P | DOPPLER FETUS DETECTOR KD 250 | IMAGING | NAKAMURA MEDICAL | GN00007954 | PUSKESMAS PLERET | YOGYAKARTA | YOGYAKARTA | YOGYAKARTA | MAIN UNIT | CUSTOMER | - |  | 1 January 2010 |  | - |  | - |  | ACTIVE
1601463 | NI20P | DOPPLER FETUS DETECTOR KD 250 | IMAGING | NAKAMURA MEDICAL | GN00007946 | PUSKESMAS SRANDAKAN | YOGYAKARTA | YOGYAKARTA | YOGYAKARTA | MAIN UNIT | CUSTOMER | 21 April 2017 | SAHID DERMAWAN - SPV TSE BARAT | 20 April 2017 |  | 21 April 2017 | SAHID DERMAWAN - SPV TSE BARAT | - |  | ACTIVE
1601464 | NI20P | DOPPLER FETUS DETECTOR KD 250 | IMAGING | NAKAMURA MEDICAL | GN00000676 | RSUD A.M. PARIKESIT | SAMARINDA | KALIMANTAN TIMUR | TENGGARONG | MAIN UNIT | CUSTOMER | - |  | 14 July 2017 |  | - |  | - |  | ACTIVE
1601465 | NI20P | DOPPLER FETUS DETECTOR KD 250 | IMAGING | NAKAMURA MEDICAL | GN00000676 | RSUD A.M. PARIKESIT | SAMARINDA | KALIMANTAN TIMUR | TENGGARONG | MAIN UNIT | CUSTOMER | - |  | 14 July 2017 |  | - |  | - |  | ACTIVE
1601466 | NI20P | DOPPLER FETUS DETECTOR KD 250 | IMAGING | NAKAMURA MEDICAL | GN00000676 | RSUD A.M. PARIKESIT | SAMARINDA | KALIMANTAN TIMUR | TENGGARONG | MAIN UNIT | CUSTOMER | - |  | 14 July 2017 |  | - |  | - |  | ACTIVE
1601467 | NI20P | DOPPLER FETUS DETECTOR KD 250 | IMAGING | NAKAMURA MEDICAL | GN00000676 | RSUD A.M. PARIKESIT | SAMARINDA | KALIMANTAN TIMUR | TENGGARONG | MAIN UNIT | CUSTOMER | - |  | 14 July 2017 |  | - |  | - |  | ACTIVE
1601468 | NI20P | DOPPLER FETUS DETECTOR KD 250 | IMAGING | NAKAMURA MEDICAL | GN00007233 | DINAS KESEHATAN KAB/ KOTA. PAYAKUMBUH | PADANG | SUMATERA BARAT | PAYAKUMBUH | MAIN UNIT | CUSTOMER | - |  | 25 August 2017 |  | - |  | - |  | ACTIVE
1601469 | NI20P | DOPPLER FETUS DETECTOR KD 250 | IMAGING | NAKAMURA MEDICAL | GN00009554 | RSUK PESANGGRAHAN | JAKARTA-2 | DKI JAKARTA | JAKARTA SELATAN | MAIN UNIT | CUSTOMER | - |  | 8 March 2016 |  | - |  | - |  | ACTIVE
1601470 | NI20P | DOPPLER FETUS DETECTOR KD 250 | IMAGING | NAKAMURA MEDICAL | GN00007233 | DINAS KESEHATAN KAB/ KOTA. PAYAKUMBUH | PADANG | SUMATERA BARAT | PAYAKUMBUH | MAIN UNIT | CUSTOMER | - |  | 25 August 2017 |  | - |  | - |  | ACTIVE
1601471 | NI20P | DOPPLER FETUS DETECTOR KD 250 | IMAGING | NAKAMURA MEDICAL | GN00002986 | RDC PUSAT - RAWAGELAM | PUSAT | DKI JAKARTA | JAKARTA TIMUR | MAIN UNIT | EMP | - |  | 18 September 2017 |  | - |  | - |  | ACTIVE
1601472 | NI20P | DOPPLER FETUS DETECTOR KD 250 | IMAGING | NAKAMURA MEDICAL | GN00007233 | DINAS KESEHATAN KAB/ KOTA. PAYAKUMBUH | PADANG | SUMATERA BARAT | PAYAKUMBUH | MAIN UNIT | CUSTOMER | - |  | 25 August 2017 |  | - |  | - |  | ACTIVE
1601473 | NI20P | DOPPLER FETUS DETECTOR KD 250 | IMAGING | NAKAMURA MEDICAL | GN00004589 | RSUP SARDJITO YOGYAKARTA | YOGYAKARTA | YOGYAKARTA | YOGYAKARTA | MAIN UNIT | CUSTOMER | - |  | 26 May 2017 |  | - |  | - |  | ACTIVE
1601474 | NI20P | DOPPLER FETUS DETECTOR KD 250 | IMAGING | NAKAMURA MEDICAL | GN00005178 | RS KARAWANG | BEKASI | JAWA BARAT | BEKASI | MAIN UNIT | CUSTOMER | - |  | 5 September 2017 |  | - |  | - |  | ACTIVE
1601475 | NI20P | DOPPLER FETUS DETECTOR KD 250 | IMAGING | NAKAMURA MEDICAL | GN00004589 | RSUP SARDJITO YOGYAKARTA | YOGYAKARTA | YOGYAKARTA | YOGYAKARTA | MAIN UNIT | CUSTOMER | - |  | 26 May 2017 |  | - |  | - |  | ACTIVE
1601476 | NI20P | DOPPLER FETUS DETECTOR KD 250 | IMAGING | NAKAMURA MEDICAL | GN00005748 | RSUD KAB BANTUL | YOGYAKARTA | YOGYAKARTA | YOGYAKARTA | MAIN UNIT | CUSTOMER | - |  | 26 May 2017 |  | - |  | - |  | ACTIVE
1601477 | NI20P | DOPPLER FETUS DETECTOR KD 250 | IMAGING | NAKAMURA MEDICAL | GN00002986 | RDC PUSAT - RAWAGELAM | PUSAT | DKI JAKARTA | JAKARTA TIMUR | MAIN UNIT | EMP | - |  | 26 May 2017 |  | - |  | - |  | ACTIVE
1601478 | NI20P | DOPPLER FETUS DETECTOR KD 250 | IMAGING | NAKAMURA MEDICAL | GN00002986 | RDC PUSAT - RAWAGELAM | PUSAT | DKI JAKARTA | JAKARTA TIMUR | MAIN UNIT | EMP | - |  | 26 May 2017 |  | - |  | - |  | ACTIVE
1601479 | NI20P | DOPPLER FETUS DETECTOR KD 250 | IMAGING | NAKAMURA MEDICAL | GN00008874 | PUSKESMAS KECAMATAN KALIDERES | JAKARTA-2 | DKI JAKARTA | JAKARTA BARAT | MAIN UNIT | CUSTOMER | - |  | 15 November 2017 |  | - |  | - |  | ACTIVE
1601480 | NI20P | DOPPLER FETUS DETECTOR KD 250 | IMAGING | NAKAMURA MEDICAL | GN00002986 | RDC PUSAT - RAWAGELAM | PUSAT | DKI JAKARTA | JAKARTA TIMUR | MAIN UNIT | EMP | - |  | 5 September 2017 |  | - |  | - |  | ACTIVE
1601481 | NI20P | DOPPLER FETUS DETECTOR KD 250 | IMAGING | NAKAMURA MEDICAL | GN00002986 | RDC PUSAT - RAWAGELAM | PUSAT | DKI JAKARTA | JAKARTA TIMUR | MAIN UNIT | EMP | - |  | 26 May 2017 |  | - |  | - |  | ACTIVE
1601482 | NI20P | DOPPLER FETUS DETECTOR KD 250 | IMAGING | NAKAMURA MEDICAL | GN00002986 | RDC PUSAT - RAWAGELAM | PUSAT | DKI JAKARTA | JAKARTA TIMUR | MAIN UNIT | EMP | - |  | 5 September 2017 |  | - |  | - |  | ACTIVE
1601483 | NI20P | DOPPLER FETUS DETECTOR KD 250 | IMAGING | NAKAMURA MEDICAL | GN00002986 | RDC PUSAT - RAWAGELAM | PUSAT | DKI JAKARTA | JAKARTA TIMUR | MAIN UNIT | EMP | - |  | 5 September 2017 |  | - |  | - |  | ACTIVE
1601484 | NI20P | DOPPLER FETUS DETECTOR KD 250 | IMAGING | NAKAMURA MEDICAL | GN00002986 | RDC PUSAT - RAWAGELAM | PUSAT | DKI JAKARTA | JAKARTA TIMUR | MAIN UNIT | EMP | - |  | 26 May 2017 |  | - |  | - |  | ACTIVE
1601485 | NI20P | DOPPLER FETUS DETECTOR KD 250 | IMAGING | NAKAMURA MEDICAL | GN00002986 | RDC PUSAT - RAWAGELAM | PUSAT | DKI JAKARTA | JAKARTA TIMUR | MAIN UNIT | EMP | - |  | 5 September 2017 |  | - |  | - |  | ACTIVE
1601486 | NI20P | DOPPLER FETUS DETECTOR KD 250 | IMAGING | NAKAMURA MEDICAL | GN00008874 | PUSKESMAS KECAMATAN KALIDERES | JAKARTA-2 | DKI JAKARTA | JAKARTA BARAT | MAIN UNIT | CUSTOMER | - |  | 26 May 2017 |  | - |  | - |  | ACTIVE
1601487 | NI20P | DOPPLER FETUS DETECTOR KD 250 | IMAGING | NAKAMURA MEDICAL | GN00009554 | RSUK PESANGGRAHAN | JAKARTA-2 | DKI JAKARTA | JAKARTA SELATAN | MAIN UNIT | CUSTOMER | - |  | 26 May 2017 |  | - |  | - |  | ACTIVE
1601489 | NI20P | DOPPLER FETUS DETECTOR KD 250 | IMAGING | NAKAMURA MEDICAL | GN00001908 | RSUD PANEMBAHAN SENOPATI | YOGYAKARTA | YOGYAKARTA | YOGYAKARTA | MAIN UNIT | CUSTOMER | 15 December 2017 | DIAN FEBRIYANA - TSE | 15 December 2017 |  | 15 December 2017 | DIAN FEBRIYANA - TSE | - |  | ACTIVE
1601490 | NI20P | DOPPLER FETUS DETECTOR KD 250 | IMAGING | NAKAMURA MEDICAL | GN00001908 | RSUD PANEMBAHAN SENOPATI | YOGYAKARTA | YOGYAKARTA | YOGYAKARTA | MAIN UNIT | CUSTOMER | 15 December 2017 | DIAN FEBRIYANA - TSE | 15 December 2017 |  | 15 December 2017 | DIAN FEBRIYANA - TSE | - |  | ACTIVE
1601491 | NI20P | DOPPLER FETUS DETECTOR KD 250 | IMAGING | NAKAMURA MEDICAL | GN00001215 | RSUD DR. R. GOETENG TAROENADIBRATA PURBALINGGA | PURWOKERTO | JAWA TENGAH | PURBALINGGA | MAIN UNIT | CUSTOMER | 7 August 2018 | SAHID DERMAWAN - SPV TSE BARAT | 1 March 2018 |  | 7 August 2018 | SAHID DERMAWAN - SPV TSE BARAT | - |  | ACTIVE
1601492 | NI20P | DOPPLER FETUS DETECTOR KD 250 | IMAGING | NAKAMURA MEDICAL | GN00001215 | RSUD DR. R. GOETENG TAROENADIBRATA PURBALINGGA | PURWOKERTO | JAWA TENGAH | PURBALINGGA | MAIN UNIT | CUSTOMER | 7 August 2018 | SAHID DERMAWAN - SPV TSE BARAT | 1 March 2018 |  | 7 August 2018 | SAHID DERMAWAN - SPV TSE BARAT | - |  | ACTIVE
1601493 | NI20P | DOPPLER FETUS DETECTOR KD 250 | IMAGING | NAKAMURA MEDICAL | GN00002986 | RDC PUSAT - RAWAGELAM | PUSAT | DKI JAKARTA | JAKARTA TIMUR | MAIN UNIT | EMP | 6 April 2018 | ARBIANSYAH - TSE | 6 April 2018 |  | 6 April 2018 | ARBIANSYAH - TSE | - |  | ACTIVE
1601494 | NI20P | DOPPLER FETUS DETECTOR KD 250 | IMAGING | NAKAMURA MEDICAL | GN00001215 | RSUD DR. R. GOETENG TAROENADIBRATA PURBALINGGA | PURWOKERTO | JAWA TENGAH | PURBALINGGA | MAIN UNIT | CUSTOMER | 7 August 2018 | SAHID DERMAWAN - SPV TSE BARAT | 1 March 2018 |  | 7 August 2018 | SAHID DERMAWAN - SPV TSE BARAT | - |  | ACTIVE
1601495 | NI20P | DOPPLER FETUS DETECTOR KD 250 | IMAGING | NAKAMURA MEDICAL | GN00008882 | PUSKESMAS KECAMATAN PESANGGRAHAN | JAKARTA-2 | DKI JAKARTA | JAKARTA BARAT | MAIN UNIT | CUSTOMER | 2 March 2018 | TRIYONO - TSE AREA BARAT | 2 March 2018 |  | 2 March 2018 | TRIYONO - TSE AREA BARAT | - |  | ACTIVE
1601496 | NI20P | DOPPLER FETUS DETECTOR KD 250 | IMAGING | NAKAMURA MEDICAL | GN00008882 | PUSKESMAS KECAMATAN PESANGGRAHAN | JAKARTA-2 | DKI JAKARTA | JAKARTA BARAT | MAIN UNIT | CUSTOMER | 2 March 2018 | TRIYONO - TSE AREA BARAT | 2 March 2018 |  | 2 March 2018 | TRIYONO - TSE AREA BARAT | - |  | ACTIVE
1601497 | NI20P | DOPPLER FETUS DETECTOR KD 250 | IMAGING | NAKAMURA MEDICAL | GN00008882 | PUSKESMAS KECAMATAN PESANGGRAHAN | JAKARTA-2 | DKI JAKARTA | JAKARTA BARAT | MAIN UNIT | CUSTOMER | 5 March 2018 | TRIYONO - TSE AREA BARAT | 5 March 2018 |  | 5 March 2018 | TRIYONO - TSE AREA BARAT | - |  | ACTIVE
1601498 | NI20P | DOPPLER FETUS DETECTOR KD 250 | IMAGING | NAKAMURA MEDICAL | GN00000007 | RSUD KOJA | JAKARTA-1 | DKI JAKARTA | JAKARTA UTARA | MAIN UNIT | CUSTOMER | - |  | 7 July 2017 |  | - |  | - |  | ACTIVE
1601499 | NI20P | DOPPLER FETUS DETECTOR KD 250 | IMAGING | NAKAMURA MEDICAL | GN00000007 | RSUD KOJA | JAKARTA-1 | DKI JAKARTA | JAKARTA UTARA | MAIN UNIT | CUSTOMER | - |  | 7 July 2017 |  | - |  | - |  | ACTIVE
1601500 | NI20P | DOPPLER FETUS DETECTOR KD 250 | IMAGING | NAKAMURA MEDICAL | GN00000007 | RSUD KOJA | JAKARTA-1 | DKI JAKARTA | JAKARTA UTARA | MAIN UNIT | CUSTOMER | - |  | 7 July 2017 |  | - |  | - |  | ACTIVE
1601501 | NI20P | DOPPLER FETUS DETECTOR KD 250 | IMAGING | NAKAMURA MEDICAL | GN00000007 | RSUD KOJA | JAKARTA-1 | DKI JAKARTA | JAKARTA UTARA | MAIN UNIT | CUSTOMER | - |  | 7 July 2017 |  | - |  | - |  | ACTIVE
1601502 | NI20P | DOPPLER FETUS DETECTOR KD 250 | IMAGING | NAKAMURA MEDICAL | GN00000066 | RSUD DR A DADI TJOKRO DIPO BANDAR LAMPUNG | BANDAR LAMPUNG | LAMPUNG | BANDAR LAMPUNG | MAIN UNIT | CUSTOMER | 14 July 2017 | ARIEF SETIAWAN - TSE CP | 7 July 2017 |  | 14 July 2017 | ARIEF SETIAWAN - TSE CP | - |  | ACTIVE
1601503 | NI20P | DOPPLER FETUS DETECTOR KD 250 | IMAGING | NAKAMURA MEDICAL | GN00000007 | RSUD KOJA | JAKARTA-1 | DKI JAKARTA | JAKARTA UTARA | MAIN UNIT | CUSTOMER | - |  | 7 July 2017 |  | - |  | - |  | ACTIVE
1601504 | NI20P | DOPPLER FETUS DETECTOR KD 250 | IMAGING | NAKAMURA MEDICAL | GN00002986 | RDC PUSAT - RAWAGELAM | PUSAT | DKI JAKARTA | JAKARTA TIMUR | MAIN UNIT | EMP | 14 July 2017 | ARIEF SETIAWAN - TSE CP | 7 July 2017 |  | 14 July 2017 | ARIEF SETIAWAN - TSE CP | - |  | ACTIVE
1601505 | NI20P | DOPPLER FETUS DETECTOR KD 250 | IMAGING | NAKAMURA MEDICAL | GN00000007 | RSUD KOJA | JAKARTA-1 | DKI JAKARTA | JAKARTA UTARA | MAIN UNIT | CUSTOMER | - |  | 7 July 2017 |  | - |  | - |  | ACTIVE
1601506 | NI20P | DOPPLER FETUS DETECTOR KD 250 | IMAGING | NAKAMURA MEDICAL | GN00000007 | RSUD KOJA | JAKARTA-1 | DKI JAKARTA | JAKARTA UTARA | MAIN UNIT | CUSTOMER | - |  | 7 July 2017 |  | - |  | - |  | ACTIVE
1601516 | NI20P | DOPPLER FETUS DETECTOR KD 250 | IMAGING | NAKAMURA MEDICAL | GN00000005 | RSUD KARAWANG | BEKASI | JAWA BARAT | BEKASI | MAIN UNIT | CUSTOMER | 31 July 2018 | LEONARDUS ADI | 31 July 2018 |  | 31 July 2018 | LEONARDUS ADI | - |  | ACTIVE
1601518 | NI20P | DOPPLER FETUS DETECTOR KD 250 | IMAGING | NAKAMURA MEDICAL | GN00000005 | RSUD KARAWANG | BEKASI | JAWA BARAT | BEKASI | MAIN UNIT | CUSTOMER | 31 July 2018 | LEONARDUS ADI | 31 July 2018 |  | 31 July 2018 | LEONARDUS ADI | - |  | ACTIVE
1601519 | NI20P | DOPPLER FETUS DETECTOR KD 250 | IMAGING | NAKAMURA MEDICAL | GN00000007 | RSUD KOJA | JAKARTA-1 | DKI JAKARTA | JAKARTA UTARA | MAIN UNIT | CUSTOMER | - |  | 4 December 2017 |  | - |  | - |  | ACTIVE
1601520 | NI20P | DOPPLER FETUS DETECTOR KD 250 | IMAGING | NAKAMURA MEDICAL | GN00000005 | RSUD KARAWANG | BEKASI | JAWA BARAT | BEKASI | MAIN UNIT | CUSTOMER | 31 July 2018 | LEONARDUS ADI | 31 July 2018 |  | 31 July 2018 | LEONARDUS ADI | - |  | ACTIVE
1601521 | NI20P | DOPPLER FETUS DETECTOR KD 250 | IMAGING | NAKAMURA MEDICAL | GN00002986 | RDC PUSAT - RAWAGELAM | PUSAT | DKI JAKARTA | JAKARTA TIMUR | MAIN UNIT | EMP | 30 January 2018 | ANTONIUS SAGITA - KALIBRASI | 4 December 2017 |  | 30 January 2018 | ANTONIUS SAGITA - KALIBRASI | - |  | ACTIVE
1601522 | NI20P | DOPPLER FETUS DETECTOR KD 250 | IMAGING | NAKAMURA MEDICAL | GN00000007 | RSUD KOJA | JAKARTA-1 | DKI JAKARTA | JAKARTA UTARA | MAIN UNIT | CUSTOMER | - |  | 4 December 2017 |  | - |  | - |  | ACTIVE
1601523 | NI20P | DOPPLER FETUS DETECTOR KD 250 | IMAGING | NAKAMURA MEDICAL | GN00002986 | RDC PUSAT - RAWAGELAM | PUSAT | DKI JAKARTA | JAKARTA TIMUR | MAIN UNIT | EMP | 30 January 2018 | ANTONIUS SAGITA - KALIBRASI | 4 December 2017 |  | 30 January 2018 | ANTONIUS SAGITA - KALIBRASI | - |  | ACTIVE
1601524 | NI20P | DOPPLER FETUS DETECTOR KD 250 | IMAGING | NAKAMURA MEDICAL | GN19040018 | RSUD KEMAYORAN | JAKARTA-1 | DKI JAKARTA | JAKARTA PUSAT | MAIN UNIT | EMP | 30 January 2018 | ANTONIUS SAGITA - KALIBRASI | 4 December 2017 |  | 30 January 2018 | ANTONIUS SAGITA - KALIBRASI | - |  | ACTIVE
1601525 | NI20P | DOPPLER FETUS DETECTOR KD 250 | IMAGING | NAKAMURA MEDICAL | GN00002986 | RDC PUSAT - RAWAGELAM | PUSAT | DKI JAKARTA | JAKARTA TIMUR | MAIN UNIT | EMP | 30 January 2018 | ANTONIUS SAGITA - KALIBRASI | 4 December 2017 |  | 30 January 2018 | ANTONIUS SAGITA - KALIBRASI | - |  | ACTIVE
1601526 | NI20P | DOPPLER FETUS DETECTOR KD 250 | IMAGING | NAKAMURA MEDICAL | GN00002986 | RDC PUSAT - RAWAGELAM | PUSAT | DKI JAKARTA | JAKARTA TIMUR | MAIN UNIT | EMP | 30 January 2018 | ANTONIUS SAGITA - KALIBRASI | 4 December 2017 |  | 30 January 2018 | ANTONIUS SAGITA - KALIBRASI | - |  | ACTIVE
1601527 | NI20P | DOPPLER FETUS DETECTOR KD 250 | IMAGING | NAKAMURA MEDICAL | GN00008874 | PUSKESMAS KECAMATAN KALIDERES | JAKARTA-2 | DKI JAKARTA | JAKARTA BARAT | MAIN UNIT | CUSTOMER | 30 January 2018 | ANTONIUS SAGITA - KALIBRASI | 31 January 2022 | ADITIYA NOVANDRA - TSE | 30 January 2018 | ANTONIUS SAGITA - KALIBRASI | 31 January 2022 | ADITIYA NOVANDRA - TSE | ACTIVE
1601528 | NI20P | DOPPLER FETUS DETECTOR KD 250 | IMAGING | NAKAMURA MEDICAL | GN00002986 | RDC PUSAT - RAWAGELAM | PUSAT | DKI JAKARTA | JAKARTA TIMUR | MAIN UNIT | EMP | 30 January 2018 | ANTONIUS SAGITA - KALIBRASI | 4 December 2017 |  | 30 January 2018 | ANTONIUS SAGITA - KALIBRASI | - |  | ACTIVE
1601529 | NI20P | DOPPLER FETUS DETECTOR KD 250 | IMAGING | NAKAMURA MEDICAL | GN00002986 | RDC PUSAT - RAWAGELAM | PUSAT | DKI JAKARTA | JAKARTA TIMUR | MAIN UNIT | EMP | 30 January 2018 | ANTONIUS SAGITA - KALIBRASI | 4 December 2017 |  | 30 January 2018 | ANTONIUS SAGITA - KALIBRASI | - |  | ACTIVE
1601530 | NI20P | DOPPLER FETUS DETECTOR KD 250 | IMAGING | NAKAMURA MEDICAL | GN00002986 | RDC PUSAT - RAWAGELAM | PUSAT | DKI JAKARTA | JAKARTA TIMUR | MAIN UNIT | EMP | 30 January 2018 | ANTONIUS SAGITA - KALIBRASI | 4 December 2017 |  | 30 January 2018 | ANTONIUS SAGITA - KALIBRASI | - |  | ACTIVE
1601531 | NI20P | DOPPLER FETUS DETECTOR KD 250 | IMAGING | NAKAMURA MEDICAL | GN00002986 | RDC PUSAT - RAWAGELAM | PUSAT | DKI JAKARTA | JAKARTA TIMUR | MAIN UNIT | EMP | 30 January 2018 | ANTONIUS SAGITA - KALIBRASI | 4 December 2017 |  | 30 January 2018 | ANTONIUS SAGITA - KALIBRASI | - |  | ACTIVE
1601532 | NI20P | DOPPLER FETUS DETECTOR KD 250 | IMAGING | NAKAMURA MEDICAL | GN00002986 | RDC PUSAT - RAWAGELAM | PUSAT | DKI JAKARTA | JAKARTA TIMUR | MAIN UNIT | EMP | 30 January 2018 | ANTONIUS SAGITA - KALIBRASI | 4 December 2017 |  | 30 January 2018 | ANTONIUS SAGITA - KALIBRASI | - |  | ACTIVE
1601533 | NI20P | DOPPLER FETUS DETECTOR KD 250 | IMAGING | NAKAMURA MEDICAL | GN00002986 | RDC PUSAT - RAWAGELAM | PUSAT | DKI JAKARTA | JAKARTA TIMUR | MAIN UNIT | EMP | 30 January 2018 | ANTONIUS SAGITA - KALIBRASI | 4 December 2017 |  | 30 January 2018 | ANTONIUS SAGITA - KALIBRASI | - |  | ACTIVE
1601534 | NI20P | DOPPLER FETUS DETECTOR KD 250 | IMAGING | NAKAMURA MEDICAL | GN00000005 | RSUD KARAWANG | BEKASI | JAWA BARAT | BEKASI | MAIN UNIT | CUSTOMER | 31 July 2018 | LEONARDUS ADI | 31 July 2018 |  | 31 July 2018 | LEONARDUS ADI | - |  | ACTIVE
1601535 | NI20P | DOPPLER FETUS DETECTOR KD 250 | IMAGING | NAKAMURA MEDICAL | GN00002986 | RDC PUSAT - RAWAGELAM | PUSAT | DKI JAKARTA | JAKARTA TIMUR | MAIN UNIT | EMP | 30 January 2018 | ANTONIUS SAGITA - KALIBRASI | 4 December 2017 |  | 30 January 2018 | ANTONIUS SAGITA - KALIBRASI | - |  | ACTIVE
1601537 | NI20P | DOPPLER FETUS DETECTOR KD 250 | IMAGING | NAKAMURA MEDICAL | GN00002986 | RDC PUSAT - RAWAGELAM | PUSAT | DKI JAKARTA | JAKARTA TIMUR | MAIN UNIT | EMP | 19 April 2018 | ARIEF SETIAWAN - TSE CP | 17 April 2018 |  | 19 April 2018 | ARIEF SETIAWAN - TSE CP | - |  | ACTIVE
1601538 | NI20P | DOPPLER FETUS DETECTOR KD 250 | IMAGING | NAKAMURA MEDICAL | GN00002986 | RDC PUSAT - RAWAGELAM | PUSAT | DKI JAKARTA | JAKARTA TIMUR | MAIN UNIT | EMP | 19 April 2018 | ARIEF SETIAWAN - TSE CP | 17 April 2018 |  | 19 April 2018 | ARIEF SETIAWAN - TSE CP | - |  | ACTIVE
1601539 | NI20P | DOPPLER FETUS DETECTOR KD 250 | IMAGING | NAKAMURA MEDICAL | GN00002986 | RDC PUSAT - RAWAGELAM | PUSAT | DKI JAKARTA | JAKARTA TIMUR | MAIN UNIT | EMP | 19 April 2018 | ARIEF SETIAWAN - TSE CP | 17 April 2018 |  | 19 April 2018 | ARIEF SETIAWAN - TSE CP | - |  | ACTIVE
1601540 | NI20P | DOPPLER FETUS DETECTOR KD 250 | IMAGING | NAKAMURA MEDICAL | GN00002986 | RDC PUSAT - RAWAGELAM | PUSAT | DKI JAKARTA | JAKARTA TIMUR | MAIN UNIT | EMP | 19 April 2018 | ARIEF SETIAWAN - TSE CP | 17 April 2018 |  | 19 April 2018 | ARIEF SETIAWAN - TSE CP | - |  | ACTIVE
1601541 | NI20P | DOPPLER FETUS DETECTOR KD 250 | IMAGING | NAKAMURA MEDICAL | GN00002986 | RDC PUSAT - RAWAGELAM | PUSAT | DKI JAKARTA | JAKARTA TIMUR | MAIN UNIT | EMP | 19 April 2018 | ARIEF SETIAWAN - TSE CP | 17 April 2018 |  | 19 April 2018 | ARIEF SETIAWAN - TSE CP | - |  | ACTIVE
1601542 | NI20P | DOPPLER FETUS DETECTOR KD 250 | IMAGING | NAKAMURA MEDICAL | GN00002986 | RDC PUSAT - RAWAGELAM | PUSAT | DKI JAKARTA | JAKARTA TIMUR | MAIN UNIT | EMP | 19 April 2018 | ARIEF SETIAWAN - TSE CP | 17 April 2018 |  | 19 April 2018 | ARIEF SETIAWAN - TSE CP | - |  | ACTIVE
1601543 | NI20P | DOPPLER FETUS DETECTOR KD 250 | IMAGING | NAKAMURA MEDICAL | GN00002986 | RDC PUSAT - RAWAGELAM | PUSAT | DKI JAKARTA | JAKARTA TIMUR | MAIN UNIT | EMP | 19 April 2018 | ARIEF SETIAWAN - TSE CP | 17 April 2018 |  | 19 April 2018 | ARIEF SETIAWAN - TSE CP | - |  | ACTIVE
1601544 | NI20P | DOPPLER FETUS DETECTOR KD 250 | IMAGING | NAKAMURA MEDICAL | GN00000282 | RSUD DR MUHAMMAD ZEIN PAINAN | PADANG | SUMATERA BARAT | PAINAN | MAIN UNIT | CUSTOMER | 4 June 2018 | FAJAR FAHMI - TSE | 4 June 2018 |  | 4 June 2018 | FAJAR FAHMI - TSE | - |  | ACTIVE
1601545 | NI20P | DOPPLER FETUS DETECTOR KD 250 | IMAGING | NAKAMURA MEDICAL | GN00000282 | RSUD DR MUHAMMAD ZEIN PAINAN | PADANG | SUMATERA BARAT | PAINAN | MAIN UNIT | CUSTOMER | 4 June 2018 | FAJAR FAHMI - TSE | 4 June 2018 |  | 4 June 2018 | FAJAR FAHMI - TSE | - |  | ACTIVE
1601547 | NI20P | DOPPLER FETUS DETECTOR KD 250 | IMAGING | NAKAMURA MEDICAL | GN00006018 | RSUD GUNUNGJATI | CIREBON | JAWA BARAT | CIREBON | MAIN UNIT | CUSTOMER | 12 June 2019 | SUKMA WIJAYA - TSE | 27 July 2018 |  | 12 June 2019 | SUKMA WIJAYA - TSE | - |  | ACTIVE
1601548 | NI20P | DOPPLER FETUS DETECTOR KD 250 | IMAGING | NAKAMURA MEDICAL | GN00006018 | RSUD GUNUNGJATI | CIREBON | JAWA BARAT | CIREBON | MAIN UNIT | CUSTOMER | 8 June 2019 | SUKMA WIJAYA - TSE | 27 July 2018 |  | 8 June 2019 | SUKMA WIJAYA - TSE | - |  | ACTIVE
1601550 | NI20P | DOPPLER FETUS DETECTOR KD 250 | IMAGING | NAKAMURA MEDICAL | GN00000634 | RSUD RATU ZALECHA | BANJARMASIN | KALIMANTAN SELATAN | BANJARMASIN | MAIN UNIT | CUSTOMER | 15 August 2018 | SARWANDI - TSE | 15 August 2018 |  | 15 August 2018 | SARWANDI - TSE | - |  | ACTIVE
1601551 | NI20P | DOPPLER FETUS DETECTOR KD 250 | IMAGING | NAKAMURA MEDICAL | GN00000634 | RSUD RATU ZALECHA | BANJARMASIN | KALIMANTAN SELATAN | BANJARMASIN | MAIN UNIT | CUSTOMER | 15 August 2018 | SARWANDI - TSE | 15 August 2018 |  | 15 August 2018 | SARWANDI - TSE | - |  | ACTIVE
1601552 | NI20P | DOPPLER FETUS DETECTOR KD 250 | IMAGING | NAKAMURA MEDICAL | GN00000634 | RSUD RATU ZALECHA | BANJARMASIN | KALIMANTAN SELATAN | BANJARMASIN | MAIN UNIT | CUSTOMER | 15 August 2018 | SARWANDI - TSE | 15 August 2018 |  | 15 August 2018 | SARWANDI - TSE | - |  | ACTIVE
1601553 | NI20P | DOPPLER FETUS DETECTOR KD 250 | IMAGING | NAKAMURA MEDICAL | GN00002986 | RDC PUSAT - RAWAGELAM | PUSAT | DKI JAKARTA | JAKARTA TIMUR | MAIN UNIT | EMP | 18 July 2018 | ARIEF SETIAWAN - TSE CP | 29 June 2018 |  | 18 July 2018 | ARIEF SETIAWAN - TSE CP | - |  | ACTIVE
1601554 | NI20P | DOPPLER FETUS DETECTOR KD 250 | IMAGING | NAKAMURA MEDICAL | GN00002986 | RDC PUSAT - RAWAGELAM | PUSAT | DKI JAKARTA | JAKARTA TIMUR | MAIN UNIT | EMP | 18 July 2018 | ANTONIUS SAGITA - KALIBRASI | 29 June 2018 |  | 18 July 2018 | ANTONIUS SAGITA - KALIBRASI | - |  | ACTIVE
1601555 | NI20P | DOPPLER FETUS DETECTOR KD 250 | IMAGING | NAKAMURA MEDICAL | GN00002986 | RDC PUSAT - RAWAGELAM | PUSAT | DKI JAKARTA | JAKARTA TIMUR | MAIN UNIT | EMP | 18 July 2018 | ARIEF SETIAWAN - TSE CP | 29 June 2018 |  | 18 July 2018 | ARIEF SETIAWAN - TSE CP | - |  | ACTIVE
1601556 | NI20P | DOPPLER FETUS DETECTOR KD 250 | IMAGING | NAKAMURA MEDICAL | GN00000634 | RSUD RATU ZALECHA | BANJARMASIN | KALIMANTAN SELATAN | BANJARMASIN | MAIN UNIT | CUSTOMER | 15 August 2018 | SARWANDI - TSE | 15 August 2018 |  | 15 August 2018 | SARWANDI - TSE | - |  | ACTIVE
1601557 | NI20P | DOPPLER FETUS DETECTOR KD 250 | IMAGING | NAKAMURA MEDICAL | GN00000634 | RSUD RATU ZALECHA | BANJARMASIN | KALIMANTAN SELATAN | BANJARMASIN | MAIN UNIT | CUSTOMER | 15 August 2018 | SARWANDI - TSE | 15 August 2018 |  | 15 August 2018 | SARWANDI - TSE | - |  | ACTIVE
1601558 | NI20P | DOPPLER FETUS DETECTOR KD 250 | IMAGING | NAKAMURA MEDICAL | GN00002986 | RDC PUSAT - RAWAGELAM | PUSAT | DKI JAKARTA | JAKARTA TIMUR | MAIN UNIT | EMP | 18 July 2018 | ARIEF SETIAWAN - TSE CP | 29 June 2018 |  | 18 July 2018 | ARIEF SETIAWAN - TSE CP | - |  | ACTIVE
1601559 | NI20P | DOPPLER FETUS DETECTOR KD 250 | IMAGING | NAKAMURA MEDICAL | GN00000634 | RSUD RATU ZALECHA | BANJARMASIN | KALIMANTAN SELATAN | BANJARMASIN | MAIN UNIT | CUSTOMER | 15 August 2018 | SARWANDI - TSE | 15 August 2018 |  | 15 August 2018 | SARWANDI - TSE | - |  | ACTIVE
1601560 | NI20P | DOPPLER FETUS DETECTOR KD 250 | IMAGING | NAKAMURA MEDICAL | GN00002986 | RDC PUSAT - RAWAGELAM | PUSAT | DKI JAKARTA | JAKARTA TIMUR | MAIN UNIT | EMP | 18 July 2018 | ARIEF SETIAWAN - TSE CP | 29 June 2018 |  | 18 July 2018 | ARIEF SETIAWAN - TSE CP | - |  | ACTIVE
1601561 | NI20P | DOPPLER FETUS DETECTOR KD 250 | IMAGING | NAKAMURA MEDICAL | GN00010561 | RSUK KRAMAT JATI | JAKARTA-1 | DKI JAKARTA | JAKARTA TIMUR | MAIN UNIT | CUSTOMER | 22 October 2018 | ARDI HERMAWAN - TSE CP | 22 October 2018 |  | 22 October 2018 | ARDI HERMAWAN - TSE CP | - |  | ACTIVE
1601562 | NI20P | DOPPLER FETUS DETECTOR KD 250 | IMAGING | NAKAMURA MEDICAL | GN00000685 | RSUD HARAPAN INSAN SENDAWAR | SAMARINDA | KALIMANTAN TIMUR | SAMARINDA | MAIN UNIT | CUSTOMER | 18 September 2018 | SARWANDI - TSE | 18 September 2018 |  | 18 September 2018 | SARWANDI - TSE | - |  | ACTIVE
1601563 | NI20P | DOPPLER FETUS DETECTOR KD 250 | IMAGING | NAKAMURA MEDICAL | GN00001102 | RSUD Cengkareng | JAKARTA-2 | DKI JAKARTA | JAKARTA BARAT | MAIN UNIT | CUSTOMER | 18 July 2018 | TRIYONO - TSE AREA BARAT | 29 June 2018 |  | 18 July 2018 | TRIYONO - TSE AREA BARAT | - |  | ACTIVE
1601564 | NI20P | DOPPLER FETUS DETECTOR KD 250 | IMAGING | NAKAMURA MEDICAL | GN00000685 | RSUD HARAPAN INSAN SENDAWAR | SAMARINDA | KALIMANTAN TIMUR | SAMARINDA | MAIN UNIT | CUSTOMER | 18 September 2018 | SARWANDI - TSE | 18 September 2018 |  | 18 September 2018 | SARWANDI - TSE | - |  | ACTIVE
1601565 | NI20P | DOPPLER FETUS DETECTOR KD 250 | IMAGING | NAKAMURA MEDICAL | GN00002986 | RDC PUSAT - RAWAGELAM | PUSAT | DKI JAKARTA | JAKARTA TIMUR | MAIN UNIT | EMP | 18 July 2018 | ARIEF SETIAWAN - TSE CP | 29 June 2018 |  | 18 July 2018 | ARIEF SETIAWAN - TSE CP | - |  | ACTIVE
1601566 | NI20P | DOPPLER FETUS DETECTOR KD 250 | IMAGING | NAKAMURA MEDICAL | GN00001214 | RSUD AJIBARANG | PURWOKERTO | JAWA TENGAH | BANYUMAS | MAIN UNIT | CUSTOMER | 18 July 2018 | SAHID DERMAWAN - SPV TSE BARAT | 29 June 2018 |  | 18 July 2018 | SAHID DERMAWAN - SPV TSE BARAT | - |  | ACTIVE
1601567 | NI20P | DOPPLER FETUS DETECTOR KD 250 | IMAGING | NAKAMURA MEDICAL | GN00000798 | DINAS KESEHATAN KAB/ KOTA. ENREKANG | MAKASSAR | SULAWESI SELATAN | MAKASSAR | MAIN UNIT | CUSTOMER | - |  | 13 November 2018 |  | - |  | - |  | ACTIVE
1601568 | NI20P | DOPPLER FETUS DETECTOR KD 250 | IMAGING | NAKAMURA MEDICAL | GN00002986 | RDC PUSAT - RAWAGELAM | PUSAT | DKI JAKARTA | JAKARTA TIMUR | MAIN UNIT | EMP | 18 July 2018 | ANTONIUS SAGITA - KALIBRASI | 29 June 2018 |  | 18 July 2018 | ANTONIUS SAGITA - KALIBRASI | - |  | ACTIVE
1601570 | NI20P | DOPPLER FETUS DETECTOR KD 250 | IMAGING | NAKAMURA MEDICAL | GN00002986 | RDC PUSAT - RAWAGELAM | PUSAT | DKI JAKARTA | JAKARTA TIMUR | MAIN UNIT | EMP | 18 July 2018 | ANTONIUS SAGITA - KALIBRASI | 29 June 2018 |  | 18 July 2018 | ANTONIUS SAGITA - KALIBRASI | - |  | ACTIVE
1601576 | NI20P | DOPPLER FETUS DETECTOR KD 250 | IMAGING | NAKAMURA MEDICAL | GN00011418 | RSU DAERAH SAMBAS | PONTIANAK | KALIMANTAN BARAT | PONTIANAK | MAIN UNIT | CUSTOMER | - |  | 24 May 2019 |  | - |  | - |  | ACTIVE
1601577 | NI20P | DOPPLER FETUS DETECTOR KD 250 | IMAGING | NAKAMURA MEDICAL | GN00001121 | RSUD BANJAR | TASIKMALAYA | JAWA BARAT | BANJAR | MAIN UNIT | CUSTOMER | - |  | 30 April 2019 |  | - |  | - |  | ACTIVE
1601578 | NI20P | DOPPLER FETUS DETECTOR KD 250 | IMAGING | NAKAMURA MEDICAL | GN00001121 | RSUD BANJAR | TASIKMALAYA | JAWA BARAT | BANJAR | MAIN UNIT | CUSTOMER | - |  | 30 April 2019 |  | - |  | - |  | ACTIVE
1601579 | NI20P | DOPPLER FETUS DETECTOR KD 250 | IMAGING | NAKAMURA MEDICAL | GN00001121 | RSUD BANJAR | TASIKMALAYA | JAWA BARAT | BANJAR | MAIN UNIT | CUSTOMER | - |  | 30 April 2019 |  | - |  | - |  | ACTIVE
1601580 | NI20P | DOPPLER FETUS DETECTOR KD 250 | IMAGING | NAKAMURA MEDICAL | GN00001121 | RSUD BANJAR | TASIKMALAYA | JAWA BARAT | BANJAR | MAIN UNIT | CUSTOMER | - |  | 30 April 2019 |  | - |  | - |  | ACTIVE
1601581 | NI20P | DOPPLER FETUS DETECTOR KD 250 | IMAGING | NAKAMURA MEDICAL | GN00002986 | RDC PUSAT - RAWAGELAM | PUSAT | DKI JAKARTA | JAKARTA TIMUR | MAIN UNIT | EMP | - |  | 22 March 2019 |  | - |  | - |  | ACTIVE
1601585 | NI20P | DOPPLER FETUS DETECTOR KD 250 | IMAGING | NAKAMURA MEDICAL | GN00006018 | RSUD GUNUNGJATI | CIREBON | JAWA BARAT | CIREBON | MAIN UNIT | CUSTOMER | - |  | 21 August 2019 |  | - |  | - |  | ACTIVE
1601586 | NI20P | DOPPLER FETUS DETECTOR KD 250 | IMAGING | NAKAMURA MEDICAL | GN00001216 | RSUD BANJARNEGARA | PURWOKERTO | JAWA TENGAH | BANJARNEGARA | MAIN UNIT | CUSTOMER | - |  | 17 June 2019 |  | - |  | - |  | ACTIVE
1601587 | NI20P | DOPPLER FETUS DETECTOR KD 250 | IMAGING | NAKAMURA MEDICAL | GN00001216 | RSUD BANJARNEGARA | PURWOKERTO | JAWA TENGAH | BANJARNEGARA | MAIN UNIT | CUSTOMER | - |  | 17 June 2019 |  | - |  | - |  | ACTIVE
1601588 | NI20P | DOPPLER FETUS DETECTOR KD 250 | IMAGING | NAKAMURA MEDICAL | GN00001216 | RSUD BANJARNEGARA | PURWOKERTO | JAWA TENGAH | BANJARNEGARA | MAIN UNIT | CUSTOMER | - |  | 17 June 2019 |  | - |  | - |  | ACTIVE
1601589 | NI20P | DOPPLER FETUS DETECTOR KD 250 | IMAGING | NAKAMURA MEDICAL | GN00001216 | RSUD BANJARNEGARA | PURWOKERTO | JAWA TENGAH | BANJARNEGARA | MAIN UNIT | CUSTOMER | - |  | 17 June 2019 |  | - |  | - |  | ACTIVE
1601590 | NI20P | DOPPLER FETUS DETECTOR KD 250 | IMAGING | NAKAMURA MEDICAL | GN00001216 | RSUD BANJARNEGARA | PURWOKERTO | JAWA TENGAH | BANJARNEGARA | MAIN UNIT | CUSTOMER | - |  | 17 June 2019 |  | - |  | - |  | ACTIVE
160201-23 | JS002 | BIOHAZARD SAFETY CABINET TYPE A2 (1200 MM) | DIAGNOSTIC 2 | JS RESEARCH INC. | GN00001762 | PT PRODIA WIDYAHUSADA ( LAB PRODIA - MAKASAR) | MAKASSAR | SULAWESI SELATAN | MAKASSAR | MAIN UNIT | CUSTOMER | 8 April 2016 | TRIYONO - TSE AREA BARAT | 1 January 1900 |  | 8 April 2016 | TRIYONO - TSE AREA BARAT | - |  | ACTIVE
160201-24 | JS002 | BIOHAZARD SAFETY CABINET TYPE A2 (1200 MM) | DIAGNOSTIC 2 | JS RESEARCH INC. | GN00006669 | YAY RS IBNU SINA | MAKASSAR | SULAWESI SELATAN | MAKASSAR | MAIN UNIT | CUSTOMER | 27 October 2016 | DEA MASJA SADALI - TSE | 26 October 2016 |  | 27 October 2016 | DEA MASJA SADALI - TSE | - |  | ACTIVE
160222 - 06 | JS006 | LAMINAR FLOW CABINET VERTICAL (1200 MM) | DIAGNOSTIC 2 | JS RESEARCH INC. | GN00008030 | LAB KLINIK PRAMITA HR MUHAMMAD | SURABAYA-2 | JAWA TIMUR | SURABAYA | MAIN UNIT | CUSTOMER | 12 June 2016 | ZENZEN | 8 June 2016 |  | 12 June 2016 | ZENZEN | - |  | ACTIVE
160337001 | MPESU | MEGA POWER ELECTROSURGICAL GENERATOR | IMAGING | MEGADYNE MEDICAL | GN00002986 | RDC PUSAT - RAWAGELAM | PUSAT | DKI JAKARTA | JAKARTA TIMUR | MAIN UNIT | EMP | 28 July 2016 | ARIEF SETIAWAN - TSE CP | 18 April 2016 |  | 28 July 2016 | ARIEF SETIAWAN - TSE CP | - |  | ACTIVE
160387001 | MPESU | MEGA POWER ELECTROSURGICAL GENERATOR | IMAGING | MEGADYNE MEDICAL | GN00002986 | RDC PUSAT - RAWAGELAM | PUSAT | DKI JAKARTA | JAKARTA TIMUR | MAIN UNIT | EMP | 28 July 2016 | ARIEF SETIAWAN - TSE CP | 18 April 2016 |  | 28 July 2016 | ARIEF SETIAWAN - TSE CP | - |  | ACTIVE
160393001 | MPESU | MEGA POWER ELECTROSURGICAL GENERATOR | IMAGING | MEGADYNE MEDICAL | GN00002986 | RDC PUSAT - RAWAGELAM | PUSAT | DKI JAKARTA | JAKARTA TIMUR | MAIN UNIT | EMP | 31 August 2016 | ANTONIUS SAGITA - KALIBRASI | 18 April 2016 |  | 31 August 2016 | ANTONIUS SAGITA - KALIBRASI | - |  | ACTIVE
160399001 | MPESU | MEGA POWER ELECTROSURGICAL GENERATOR | IMAGING | MEGADYNE MEDICAL | GN00002986 | RDC PUSAT - RAWAGELAM | PUSAT | DKI JAKARTA | JAKARTA TIMUR | MAIN UNIT | EMP | 31 August 2016 | ANTONIUS SAGITA - KALIBRASI | 18 April 2016 |  | 31 August 2016 | ANTONIUS SAGITA - KALIBRASI | - |  | ACTIVE
160401001 | MPESU | MEGA POWER ELECTROSURGICAL GENERATOR | IMAGING | MEGADYNE MEDICAL | GN00002986 | RDC PUSAT - RAWAGELAM | PUSAT | DKI JAKARTA | JAKARTA TIMUR | MAIN UNIT | EMP | 31 August 2016 | ANTONIUS SAGITA - KALIBRASI | 18 April 2016 |  | 31 August 2016 | ANTONIUS SAGITA - KALIBRASI | - |  | ACTIVE
160402001 | MPESU | MEGA POWER ELECTROSURGICAL GENERATOR | IMAGING | MEGADYNE MEDICAL | GN00002473 | RSU DR SOEROTO NGAWI | KEDIRI | JAWA TIMUR | NGAWI | MAIN UNIT | CUSTOMER | - |  | 5 October 2016 |  | - |  | - |  | ACTIVE
160406001 | MPESU | MEGA POWER ELECTROSURGICAL GENERATOR | IMAGING | MEGADYNE MEDICAL | GN00001413 | RSU DR TC HILLERS MAUMERE | KUPANG | NUSA TENGGARA TIMUR | MAUMERE | MAIN UNIT | CUSTOMER | - |  | 10 January 2017 |  | - |  | - |  | ACTIVE
160407001 | MPESU | MEGA POWER ELECTROSURGICAL GENERATOR | IMAGING | MEGADYNE MEDICAL | GN00002986 | RDC PUSAT - RAWAGELAM | PUSAT | DKI JAKARTA | JAKARTA TIMUR | MAIN UNIT | EMP | 31 August 2016 | ANTONIUS SAGITA - KALIBRASI | 18 April 2016 |  | 31 August 2016 | ANTONIUS SAGITA - KALIBRASI | - |  | ACTIVE
160410001 | MPESU | MEGA POWER ELECTROSURGICAL GENERATOR | IMAGING | MEGADYNE MEDICAL | GN00011729 | RS PRATAMA BATU ENGAU | BALIKPAPAN | KALIMANTAN TIMUR | BALIKPAPAN | MAIN UNIT | CUSTOMER | 10 November 2016 | TEGAR PANDU - TSE | 10 November 2016 |  | 10 November 2016 | TEGAR PANDU - TSE | - |  | ACTIVE
160417001 | MPESU | MEGA POWER ELECTROSURGICAL GENERATOR | IMAGING | MEGADYNE MEDICAL | GN00002986 | RDC PUSAT - RAWAGELAM | PUSAT | DKI JAKARTA | JAKARTA TIMUR | MAIN UNIT | EMP | 31 August 2016 | ANTONIUS SAGITA - KALIBRASI | 18 April 2016 |  | 31 August 2016 | ANTONIUS SAGITA - KALIBRASI | - |  | ACTIVE
160426001 | MPESU | MEGA POWER ELECTROSURGICAL GENERATOR | IMAGING | MEGADYNE MEDICAL | GN00000069 | RSUD DR HI ABDUL MOELOEK | BANDAR LAMPUNG | LAMPUNG | BANDAR LAMPUNG | MAIN UNIT | CUSTOMER | 7 December 2016 | IBNUL AZIZ - TSE | 7 December 2016 |  | 7 December 2016 | IBNUL AZIZ - TSE | - |  | ACTIVE
160436001 | MPESU | MEGA POWER ELECTROSURGICAL GENERATOR | IMAGING | MEGADYNE MEDICAL | GN00000069 | RSUD DR HI ABDUL MOELOEK | BANDAR LAMPUNG | LAMPUNG | BANDAR LAMPUNG | MAIN UNIT | CUSTOMER | 7 December 2016 | IBNUL AZIZ - TSE | 7 December 2016 |  | 7 December 2016 | IBNUL AZIZ - TSE | - |  | ACTIVE
160439001 | MPESU | MEGA POWER ELECTROSURGICAL GENERATOR | IMAGING | MEGADYNE MEDICAL | GN00000069 | RSUD DR HI ABDUL MOELOEK | BANDAR LAMPUNG | LAMPUNG | BANDAR LAMPUNG | MAIN UNIT | CUSTOMER | 7 December 2016 | IBNUL AZIZ - TSE | 7 December 2016 |  | 7 December 2016 | IBNUL AZIZ - TSE | - |  | ACTIVE
160463001 | MPESU | MEGA POWER ELECTROSURGICAL GENERATOR | IMAGING | MEGADYNE MEDICAL | GN00000069 | RSUD DR HI ABDUL MOELOEK | BANDAR LAMPUNG | LAMPUNG | BANDAR LAMPUNG | MAIN UNIT | CUSTOMER | 7 December 2016 | IBNUL AZIZ - TSE | 7 December 2015 |  | 7 December 2016 | IBNUL AZIZ - TSE | - |  | ACTIVE
160471001 | MPESU | MEGA POWER ELECTROSURGICAL GENERATOR | IMAGING | MEGADYNE MEDICAL | GN00000069 | RSUD DR HI ABDUL MOELOEK | BANDAR LAMPUNG | LAMPUNG | BANDAR LAMPUNG | MAIN UNIT | CUSTOMER | 7 December 2016 | IBNUL AZIZ - TSE | 7 December 2016 |  | 7 December 2016 | IBNUL AZIZ - TSE | - |  | ACTIVE
160472001 | MPESU | MEGA POWER ELECTROSURGICAL GENERATOR | IMAGING | MEGADYNE MEDICAL | GN00002279 | DINAS KESEHATAN TUBAN | SURABAYA-1 | JAWA TIMUR | TUBAN | MAIN UNIT | CUSTOMER | 23 December 2016 | ANDI ISMAIL - SPV TSE TIMUR | 23 December 2016 |  | 23 December 2016 | ANDI ISMAIL - SPV TSE TIMUR | - |  | ACTIVE
160480001 | MPESU | MEGA POWER ELECTROSURGICAL GENERATOR | IMAGING | MEGADYNE MEDICAL | GN00000236 | RSUD PADANG PANJANG | PADANG | SUMATERA BARAT | PADANG PANJANG | MAIN UNIT | CUSTOMER | 9 December 2016 |  | 9 December 2016 |  | 9 December 2016 |  | - |  | ACTIVE
160529001 | MPESU | MEGA POWER ELECTROSURGICAL GENERATOR | IMAGING | MEGADYNE MEDICAL | GN00002986 | RDC PUSAT - RAWAGELAM | PUSAT | DKI JAKARTA | JAKARTA TIMUR | MAIN UNIT | EMP | 31 August 2016 | ANTONIUS SAGITA - KALIBRASI | 18 April 2016 |  | 31 August 2016 | ANTONIUS SAGITA - KALIBRASI | - |  | ACTIVE
160582001 | MPESU | MEGA POWER ELECTROSURGICAL GENERATOR | IMAGING | MEGADYNE MEDICAL | GN00002986 | RDC PUSAT - RAWAGELAM | PUSAT | DKI JAKARTA | JAKARTA TIMUR | MAIN UNIT | EMP | 31 August 2016 | ANTONIUS SAGITA - KALIBRASI | 18 April 2016 |  | 31 August 2016 | ANTONIUS SAGITA - KALIBRASI | - |  | ACTIVE
160586001 | MPESU | MEGA POWER ELECTROSURGICAL GENERATOR | IMAGING | MEGADYNE MEDICAL | GN00002986 | RDC PUSAT - RAWAGELAM | PUSAT | DKI JAKARTA | JAKARTA TIMUR | MAIN UNIT | EMP | 28 July 2016 | ARIEF SETIAWAN - TSE CP | 18 April 2016 |  | 28 July 2016 | ARIEF SETIAWAN - TSE CP | - |  | ACTIVE
160601001 | MPESU | MEGA POWER ELECTROSURGICAL GENERATOR | IMAGING | MEGADYNE MEDICAL | GN00002986 | RDC PUSAT - RAWAGELAM | PUSAT | DKI JAKARTA | JAKARTA TIMUR | MAIN UNIT | EMP | 31 August 2016 | ANTONIUS SAGITA - KALIBRASI | 18 April 2016 |  | 31 August 2016 | ANTONIUS SAGITA - KALIBRASI | - |  | ACTIVE
160602001 | MPESU | MEGA POWER ELECTROSURGICAL GENERATOR | IMAGING | MEGADYNE MEDICAL | GN00012231 | RSUD KABUPATEN ACEH BESAR | BANDA ACEH | ACEH | BANDA ACEH | MAIN UNIT | CUSTOMER | 2 February 2018 | TRIYONO - TSE AREA BARAT | 6 April 2015 |  | 2 February 2018 | TRIYONO - TSE AREA BARAT | - |  | ACTIVE
160603001 | MPESU | MEGA POWER ELECTROSURGICAL GENERATOR | IMAGING | MEGADYNE MEDICAL | GN00003087 | RSU PROV BAHTERAMAS | MAKASSAR | SULAWESI SELATAN | MAKASSAR | MAIN UNIT | CUSTOMER | 18 October 2017 | PHILIP LAKRISNA - TSE | 18 October 2017 |  | 18 October 2017 | PHILIP LAKRISNA - TSE | - |  | ACTIVE
160613001 | MPESU | MEGA POWER ELECTROSURGICAL GENERATOR | IMAGING | MEGADYNE MEDICAL | GN00003087 | RSU PROV BAHTERAMAS | MAKASSAR | SULAWESI SELATAN | MAKASSAR | MAIN UNIT | CUSTOMER | 18 October 2017 | PHILIP LAKRISNA - TSE | 18 October 2017 |  | 18 October 2017 | PHILIP LAKRISNA - TSE | - |  | ACTIVE
160620001 | MPESU | MEGA POWER ELECTROSURGICAL GENERATOR | IMAGING | MEGADYNE MEDICAL | GN00000450 | RSUD SABANG | BANDA ACEH | ACEH | SABANG | MAIN UNIT | CUSTOMER | 13 December 2017 | FAJAR FAHMI - TSE | 13 December 2017 |  | 13 December 2017 | FAJAR FAHMI - TSE | - |  | ACTIVE
160621001 | MPESU | MEGA POWER ELECTROSURGICAL GENERATOR | IMAGING | MEGADYNE MEDICAL | GN00012231 | RSUD KABUPATEN ACEH BESAR | BANDA ACEH | ACEH | BANDA ACEH | MAIN UNIT | CUSTOMER | 13 December 2017 | FAJAR FAHMI - TSE | 13 December 2017 |  | 13 December 2017 | FAJAR FAHMI - TSE | - |  | ACTIVE
160623001 | MPESU | MEGA POWER ELECTROSURGICAL GENERATOR | IMAGING | MEGADYNE MEDICAL | GN00001820 | RSU DR. MOH. SALEH | MALANG | JAWA TIMUR | PROBOLINGGO | MAIN UNIT | CUSTOMER | 4 December 2017 | NGATARI | 4 December 2017 |  | 4 December 2017 | NGATARI | - |  | ACTIVE
160625001 | MPESU | MEGA POWER ELECTROSURGICAL GENERATOR | IMAGING | MEGADYNE MEDICAL | GN00001820 | RSU DR. MOH. SALEH | MALANG | JAWA TIMUR | PROBOLINGGO | MAIN UNIT | CUSTOMER | 4 December 2017 | NGATARI | 4 December 2017 |  | 4 December 2017 | NGATARI | - |  | ACTIVE
160626001 | MPESU | MEGA POWER ELECTROSURGICAL GENERATOR | IMAGING | MEGADYNE MEDICAL | GN00001820 | RSU DR. MOH. SALEH | MALANG | JAWA TIMUR | PROBOLINGGO | MAIN UNIT | CUSTOMER | 4 December 2017 | NGATARI | 4 December 2017 |  | 4 December 2017 | NGATARI | - |  | ACTIVE
160627001 | MPESU | MEGA POWER ELECTROSURGICAL GENERATOR | IMAGING | MEGADYNE MEDICAL | GN17060077 | RSUD M SANI KARIMUN | BATAM | KEPULAUAN RIAU | BATAM | MAIN UNIT | CUSTOMER | 28 December 2017 | GATOT SURYA ADIPUTRA - TSE | 28 December 2017 |  | 28 December 2017 | GATOT SURYA ADIPUTRA - TSE | - |  | ACTIVE
160628001 | MPESU | MEGA POWER ELECTROSURGICAL GENERATOR | IMAGING | MEGADYNE MEDICAL | GN00000966 | RSUD CIKALONG WETAN | BANDUNG | JAWA BARAT | BANDUNG | MAIN UNIT | CUSTOMER | 18 September 2018 | SUKMA WIJAYA - TSE | 18 September 2018 |  | 18 September 2018 | SUKMA WIJAYA - TSE | - |  | ACTIVE
160639001 | MPESU | MEGA POWER ELECTROSURGICAL GENERATOR | IMAGING | MEGADYNE MEDICAL | GN00001509 | RSUD DR. ABDOER RAHEM | JEMBER | JAWA TIMUR | SITUBONDO | MAIN UNIT | CUSTOMER | 15 May 2018 | GANDHI YANRANGGA | 15 May 2018 |  | 15 May 2018 | GANDHI YANRANGGA | - |  | ACTIVE
160718-17 | JS005 | LAMINAR FLOW VERT 900MM | DIAGNOSTIC 2 | JS RESEARCH INC. | GN00008554 | Lab. Pramita Madiun | KEDIRI | JAWA TIMUR |  | MAIN UNIT | CUSTOMER | 1 November 2017 | ANDI ISMAIL - SPV TSE TIMUR | 1 November 2017 |  | 1 November 2017 | ANDI ISMAIL - SPV TSE TIMUR | - |  | ACTIVE
160718-33 | JS001 | BIO SAFE-CAB TYPE-A2 900 | DIAGNOSTIC 2 | JS RESEARCH INC. | GN00001973 | RS MITRA KELUARGA CIKARANG | BEKASI | JAWA BARAT | BEKASI | MAIN UNIT | CUSTOMER | - |  | 20 October 2016 |  | - |  | - |  | ACTIVE
160718-34 | JS001 | BIO SAFE-CAB TYPE-A2 900 | DIAGNOSTIC 2 | JS RESEARCH INC. | GN00001784 | RSUD SALATIGA | SOLO | JAWA TENGAH | SALATIGA | MAIN UNIT | CUSTOMER | - |  | 8 November 2016 |  | - |  | - |  | ACTIVE
160814001 | MPESU | MEGA POWER ELECTROSURGICAL GENERATOR | IMAGING | MEGADYNE MEDICAL | GN00001509 | RSUD DR. ABDOER RAHEM | JEMBER | JAWA TIMUR | SITUBONDO | MAIN UNIT | CUSTOMER | 15 May 2018 | GANDHI YANRANGGA | 15 May 2018 |  | 15 May 2018 | GANDHI YANRANGGA | - |  | ACTIVE
160822-53 | JS001 | BIO SAFE-CAB TYPE-A2 900 | DIAGNOSTIC 2 | JS RESEARCH INC. | GN00002986 | RDC PUSAT - RAWAGELAM | PUSAT | DKI JAKARTA | JAKARTA TIMUR | MAIN UNIT | EMP | 3 November 2016 | SURYADI | 2 November 2016 |  | 3 November 2016 | SURYADI | - |  | ACTIVE
160822-54 | JS001 | BIO SAFE-CAB TYPE-A2 900 | DIAGNOSTIC 2 | JS RESEARCH INC. | GN00002726 | National Hospital Surabaya | SURABAYA-2 | JAWA TIMUR |  | MAIN UNIT | CUSTOMER | 24 March 2017 | GANDHI YANRANGGA | 26 December 2016 |  | 24 March 2017 | GANDHI YANRANGGA | - |  | ACTIVE
160822-55 | JS001 | BIO SAFE-CAB TYPE-A2 900 | DIAGNOSTIC 2 | JS RESEARCH INC. | GN00002726 | National Hospital Surabaya | SURABAYA-2 | JAWA TIMUR |  | MAIN UNIT | CUSTOMER | 24 March 2017 | GANDHI YANRANGGA | 26 December 2016 |  | 24 March 2017 | GANDHI YANRANGGA | - |  | ACTIVE
1608231 | B0234 | BIOELISA WASHER ELX50 | DIAGNOSTIC 2 | WERFEN HONG KONG LIMITED | GN00002986 | RDC PUSAT - RAWAGELAM | PUSAT | DKI JAKARTA | JAKARTA TIMUR | MAIN UNIT | EMP | 10 January 2018 | ANTONIUS SAGITA - KALIBRASI | 8 January 2018 |  | 10 January 2018 | ANTONIUS SAGITA - KALIBRASI | - |  | ACTIVE
160825F | BI170 | BIOELISA READER ELX800 | DIAGNOSTIC 2 | WERFEN HONG KONG LIMITED | GN00002986 | RDC PUSAT - RAWAGELAM | PUSAT | DKI JAKARTA | JAKARTA TIMUR | MAIN UNIT | EMP | 10 January 2018 | ANTONIUS SAGITA - KALIBRASI | 8 January 2018 |  | 10 January 2018 | ANTONIUS SAGITA - KALIBRASI | - |  | ACTIVE
160864001 | MPESU | MEGA POWER ELECTROSURGICAL GENERATOR | IMAGING | MEGADYNE MEDICAL | GN00001509 | RSUD DR. ABDOER RAHEM | JEMBER | JAWA TIMUR | SITUBONDO | MAIN UNIT | CUSTOMER | 15 May 2018 | GANDHI YANRANGGA | 15 May 2018 |  | 15 May 2018 | GANDHI YANRANGGA | - |  | ACTIVE
160875001 | MPESU | MEGA POWER ELECTROSURGICAL GENERATOR | IMAGING | MEGADYNE MEDICAL | GN00001509 | RSUD DR. ABDOER RAHEM | JEMBER | JAWA TIMUR | SITUBONDO | MAIN UNIT | CUSTOMER | 15 May 2018 | GANDHI YANRANGGA | 15 May 2018 |  | 15 May 2018 | GANDHI YANRANGGA | - |  | ACTIVE
160876001 | MPESU | MEGA POWER ELECTROSURGICAL GENERATOR | IMAGING | MEGADYNE MEDICAL | GN00001509 | RSUD DR. ABDOER RAHEM | JEMBER | JAWA TIMUR | SITUBONDO | MAIN UNIT | CUSTOMER | 15 May 2018 | GANDHI YANRANGGA | 15 May 2018 |  | 15 May 2018 | GANDHI YANRANGGA | - |  | ACTIVE
160880001 | MPESU | MEGA POWER ELECTROSURGICAL GENERATOR | IMAGING | MEGADYNE MEDICAL | GN00002986 | RDC PUSAT - RAWAGELAM | PUSAT | DKI JAKARTA | JAKARTA TIMUR | MAIN UNIT | EMP | 28 July 2016 | ARIEF SETIAWAN - TSE CP | 18 April 2016 |  | 28 July 2016 | ARIEF SETIAWAN - TSE CP | - |  | ACTIVE
160888001 | MPESU | MEGA POWER ELECTROSURGICAL GENERATOR | IMAGING | MEGADYNE MEDICAL | GN00002986 | RDC PUSAT - RAWAGELAM | PUSAT | DKI JAKARTA | JAKARTA TIMUR | MAIN UNIT | EMP | 28 July 2016 | ARIEF SETIAWAN - TSE CP | 18 April 2016 |  | 28 July 2016 | ARIEF SETIAWAN - TSE CP | - |  | ACTIVE
160891001 | MPESU | MEGA POWER ELECTROSURGICAL GENERATOR | IMAGING | MEGADYNE MEDICAL | GN00002986 | RDC PUSAT - RAWAGELAM | PUSAT | DKI JAKARTA | JAKARTA TIMUR | MAIN UNIT | EMP | 28 July 2016 | ARIEF SETIAWAN - TSE CP | 18 April 2016 |  | 28 July 2016 | ARIEF SETIAWAN - TSE CP | - |  | ACTIVE
161/XI/13 | TE002 | INCUBATOR TSN910SC-WHL | IMAGING | TESENA INOVINDO, PT | GN00007404 | RSUD TABANAN | DENPASAR | BALI | DENPASAR | MAIN UNIT | CUSTOMER | 19 November 2014 | I KADEK - TSE | 19 November 2014 |  | 19 November 2014 | I KADEK - TSE | - |  | ACTIVE
16111805 | SF325 | HM325 PACKAGE | DIAGNOSTIC 2 | THERMO FISHER - GER | GN00000007 | RSUD KOJA | JAKARTA-1 | DKI JAKARTA | JAKARTA UTARA | MAIN UNIT | CUSTOMER | - |  | 23 August 2017 |  | - |  | - |  | ACTIVE
161121-87 | JS001 | BIO SAFE-CAB TYPE-A2 900 | DIAGNOSTIC 2 | JS RESEARCH INC. | GN00002806 | RS PUSAT OTAK NASIONAL | JAKARTA-1 | DKI JAKARTA | JAKARTA TIMUR | MAIN UNIT | CUSTOMER | 10 January 2017 | IBNUL AZIZ - TSE | 30 December 2016 |  | 10 January 2017 | IBNUL AZIZ - TSE | - |  | ACTIVE
161121-88 | JS001 | BIO SAFE-CAB TYPE-A2 900 | DIAGNOSTIC 2 | JS RESEARCH INC. | GN00006667 | RSU GANESHA | DENPASAR | BALI | DENPASAR | MAIN UNIT | CUSTOMER | 30 January 2017 | I KADEK - TSE | 30 January 2017 |  | 30 January 2017 | I KADEK - TSE | - |  | ACTIVE
161121-95 | JS002 | BIOHAZARD SAFETY CABINET TYPE A2 (1200 MM) | DIAGNOSTIC 2 | JS RESEARCH INC. | GN00002908 | RSIA HERMINA DEPOK | PEJATEN | JAWA BARAT | DEPOK | MAIN UNIT | CUSTOMER | 3 January 2017 | IBNUL AZIZ - TSE | 30 December 2016 |  | 3 January 2017 | IBNUL AZIZ - TSE | - |  | ACTIVE
161121-96 | JS002 | BIOHAZARD SAFETY CABINET TYPE A2 (1200 MM) | DIAGNOSTIC 2 | JS RESEARCH INC. | GN00001345 | RS SEMEN GRESIK | SURABAYA-1 | JAWA TIMUR | GRESIK | MAIN UNIT | CUSTOMER | 29 January 2017 | GANDHI YANRANGGA | 26 January 2017 |  | 29 January 2017 | GANDHI YANRANGGA | - |  | ACTIVE
161121-97 | JS002 | BIOHAZARD SAFETY CABINET TYPE A2 (1200 MM) | DIAGNOSTIC 2 | JS RESEARCH INC. | GN00003054 | RS PEKERJA INDONESIA IMELDA | MEDAN | SUMATERA UTARA | MEDAN | MAIN UNIT | CUSTOMER | 6 February 2017 | ARBIANSYAH - TSE | 6 February 2017 |  | 6 February 2017 | ARBIANSYAH - TSE | - |  | ACTIVE
16120407 | AC350 | ACL TOP 350 CTS SYSTEM | DIAGNOSTIC 2 | WERFEN HONG KONG LIMITED | GN00002985 | WORKSHOOP CSM PUSAT | PUSAT | DKI JAKARTA | JAKARTA TIMUR | MAIN UNIT | EMP | - |  | 12 January 2019 |  | - |  | - |  | ACTIVE
161214 | NI11U | INFANT INCUBATOR PS | IMAGING | NAKAMURA MEDICAL | GN00002986 | RDC PUSAT - RAWAGELAM | PUSAT | DKI JAKARTA | JAKARTA TIMUR | MAIN UNIT | EMP | 22 April 2015 | LEO LANANG SIGIT - TSE CP | 1 January 1900 |  | 22 April 2015 | LEO LANANG SIGIT - TSE CP | - |  | ACTIVE
16127578 | 26001 | GEM PREMIER 3500 ANALYZER | DIAGNOSTIC 2 | WERFEN HONG KONG LIMITED | GN00012197 | RS INDRIATI SOLO BARU | SOLO | JAWA TENGAH | SUKOHARJO | MAIN UNIT | EMP | - |  | 12 June 2017 |  | - |  | - |  | ACTIVE
16127579 | 26001 | GEM PREMIER 3500 ANALYZER | DIAGNOSTIC 2 | WERFEN HONG KONG LIMITED | GN00002986 | RDC PUSAT - RAWAGELAM | PUSAT | DKI JAKARTA | JAKARTA TIMUR | MAIN UNIT | EMP | 17 May 2017 | SAHID DERMAWAN - SPV TSE BARAT | 1 January 1900 |  | 17 May 2017 | SAHID DERMAWAN - SPV TSE BARAT | - |  | ACTIVE
16127586 | 26001 | GEM PREMIER 3500 ANALYZER | DIAGNOSTIC 2 | WERFEN HONG KONG LIMITED | GN00001494 | RS MUHAMMADIYAH LAMONGAN | SURABAYA-2 | JAWA TIMUR | LAMONGAN | MAIN UNIT | EMP | 19 November 2018 | GANDHI YANRANGGA | 19 November 2018 |  | 19 November 2018 | GANDHI YANRANGGA | - |  | ACTIVE
16141614 | FRXL2 | CAPSULA XL2 | IMAGING | FUJIFILM INDONESIA, PT. | GN00006612 | RS HERMINA SERPONG | TANGERANG | BANTEN | CILEGON | MAIN UNIT | CUSTOMER | - |  | 6 July 2021 |  | 6 July 2021 | ARIEF SETIAWAN - TSE CP | 17 January 2025 | SAHID DERMAWAN - SPV TSE BARAT | ACTIVE
16151147 | FDRSM | DRYPIX SMART | IMAGING | FUJIFILM INDONESIA, PT. | GN00000631 | RSUD H BADARUDDIN | BANJARMASIN | KALIMANTAN SELATAN | BANJARMASIN | MAIN UNIT | CUSTOMER | 31 May 2021 | ANTONIUS SAGITA - KALIBRASI | 3 November 2021 | DIAN FEBRIYANA - TSE | 28 April 2021 | ANTONIUS SAGITA - KALIBRASI | 3 November 2021 | DIAN FEBRIYANA - TSE | ACTIVE
16156344 | EDRST | FDR D-EVO II C35 (Advance stationary) | IMAGING | FUJIFILM INDONESIA, PT. | GN00001241 | RSUD Dr. R. Sosodoro Djatikoesoemo | SURABAYA-1 | JAWA TIMUR | BOJONEGORO | MAIN UNIT | CUSTOMER | 21 April 2022 | ANTONIUS SAGITA - KALIBRASI | 7 February 2022 | MIKKI FAHRIZI - TSE | 6 January 2022 | ANTONIUS SAGITA - KALIBRASI | 21 April 2022 | ANTONIUS SAGITA - KALIBRASI | ACTIVE
162/IX/13 | BD910 |  |  |  | GN00000043 | RSUD KABUPATEN BELITUNG | PANGKAL PINANG | KEPULAUAN BANGKA BELITUNG | BELITUNG | MAIN UNIT | CUSTOMER | - |  | 1 January 1900 |  | - |  | - |  | INACTIVE
16233801 | FCP12 | PRIMA CONSOLE CL A12 | IMAGING | FUJIFILM INDONESIA, PT. | GN00002986 | RDC PUSAT - RAWAGELAM | PUSAT | DKI JAKARTA | JAKARTA TIMUR | MAIN UNIT | EMP | 21 April 2022 | ANTONIUS SAGITA - KALIBRASI | - |  | 23 February 2022 | ANTONIUS SAGITA - KALIBRASI | - |  | ACTIVE
16233804 | FCP12 | PRIMA CONSOLE CL A12 | IMAGING | FUJIFILM INDONESIA, PT. | GN00002986 | RDC PUSAT - RAWAGELAM | PUSAT | DKI JAKARTA | JAKARTA TIMUR | MAIN UNIT | EMP | - |  | - |  | 29 April 2022 | ARIEF SETIAWAN - TSE CP | - |  | ACTIVE
16233806 | FCP12 | PRIMA CONSOLE CL A12 | IMAGING | FUJIFILM INDONESIA, PT. | GN00002986 | RDC PUSAT - RAWAGELAM | PUSAT | DKI JAKARTA | JAKARTA TIMUR | MAIN UNIT | EMP | 7 June 2021 | ANTONIUS SAGITA - KALIBRASI | - |  | 7 June 2021 | ANTONIUS SAGITA - KALIBRASI | - |  | ACTIVE
16233808 | FCP12 | PRIMA CONSOLE CL A12 | IMAGING | FUJIFILM INDONESIA, PT. | GN00000611 | RSU HARAPAN BERSAMA | PONTIANAK | KALIMANTAN BARAT | PONTIANAK | MAIN UNIT | CUSTOMER | 21 April 2022 | ANTONIUS SAGITA - KALIBRASI | 24 March 2022 | GATOT SURYA ADIPUTRA - TSE | 21 February 2022 | ANTONIUS SAGITA - KALIBRASI | 21 April 2022 | ANTONIUS SAGITA - KALIBRASI | ACTIVE
16233891 | FCP12 | PRIMA CONSOLE CL A12 | IMAGING | FUJIFILM INDONESIA, PT. | GN00006661 | RS NIRMALA | PURWOKERTO | JAWA TENGAH | PURBALINGGA | MAIN UNIT | CUSTOMER | 21 April 2022 | ANTONIUS SAGITA - KALIBRASI | 17 February 2022 | RIDWAN - TSE | 10 August 2021 | ANTONIUS SAGITA - KALIBRASI | 21 April 2022 | ANTONIUS SAGITA - KALIBRASI | ACTIVE
16233892 | FCP12 | PRIMA CONSOLE CL A12 | IMAGING | FUJIFILM INDONESIA, PT. | GN00001924 | RS PANTI NUGROHO | YOGYAKARTA | YOGYAKARTA | YOGYAKARTA | MAIN UNIT | CUSTOMER | 21 April 2022 | ANTONIUS SAGITA - KALIBRASI | 16 February 2022 | HARI UDI RAHARJO - TSE | 10 August 2021 | ANTONIUS SAGITA - KALIBRASI | 21 April 2022 | ANTONIUS SAGITA - KALIBRASI | ACTIVE
16233893 | FCP12 | PRIMA CONSOLE CL A12 | IMAGING | FUJIFILM INDONESIA, PT. | GN00011463 | RSU MITRA FAMILY KARAWANG | BEKASI | JAWA BARAT | KARAWANG | MAIN UNIT | CUSTOMER | 21 April 2022 | ANTONIUS SAGITA - KALIBRASI | 15 March 2022 | GATOT SURYA ADIPUTRA - TSE | 10 August 2021 | ANTONIUS SAGITA - KALIBRASI | 21 April 2022 | ANTONIUS SAGITA - KALIBRASI | ACTIVE
16233894 | FCP12 | PRIMA CONSOLE CL A12 | IMAGING | FUJIFILM INDONESIA, PT. | GN00001643 | RSIA MELATI HUSADA | MALANG | JAWA TIMUR | MALANG | MAIN UNIT | CUSTOMER | 21 April 2022 | ANTONIUS SAGITA - KALIBRASI | 2 March 2022 | AHMAD FATKHUDIN - TSE | 10 August 2021 | ANTONIUS SAGITA - KALIBRASI | 21 April 2022 | ANTONIUS SAGITA - KALIBRASI | ACTIVE
16233898 | FCP12 | PRIMA CONSOLE CL A12 | IMAGING | FUJIFILM INDONESIA, PT. | GN22010011 | RS HERMINA SOREANG | BANDUNG | JAWA BARAT | BANDUNG | MAIN UNIT | CUSTOMER | - |  | 26 March 2022 | SUKMA WIJAYA - TSE | 8 September 2021 | ARIEF SETIAWAN - TSE CP | 26 March 2022 | SUKMA WIJAYA - TSE | ACTIVE
16250833 | EKFCS | PROFECT CS E-CATALOGUE | IMAGING | FUJIFILM INDONESIA, PT. | GN00002183 | RSUD DR M SOEWANDHIE SURABAYA | SURABAYA-1 | JAWA TIMUR | SURABAYA | MAIN UNIT | CUSTOMER | 15 April 2021 | ANTONIUS SAGITA - KALIBRASI | 13 April 2021 | MIKKI FAHRIZI - TSE | 8 March 2021 | ANTONIUS SAGITA - KALIBRASI | 15 April 2021 | ANTONIUS SAGITA - KALIBRASI | ACTIVE
16251625 | FIC43 | IP CASS-CC BW-PB 35.4X43 | IMAGING | FUJIFILM INDONESIA, PT. | GN00011418 | RSU DAERAH SAMBAS | PONTIANAK | KALIMANTAN BARAT | PONTIANAK | ACCESSORIES | EMP | - |  | 12 July 2022 | MUHAMMAD FAJAR - TSE | - |  | 12 July 2022 | MUHAMMAD FAJAR - TSE | ACTIVE
16251637 | FIC35 | IP CASS-CC BW-PB35.4X35.4 | IMAGING | FUJIFILM INDONESIA, PT. | GN00005118 | RSUD SULTAN IMANUDIN | BANJARMASIN | KALIMANTAN TENGAH | BANJARMASIN | ACCESSORIES | EMP | - |  | 19 July 2022 | PHILIP LAKRISNA - TSE | - |  | 19 July 2022 | PHILIP LAKRISNA - TSE | ACTIVE
16251663 | FIC30 | IP CASS-CC BW-PB 24X30 | IMAGING | FUJIFILM INDONESIA, PT. | GN00001277 | RS Reksa Waluya | SURABAYA-1 | JAWA TIMUR |  | ACCESSORIES | EMP | 25 April 2019 | JUDISTIRO - MSS RADIX | 19 July 2022 | YUNAN ARIMUNTIAN - TSE | 25 April 2019 | JUDISTIRO - MSS RADIX | 19 July 2022 | YUNAN ARIMUNTIAN - TSE | ACTIVE
162G4701 | FCRT2 | CR IR 392 RU2 PNTM = : E (PRIMA T2) | IMAGING | FUJIFILM INDONESIA, PT. | GN00002986 | RDC PUSAT - RAWAGELAM | PUSAT | DKI JAKARTA | JAKARTA TIMUR | MAIN UNIT | EMP | 31 May 2021 | ANTONIUS SAGITA - KALIBRASI | - |  | 31 May 2021 | ANTONIUS SAGITA - KALIBRASI | - |  | ACTIVE
162G4713 | FCRT2 | CR IR 392 RU2 PNTM = : E (PRIMA T2) | IMAGING | FUJIFILM INDONESIA, PT. | GN00011557 | RS TONSEA | MANADO | SULAWESI UTARA | MANADO | MAIN UNIT | CUSTOMER | 31 May 2021 | ANTONIUS SAGITA - KALIBRASI | 25 February 2022 | AHMAD FATKHUDIN - TSE | 31 May 2021 | ANTONIUS SAGITA - KALIBRASI | 25 February 2022 | AHMAD FATKHUDIN - TSE | ACTIVE
162G4728 | FCRT2 | CR IR 392 RU2 PNTM = : E (PRIMA T2) | IMAGING | FUJIFILM INDONESIA, PT. | GN20040017 | RS BELLEZA KEDATON BANDAR LAMPUNG | BANDAR LAMPUNG | LAMPUNG | BANDAR LAMPUNG | MAIN UNIT | CUSTOMER | 31 May 2021 | ANTONIUS SAGITA - KALIBRASI | 26 June 2021 | RUDI SETIAWAN - TSE | 31 May 2021 | ANTONIUS SAGITA - KALIBRASI | 26 June 2021 | RUDI SETIAWAN - TSE | ACTIVE
162G4731 | FCRT2 | CR IR 392 RU2 PNTM = : E (PRIMA T2) | IMAGING | FUJIFILM INDONESIA, PT. | GN00000058 | RS GRAHA HUSADA | BANDAR LAMPUNG | LAMPUNG | BANDAR LAMPUNG | MAIN UNIT | CUSTOMER | 31 May 2021 | ANTONIUS SAGITA - KALIBRASI | 26 June 2021 | RUDI SETIAWAN - TSE | 31 May 2021 | ANTONIUS SAGITA - KALIBRASI | 26 June 2021 | RUDI SETIAWAN - TSE | ACTIVE
162G4739 | FCRT2 | CR IR 392 RU2 PNTM = : E (PRIMA T2) | IMAGING | FUJIFILM INDONESIA, PT. | GN00011224 | RS PERMATA CIREBON | CIREBON | JAWA BARAT | CIREBON | MAIN UNIT | EMP | 31 May 2021 | ANTONIUS SAGITA - KALIBRASI | 10 June 2021 | ARBIANSYAH - TSE | 31 May 2021 | ANTONIUS SAGITA - KALIBRASI | 10 June 2021 | ARBIANSYAH - TSE | ACTIVE
162G4742 | FCRT2 | CR IR 392 RU2 PNTM = : E (PRIMA T2) | IMAGING | FUJIFILM INDONESIA, PT. | GN19030033 | RS MITRA KELUARGA PRATAMA JATI ASIH | BEKASI | JAWA BARAT | BEKASI | MAIN UNIT | CUSTOMER | 31 May 2021 | ANTONIUS SAGITA - KALIBRASI | 30 July 2021 | GATOT SURYA ADIPUTRA - TSE | 31 May 2021 | ANTONIUS SAGITA - KALIBRASI | 30 July 2021 | GATOT SURYA ADIPUTRA - TSE | ACTIVE
162G4743 | FCRT2 | CR IR 392 RU2 PNTM = : E (PRIMA T2) | IMAGING | FUJIFILM INDONESIA, PT. | GN00002986 | RDC PUSAT - RAWAGELAM | PUSAT | DKI JAKARTA | JAKARTA TIMUR | MAIN UNIT | EMP | 31 May 2021 | ANTONIUS SAGITA - KALIBRASI | - |  | 31 May 2021 | ANTONIUS SAGITA - KALIBRASI | - |  | ACTIVE
162G4744 | FCRT2 | CR IR 392 RU2 PNTM = : E (PRIMA T2) | IMAGING | FUJIFILM INDONESIA, PT. | GN00012196 | KLINIK UTAMA RIZKY AMALIA SRAGEN | SOLO | JAWA TENGAH | BOYOLALI | MAIN UNIT | CUSTOMER | 31 May 2021 | ANTONIUS SAGITA - KALIBRASI | 19 August 2021 | DIAN FEBRIYANA - TSE | 31 May 2021 | ANTONIUS SAGITA - KALIBRASI | 19 August 2021 | DIAN FEBRIYANA - TSE | ACTIVE
162G4750 | FCRT2 | CR IR 392 RU2 PNTM = : E (PRIMA T2) | IMAGING | FUJIFILM INDONESIA, PT. | GN00004204 | RS LOTIM MEDICAL CENTER | MATARAM | NUSA TENGGARA BARAT | MATARAM | MAIN UNIT | EMP | 31 May 2021 | ANTONIUS SAGITA - KALIBRASI | 7 September 2021 | I KADEK - TSE | 31 May 2021 | ANTONIUS SAGITA - KALIBRASI | 7 September 2021 | I KADEK - TSE | ACTIVE
162G4751 | FCRT2 | CR IR 392 RU2 PNTM = : E (PRIMA T2) | IMAGING | FUJIFILM INDONESIA, PT. | GN00002986 | RDC PUSAT - RAWAGELAM | PUSAT | DKI JAKARTA | JAKARTA TIMUR | MAIN UNIT | EMP | 31 May 2021 | ANTONIUS SAGITA - KALIBRASI | - |  | 31 May 2021 | ANTONIUS SAGITA - KALIBRASI | - |  | ACTIVE
16333983 | FCP12 | PRIMA CONSOLE CL A12 | IMAGING | FUJIFILM INDONESIA, PT. | GN00002986 | RDC PUSAT - RAWAGELAM | PUSAT | DKI JAKARTA | JAKARTA TIMUR | MAIN UNIT | EMP | - |  | - |  | 8 September 2021 | ARIEF SETIAWAN - TSE CP | - |  | ACTIVE
16333985 | FCP12 | PRIMA CONSOLE CL A12 | IMAGING | FUJIFILM INDONESIA, PT. | GN00002377 | RSB PERMATA BUNDA | SEMARANG | JAWA TENGAH | PURWODADI | MAIN UNIT | CUSTOMER | - |  | 9 May 2022 | ANDRIAS NUGROHO - TSE | 8 September 2021 | ARIEF SETIAWAN - TSE CP | 9 May 2022 | ANDRIAS NUGROHO - TSE | ACTIVE
16339111 | FDRLI | DRYPIX LITE | IMAGING | FUJIFILM INDONESIA, PT. | GN00002986 | RDC PUSAT - RAWAGELAM | PUSAT | DKI JAKARTA | JAKARTA TIMUR | MAIN UNIT | EMP | 31 May 2021 | ANTONIUS SAGITA - KALIBRASI | - |  | 27 May 2021 | ANTONIUS SAGITA - KALIBRASI | - |  | ACTIVE
16339491 | FDRLI | DRYPIX LITE | IMAGING | FUJIFILM INDONESIA, PT. | GN00002986 | RDC PUSAT - RAWAGELAM | PUSAT | DKI JAKARTA | JAKARTA TIMUR | MAIN UNIT | EMP | 7 June 2021 | ANTONIUS SAGITA - KALIBRASI | - |  | 7 June 2021 | ANTONIUS SAGITA - KALIBRASI | - |  | ACTIVE
16339495 | FDRLI | DRYPIX LITE | IMAGING | FUJIFILM INDONESIA, PT. | GN00002986 | RDC PUSAT - RAWAGELAM | PUSAT | DKI JAKARTA | JAKARTA TIMUR | MAIN UNIT | EMP | 7 June 2021 | ANTONIUS SAGITA - KALIBRASI | - |  | 7 June 2021 | ANTONIUS SAGITA - KALIBRASI | - |  | ACTIVE
16339497 | FDRLI | DRYPIX LITE | IMAGING | FUJIFILM INDONESIA, PT. | GN19120011 | RSUD BINTAN | BATAM | KEPULAUAN RIAU | BATAM | MAIN UNIT | CUSTOMER | 7 June 2021 | ANTONIUS SAGITA - KALIBRASI | 9 December 2021 | RUDI SETIAWAN - TSE | 7 June 2021 | ANTONIUS SAGITA - KALIBRASI | 9 December 2021 | RUDI SETIAWAN - TSE | ACTIVE
16339505 | FDRLI | DRYPIX LITE | IMAGING | FUJIFILM INDONESIA, PT. | GN00002417 | RS CANTIA TOMPASOBARU | MANADO | SULAWESI UTARA | MINAHASA | MAIN UNIT | CUSTOMER | 7 June 2021 | ANTONIUS SAGITA - KALIBRASI | 31 January 2022 | AHMAD FATKHUDIN - TSE | 7 June 2021 | ANTONIUS SAGITA - KALIBRASI | 31 January 2022 | AHMAD FATKHUDIN - TSE | ACTIVE
16339509 | FDRLI | DRYPIX LITE | IMAGING | FUJIFILM INDONESIA, PT. | GN00011741 | RSB MASYITA | MAKASSAR | SULAWESI SELATAN | MAKASSAR | MAIN UNIT | CUSTOMER | 7 June 2021 | ANTONIUS SAGITA - KALIBRASI | 27 December 2021 | ASRULLAH - TSE | 7 June 2021 | ANTONIUS SAGITA - KALIBRASI | 27 December 2021 | ASRULLAH - TSE | ACTIVE
16339512 | FDRLI | DRYPIX LITE | IMAGING | FUJIFILM INDONESIA, PT. | GN00001828 | RSU WALUYO JATI KRAKSAAN | MALANG | JAWA TIMUR | PROBOLINGGO | MAIN UNIT | EMP | 7 June 2021 | ANTONIUS SAGITA - KALIBRASI | 4 February 2022 | AHMAD FATKHUDIN - TSE | 7 June 2021 | ANTONIUS SAGITA - KALIBRASI | 4 February 2022 | AHMAD FATKHUDIN - TSE | ACTIVE
16339513 | FDRLI | DRYPIX LITE | IMAGING | FUJIFILM INDONESIA, PT. | GN21110010 | KLINIK ULIL ALBAB | CIREBON | JAWA BARAT | CIREBON | MAIN UNIT | CUSTOMER | 7 June 2021 | ANTONIUS SAGITA - KALIBRASI | 26 April 2022 | ARBIANSYAH - TSE | 7 June 2021 | ANTONIUS SAGITA - KALIBRASI | 26 April 2022 | ARBIANSYAH - TSE | ACTIVE
16339514 | FDRLI | DRYPIX LITE | IMAGING | FUJIFILM INDONESIA, PT. | GN00009444 | RS PERMATA BUNDA | PADANG | SUMATERA BARAT | SOLOK | MAIN UNIT | CUSTOMER | 7 June 2021 | ANTONIUS SAGITA - KALIBRASI | 29 April 2022 | ABDI PUTRA - TSE | 7 June 2021 | ANTONIUS SAGITA - KALIBRASI | 29 April 2022 | ABDI PUTRA - TSE | ACTIVE
16347976 | FDMAS | DPX LITE MAGAZINE S : E | IMAGING | FUJIFILM INDONESIA, PT. | GN00001828 | RSU WALUYO JATI KRAKSAAN | MALANG | JAWA TIMUR | PROBOLINGGO | ACCESSORIES | EMP | 21 April 2022 | ANTONIUS SAGITA - KALIBRASI | 4 February 2022 | AHMAD FATKHUDIN - TSE | 4 January 2022 | ANTONIUS SAGITA - KALIBRASI | 21 April 2022 | ANTONIUS SAGITA - KALIBRASI | ACTIVE
16347977 | FDMAS | DPX LITE MAGAZINE S : E | IMAGING | FUJIFILM INDONESIA, PT. | GN00001828 | RSU WALUYO JATI KRAKSAAN | MALANG | JAWA TIMUR | PROBOLINGGO | ACCESSORIES | EMP | 21 April 2022 | ANTONIUS SAGITA - KALIBRASI | 4 February 2022 | AHMAD FATKHUDIN - TSE | 4 January 2022 | ANTONIUS SAGITA - KALIBRASI | 21 April 2022 | ANTONIUS SAGITA - KALIBRASI | ACTIVE
163733025 | MSPSU | MEGASOFT REUSABLE PEDIATRIC PATIENT RETURN ELECTRODE | IMAGING | MEGADYNE MEDICAL | GN00010753 | R S U D DUMAI (APBD) | PEKAN BARU | RIAU | PEKANBARU | MAIN UNIT | CUSTOMER | 27 September 2017 | ANTONIUS SAGITA - KALIBRASI | 7 February 2017 |  | 27 September 2017 | ANTONIUS SAGITA - KALIBRASI | - |  | ACTIVE
163801CB2502 | A8430 | SLIDE DRYING HOTPLATE SLIMLINE 230V 50/60HZ | DIAGNOSTIC 2 | THERMO FISHER SCIEN. HK | GN00002986 | RDC PUSAT - RAWAGELAM | PUSAT | DKI JAKARTA | JAKARTA TIMUR | MAIN UNIT | EMP | - |  | - |  | 22 September 2025 | ERIS MAHRUS HADI - TSE CP | - |  | ACTIVE
163802CB2502 | A8430 | SLIDE DRYING HOTPLATE SLIMLINE 230V 50/60HZ | DIAGNOSTIC 2 | THERMO FISHER SCIEN. HK | GN00002986 | RDC PUSAT - RAWAGELAM | PUSAT | DKI JAKARTA | JAKARTA TIMUR | MAIN UNIT | EMP | - |  | - |  | 22 September 2025 | ERIS MAHRUS HADI - TSE CP | - |  | ACTIVE
163918CB2502 | A8430 | SLIDE DRYING HOTPLATE SLIMLINE 230V 50/60HZ | DIAGNOSTIC 2 | THERMO FISHER SCIEN. HK | GN00002986 | RDC PUSAT - RAWAGELAM | PUSAT | DKI JAKARTA | JAKARTA TIMUR | MAIN UNIT | EMP | - |  | - |  | 30 October 2025 | LEO LANANG SIGIT - TSE CP | - |  | ACTIVE
16391CB2502 | A8430 | SLIDE DRYING HOTPLATE SLIMLINE 230V 50/60HZ | DIAGNOSTIC 2 | THERMO FISHER SCIEN. HK | GN00002986 | RDC PUSAT - RAWAGELAM | PUSAT | DKI JAKARTA | JAKARTA TIMUR | MAIN UNIT | EMP | - |  | - |  | 10 November 2025 | ERIS MAHRUS HADI - TSE CP | - |  | ACTIVE
164/V/13 | BD910 |  |  |  | GN00003120 | RS AMINAH | MALANG | JAWA TIMUR | BLITAR | MAIN UNIT | CUSTOMER | 13 April 2015 |  | 1 January 1900 |  | 13 April 2015 |  | - |  | INACTIVE
16434254 | FCP12 | PRIMA CONSOLE CL A12 | IMAGING | FUJIFILM INDONESIA, PT. | GN00006706 | RSU MAMAMI | KUPANG | NUSA TENGGARA TIMUR | KUPANG | MAIN UNIT | CUSTOMER | - |  | 29 June 2022 | ANDRIAS NUGROHO - TSE | 8 September 2021 | ARIEF SETIAWAN - TSE CP | 29 June 2022 | ANDRIAS NUGROHO - TSE | ACTIVE
16434259 | FCP12 | PRIMA CONSOLE CL A12 | IMAGING | FUJIFILM INDONESIA, PT. | GN00002986 | RDC PUSAT - RAWAGELAM | PUSAT | DKI JAKARTA | JAKARTA TIMUR | MAIN UNIT | EMP | - |  | - |  | 8 September 2021 | ARIEF SETIAWAN - TSE CP | - |  | ACTIVE
16452090 | FDRSM | DRYPIX SMART | IMAGING | FUJIFILM INDONESIA, PT. | GN00001072 | RSUD DR MARJUKI MAHDI ( RSUD KOTA BOGOR ) | BOGOR | JAWA BARAT | BOGOR | MAIN UNIT | CUSTOMER | - |  | 22 May 2022 | IBNUL AZIZ - TSE | 10 May 2022 | ANTONIUS SAGITA - KALIBRASI | 22 May 2022 | IBNUL AZIZ - TSE | ACTIVE
16456860 | EDRST | FDR D-EVO II C35 (Advance stationary) | IMAGING | FUJIFILM INDONESIA, PT. | GN00002986 | RDC PUSAT - RAWAGELAM | PUSAT | DKI JAKARTA | JAKARTA TIMUR | ACCESSORIES | EMP | - |  | - |  | 4 January 2022 | ARIEF SETIAWAN - TSE CP | - |  | ACTIVE
16456982 | EDRST | FDR D-EVO II C35 (Advance stationary) | IMAGING | FUJIFILM INDONESIA, PT. | GN00002986 | RDC PUSAT - RAWAGELAM | PUSAT | DKI JAKARTA | JAKARTA TIMUR | ACCESSORIES | EMP | - |  | - |  | 8 December 2021 | ARIEF SETIAWAN - TSE CP | - |  | ACTIVE
16456984 | EDRST | FDR D-EVO II C35 (Advance stationary) | IMAGING | FUJIFILM INDONESIA, PT. | GN00002986 | RDC PUSAT - RAWAGELAM | PUSAT | DKI JAKARTA | JAKARTA TIMUR | ACCESSORIES | EMP | - |  | - |  | 8 December 2021 | ARIEF SETIAWAN - TSE CP | - |  | ACTIVE
164G5906 | FCRT2 | CR IR 392 RU2 PNTM = : E (PRIMA T2) | IMAGING | FUJIFILM INDONESIA, PT. | GN00002417 | RS CANTIA TOMPASOBARU | MANADO | SULAWESI UTARA | MINAHASA | MAIN UNIT | CUSTOMER | - |  | 25 February 2022 | AHMAD FATKHUDIN - TSE | 8 September 2021 | ARIEF SETIAWAN - TSE CP | 25 February 2022 | AHMAD FATKHUDIN - TSE | ACTIVE
164G6052 | FCRT2 | CR IR 392 RU2 PNTM = : E (PRIMA T2) | IMAGING | FUJIFILM INDONESIA, PT. | GN21100002 | Apotik Bojong Farma | CIREBON | JAWA BARAT | CIREBON | MAIN UNIT | CUSTOMER | 26 January 2022 | ARBIANSYAH - TSE | 22 December 2021 | ARBIANSYAH - TSE | 10 August 2021 | ANTONIUS SAGITA - KALIBRASI | 26 January 2022 | ARBIANSYAH - TSE | ACTIVE
164G6053 | FCRT2 | CR IR 392 RU2 PNTM = : E (PRIMA T2) | IMAGING | FUJIFILM INDONESIA, PT. | GN00002986 | RDC PUSAT - RAWAGELAM | PUSAT | DKI JAKARTA | JAKARTA TIMUR | MAIN UNIT | EMP | 21 April 2022 | ANTONIUS SAGITA - KALIBRASI | - |  | 10 August 2021 | ANTONIUS SAGITA - KALIBRASI | - |  | ACTIVE
164G6062 | FCRT2 | CR IR 392 RU2 PNTM = : E (PRIMA T2) | IMAGING | FUJIFILM INDONESIA, PT. | GN00002986 | RDC PUSAT - RAWAGELAM | PUSAT | DKI JAKARTA | JAKARTA TIMUR | MAIN UNIT | EMP | 21 April 2022 | ANTONIUS SAGITA - KALIBRASI | - |  | 10 August 2021 | ANTONIUS SAGITA - KALIBRASI | - |  | ACTIVE
164G6063 | FCRT2 | CR IR 392 RU2 PNTM = : E (PRIMA T2) | IMAGING | FUJIFILM INDONESIA, PT. | GN00002986 | RDC PUSAT - RAWAGELAM | PUSAT | DKI JAKARTA | JAKARTA TIMUR | MAIN UNIT | EMP | 21 April 2022 | ANTONIUS SAGITA - KALIBRASI | - |  | 10 August 2021 | ANTONIUS SAGITA - KALIBRASI | - |  | ACTIVE
165/XI/13 | TM01U | Infant Incubator Tsn910Sc |  |  | GN00000180 | RSU DUMAI | PEKAN BARU | RIAU | DUMAI | MAIN UNIT | CUSTOMER | 1 February 1990 | MULKAN | 30 December 2013 |  | 1 February 1990 | MULKAN | - |  | ACTIVE
16534524 | FCP12 | PRIMA CONSOLE CL A12 | IMAGING | FUJIFILM INDONESIA, PT. | GN22070023 | KLINIK DR JUENI | TANGERANG | BANTEN | TANGERANG | MAIN UNIT | CUSTOMER | - |  | 14 September 2023 | ADITIYA NOVANDRA - TSE | 23 March 2022 | ARIEF SETIAWAN - TSE CP | 14 September 2023 | ADITIYA NOVANDRA - TSE | ACTIVE
165456863 | EDRST | FDR D-EVO II C35 (Advance stationary) | IMAGING | FUJIFILM INDONESIA, PT. | GN00002986 | RDC PUSAT - RAWAGELAM | PUSAT | DKI JAKARTA | JAKARTA TIMUR | ACCESSORIES | EMP | - |  | - |  | 8 December 2021 | ARIEF SETIAWAN - TSE CP | - |  | ACTIVE
165854202 | FDRSM | DRYPIX SMART | IMAGING | FUJIFILM INDONESIA, PT. | GN00002986 | RDC PUSAT - RAWAGELAM | PUSAT | DKI JAKARTA | JAKARTA TIMUR | MAIN UNIT | EMP | - |  | - |  | 8 December 2021 | ARIEF SETIAWAN - TSE CP | - |  | INACTIVE
165854221 | FDRSM | DRYPIX SMART | IMAGING | FUJIFILM INDONESIA, PT. | GN00002986 | RDC PUSAT - RAWAGELAM | PUSAT | DKI JAKARTA | JAKARTA TIMUR | MAIN UNIT | EMP | - |  | - |  | 8 December 2021 | ARIEF SETIAWAN - TSE CP | - |  | INACTIVE
165E0376 | ECRTM | FCR Prima TM E-Katalog | IMAGING | FUJIFILM INDONESIA, PT. | GN00002986 | RDC PUSAT - RAWAGELAM | PUSAT | DKI JAKARTA | JAKARTA TIMUR | MAIN UNIT | EMP | 21 April 2022 | ANTONIUS SAGITA - KALIBRASI | - |  | 3 November 2021 | ANTONIUS SAGITA - KALIBRASI | - |  | ACTIVE
165E0380 | ECRTM | FCR Prima TM E-Katalog | IMAGING | FUJIFILM INDONESIA, PT. | GN00001511 | RSU DR HARYOTO LUMAJANG | JEMBER | JAWA TIMUR | LUMAJANG | MAIN UNIT | CUSTOMER | - |  | 16 February 2023 | AHMAD FATKHUDIN - TSE | 8 December 2021 | ARIEF SETIAWAN - TSE CP | 13 November 2023 | ANDI ISMAIL - SPV TSE TIMUR | ACTIVE
165E0382 | ECRTM | FCR Prima TM E-Katalog | IMAGING | FUJIFILM INDONESIA, PT. | GN00002986 | RDC PUSAT - RAWAGELAM | PUSAT | DKI JAKARTA | JAKARTA TIMUR | MAIN UNIT | EMP | 21 April 2022 | ANTONIUS SAGITA - KALIBRASI | - |  | 3 November 2021 | ANTONIUS SAGITA - KALIBRASI | - |  | ACTIVE
165E0386 | ECRTM | FCR Prima TM E-Katalog | IMAGING | FUJIFILM INDONESIA, PT. | GN00002986 | RDC PUSAT - RAWAGELAM | PUSAT | DKI JAKARTA | JAKARTA TIMUR | MAIN UNIT | EMP | - |  | - |  | 8 December 2021 | ARIEF SETIAWAN - TSE CP | - |  | ACTIVE
165E0388 | ECRTM | FCR Prima TM E-Katalog | IMAGING | FUJIFILM INDONESIA, PT. | GN00002415 | RSU DR M MOHAMMAD DUNDA | MANADO | SULAWESI UTARA | GORONTALO | MAIN UNIT | CUSTOMER | - |  | 20 July 2023 |  | 8 December 2021 | ARIEF SETIAWAN - TSE CP | 14 October 2023 | ANDI ISMAIL - SPV TSE TIMUR | ACTIVE
165E0393 | ECRTM | FCR Prima TM E-Katalog | IMAGING | FUJIFILM INDONESIA, PT. | GN00002986 | RDC PUSAT - RAWAGELAM | PUSAT | DKI JAKARTA | JAKARTA TIMUR | MAIN UNIT | EMP | 21 April 2022 | ANTONIUS SAGITA - KALIBRASI | - |  | 3 November 2021 | ANTONIUS SAGITA - KALIBRASI | - |  | ACTIVE
165E0395 | ECRTM | FCR Prima TM E-Katalog | IMAGING | FUJIFILM INDONESIA, PT. | GN00000271 | RSU LUBUK SIKAPING | PADANG | SUMATERA BARAT | LUBUK SIKAPING | MAIN UNIT | CUSTOMER | - |  | 28 May 2022 | ABDI PUTRA - TSE | 8 December 2021 | ARIEF SETIAWAN - TSE CP | 28 May 2022 | ABDI PUTRA - TSE | ACTIVE
165E0397 | ECRTM | FCR Prima TM E-Katalog | IMAGING | FUJIFILM INDONESIA, PT. | GN00002986 | RDC PUSAT - RAWAGELAM | PUSAT | DKI JAKARTA | JAKARTA TIMUR | MAIN UNIT | EMP | 21 April 2022 | ANTONIUS SAGITA - KALIBRASI | - |  | 13 October 2021 | ANTONIUS SAGITA - KALIBRASI | - |  | ACTIVE
165E0399 | ECRTM | FCR Prima TM E-Katalog | IMAGING | FUJIFILM INDONESIA, PT. | GN00002986 | RDC PUSAT - RAWAGELAM | PUSAT | DKI JAKARTA | JAKARTA TIMUR | MAIN UNIT | EMP | 21 April 2022 | ANTONIUS SAGITA - KALIBRASI | - |  | 3 November 2021 | ANTONIUS SAGITA - KALIBRASI | - |  | ACTIVE
165E0400 | ECRTM | FCR Prima TM E-Katalog | IMAGING | FUJIFILM INDONESIA, PT. | GN17070019 | RSUD WARAS WIRIS | SOLO | JAWA TENGAH | BOYOLALI | MAIN UNIT | CUSTOMER | 21 April 2022 | ANTONIUS SAGITA - KALIBRASI | 4 April 2022 | DIAN FEBRIYANA - TSE | 13 October 2021 | ANTONIUS SAGITA - KALIBRASI | 21 April 2022 | ANTONIUS SAGITA - KALIBRASI | ACTIVE
165E0401 | ECRTM | FCR Prima TM E-Katalog | IMAGING | FUJIFILM INDONESIA, PT. | GN00010972 | RSUD DR. ACHMAD DARWIS | PEMATANG SIANTAR | SUMATERA UTARA | PEMATANG SIANTAR | MAIN UNIT | CUSTOMER | 21 April 2022 | ANTONIUS SAGITA - KALIBRASI | 27 March 2023 |  | 3 November 2021 | ANTONIUS SAGITA - KALIBRASI | 20 October 2023 | SAHID DERMAWAN - SPV TSE BARAT | ACTIVE
165E0404 | FCRTM | CR IR 392 RU2 M PRIMA TM | IMAGING | FUJIFILM INDONESIA, PT. | GN00000660 | RSUD DR H SOEMARNO S | BANJARMASIN | KALIMANTAN TENGAH | PALANGKA RAYA | MAIN UNIT | CUSTOMER | - |  | 8 August 2023 |  | 8 December 2021 | ARIEF SETIAWAN - TSE CP | 14 October 2023 | ANDI ISMAIL - SPV TSE TIMUR | ACTIVE
165G6929 | FCRT2 | CR IR 392 RU2 PNTM = : E (PRIMA T2) | IMAGING | FUJIFILM INDONESIA, PT. | GN21120007 | RS HERMINA CILEGON | TANGERANG | BANTEN | TANGERANG | MAIN UNIT | CUSTOMER | - |  | 13 February 2022 | ADITIYA NOVANDRA - TSE | 8 September 2021 | ARIEF SETIAWAN - TSE CP | 13 February 2022 | ADITIYA NOVANDRA - TSE | ACTIVE
165G6932 | FCRT2 | CR IR 392 RU2 PNTM = : E (PRIMA T2) | IMAGING | FUJIFILM INDONESIA, PT. | GN00002986 | RDC PUSAT - RAWAGELAM | PUSAT | DKI JAKARTA | JAKARTA TIMUR | MAIN UNIT | EMP | - |  | - |  | 8 September 2021 | ARIEF SETIAWAN - TSE CP | - |  | ACTIVE
165G6965 | FCRT2 | CR IR 392 RU2 PNTM = : E (PRIMA T2) | IMAGING | FUJIFILM INDONESIA, PT. | GN00001972 | RS MITRA KELUARGA BEKASI TIMUR | BEKASI | JAWA BARAT | BEKASI | MAIN UNIT | CUSTOMER | 21 April 2022 | ANTONIUS SAGITA - KALIBRASI | 12 October 2021 | GATOT SURYA ADIPUTRA - TSE | 28 September 2021 | ANTONIUS SAGITA - KALIBRASI | 21 April 2022 | ANTONIUS SAGITA - KALIBRASI | ACTIVE
165G6969 | FCRT2 | CR IR 392 RU2 PNTM = : E (PRIMA T2) | IMAGING | FUJIFILM INDONESIA, PT. | GN00011741 | RSB MASYITA | MAKASSAR | SULAWESI SELATAN | MAKASSAR | MAIN UNIT | CUSTOMER | - |  | 27 December 2021 | ASRULLAH - TSE | 8 September 2021 | ARIEF SETIAWAN - TSE CP | 27 December 2021 | ASRULLAH - TSE | ACTIVE
165G6988 | FCRT2 | CR IR 392 RU2 PNTM = : E (PRIMA T2) | IMAGING | FUJIFILM INDONESIA, PT. | GN00002907 | RS TUGU IBU | PEJATEN | JAWA BARAT | DEPOK | MAIN UNIT | CUSTOMER | - |  | 22 February 2022 | IBNUL AZIZ - TSE | 8 September 2021 | ARIEF SETIAWAN - TSE CP | 22 February 2022 | IBNUL AZIZ - TSE | ACTIVE
166/IX/11 | TM01U | Infant Incubator Tsn910Sc |  |  | GN00008622 | PUSKESMAS BATUJAJAR | BANDUNG | JAWA BARAT | BANDUNG | MAIN UNIT | CUSTOMER | 5 May 2015 | SUKMA WIJAYA - TSE | 1 January 1900 |  | 5 May 2015 | SUKMA WIJAYA - TSE | - |  | ACTIVE
166/XI/13 | TM01U | Infant Incubator Tsn910Sc |  |  | GN00000180 | RSU DUMAI | PEKAN BARU | RIAU | DUMAI | MAIN UNIT | CUSTOMER | 1 February 1990 | MULKAN | 30 December 2013 |  | 1 February 1990 | MULKAN | - |  | ACTIVE
166/XII/07 | TE018 | WARMER TSN 89 IW | IMAGING | TESENA INOVINDO, PT | GN00001903 | RSUD WATES | YOGYAKARTA | YOGYAKARTA | YOGYAKARTA | MAIN UNIT | CUSTOMER | - |  | 1 December 2007 |  | - |  | - |  | ACTIVE
16634586 | FCP12 | PRIMA CONSOLE CL A12 | IMAGING | FUJIFILM INDONESIA, PT. | GN22060006 | KLINIK NINDRA MEDIKA | YOGYAKARTA | YOGYAKARTA | YOGYAKARTA | MAIN UNIT | CUSTOMER | - |  | 13 June 2022 | DIAN FEBRIYANA - TSE | 26 January 2022 | ARIEF SETIAWAN - TSE CP | 13 June 2022 | DIAN FEBRIYANA - TSE | ACTIVE
16634602 | FCP12 | PRIMA CONSOLE CL A12 | IMAGING | FUJIFILM INDONESIA, PT. | GN00000773 | RS NASANAPURA | PALU | SULAWESI TENGAH | PALU | MAIN UNIT | CUSTOMER | - |  | 31 August 2022 | ASRULLAH - TSE | 1 March 2022 | ARIEF SETIAWAN - TSE CP | 31 August 2022 | ASRULLAH - TSE | ACTIVE
16634603 | FCP12 | PRIMA CONSOLE CL A12 | IMAGING | FUJIFILM INDONESIA, PT. | GN00001215 | RSUD DR. R. GOETENG TAROENADIBRATA PURBALINGGA | PURWOKERTO | JAWA TENGAH | PURBALINGGA | MAIN UNIT | CUSTOMER | - |  | 19 July 2022 | HARI UDI RAHARJO - TSE | 1 March 2022 | ARIEF SETIAWAN - TSE CP | 19 July 2022 | HARI UDI RAHARJO - TSE | ACTIVE
16634604 | FCP12 | PRIMA CONSOLE CL A12 | IMAGING | FUJIFILM INDONESIA, PT. | GN22070028 | KLINIK UTAMA GORA MATARAM | MATARAM | NUSA TENGGARA BARAT | MATARAM | MAIN UNIT | CUSTOMER | - |  | 27 July 2022 | YUNAN ARIMUNTIAN - TSE | 26 January 2022 | ARIEF SETIAWAN - TSE CP | 27 July 2022 | YUNAN ARIMUNTIAN - TSE | ACTIVE
16634605 | FCP12 | PRIMA CONSOLE CL A12 | IMAGING | FUJIFILM INDONESIA, PT. | GN00002986 | RDC PUSAT - RAWAGELAM | PUSAT | DKI JAKARTA | JAKARTA TIMUR | MAIN UNIT | EMP | - |  | - |  | 1 March 2022 | ARIEF SETIAWAN - TSE CP | - |  | ACTIVE
16634606 | FCP12 | PRIMA CONSOLE CL A12 | IMAGING | FUJIFILM INDONESIA, PT. | GN00002986 | RDC PUSAT - RAWAGELAM | PUSAT | DKI JAKARTA | JAKARTA TIMUR | MAIN UNIT | EMP | - |  | - |  | 1 March 2022 | ARIEF SETIAWAN - TSE CP | - |  | ACTIVE
16634607 | FCP12 | PRIMA CONSOLE CL A12 | IMAGING | FUJIFILM INDONESIA, PT. | GN22090033 | RSAL SAMUEL J MOEDA KUPANG | KUPANG | NUSA TENGGARA TIMUR | KUPANG | MAIN UNIT | CUSTOMER | - |  | 27 September 2022 | I KADEK - TSE | 1 March 2022 | ARIEF SETIAWAN - TSE CP | 27 September 2022 | I KADEK - TSE | ACTIVE
16634609 | FCP12 | PRIMA CONSOLE CL A12 | IMAGING | FUJIFILM INDONESIA, PT. | GN19100073 | RS SOEDARSONO DARMOSOEWITO | BATAM | KEPULAUAN RIAU | BATAM | MAIN UNIT | CUSTOMER | - |  | 21 July 2022 | RUDI SETIAWAN - TSE | 4 January 2022 | ARIEF SETIAWAN - TSE CP | 21 July 2022 | RUDI SETIAWAN - TSE | ACTIVE
16634611 | FCP12 | PRIMA CONSOLE CL A12 | IMAGING | FUJIFILM INDONESIA, PT. | GN00002986 | RDC PUSAT - RAWAGELAM | PUSAT | DKI JAKARTA | JAKARTA TIMUR | MAIN UNIT | EMP | - |  | - |  | 4 January 2022 | ARIEF SETIAWAN - TSE CP | - |  | ACTIVE
16634615 | FCP12 | PRIMA CONSOLE CL A12 | IMAGING | FUJIFILM INDONESIA, PT. | GN00000235 | RS IBNU SINA PADANG PANJANG | PADANG | SUMATERA BARAT | PADANG PANJANG | MAIN UNIT | CUSTOMER | - |  | 30 August 2022 | ABDI PUTRA - TSE | 4 January 2022 | ARIEF SETIAWAN - TSE CP | 30 August 2022 | ABDI PUTRA - TSE | ACTIVE
16634729 | FCP12 | PRIMA CONSOLE CL A12 | IMAGING | FUJIFILM INDONESIA, PT. | GN00002986 | RDC PUSAT - RAWAGELAM | PUSAT | DKI JAKARTA | JAKARTA TIMUR | MAIN UNIT | EMP | - |  | - |  | 8 March 2022 | ARIEF SETIAWAN - TSE CP | - |  | ACTIVE
16634731 | FCP12 | PRIMA CONSOLE CL A12 | IMAGING | FUJIFILM INDONESIA, PT. | GN00002986 | RDC PUSAT - RAWAGELAM | PUSAT | DKI JAKARTA | JAKARTA TIMUR | MAIN UNIT | EMP | - |  | - |  | 8 March 2022 | ARIEF SETIAWAN - TSE CP | - |  | ACTIVE
16634732 | FCP12 | PRIMA CONSOLE CL A12 | IMAGING | FUJIFILM INDONESIA, PT. | GN00002986 | RDC PUSAT - RAWAGELAM | PUSAT | DKI JAKARTA | JAKARTA TIMUR | MAIN UNIT | EMP | - |  | - |  | 23 March 2022 | ARIEF SETIAWAN - TSE CP | - |  | ACTIVE
16634828 | FCP12 | PRIMA CONSOLE CL A12 | IMAGING | FUJIFILM INDONESIA, PT. | GN20080010 | RS Mitra Plumbon Indramayu | CIREBON | JAWA BARAT | CIREBON | MAIN UNIT | CUSTOMER | 21 April 2022 | ANTONIUS SAGITA - KALIBRASI | 14 September 2022 | ARBIANSYAH - TSE | 23 February 2022 | ANTONIUS SAGITA - KALIBRASI | 14 September 2022 | ARBIANSYAH - TSE | ACTIVE
16653077 | FDRSM | DRYPIX SMART | IMAGING | FUJIFILM INDONESIA, PT. | GN00000886 | RSUD ANDI DJEMMA | MAKASSAR | SULAWESI SELATAN | MAKASSAR | MAIN UNIT | CUSTOMER | 21 April 2022 | ANTONIUS SAGITA - KALIBRASI | 8 January 2022 | ASRULLAH - TSE | 10 August 2021 | ANTONIUS SAGITA - KALIBRASI | 21 April 2022 | ANTONIUS SAGITA - KALIBRASI | ACTIVE
16653079 | FDRSM | DRYPIX SMART | IMAGING | FUJIFILM INDONESIA, PT. | GN00001501 | RS PARU JEMBER | JEMBER | JAWA TIMUR | JEMBER | MAIN UNIT | CUSTOMER | 21 April 2022 | ANTONIUS SAGITA - KALIBRASI | 14 February 2022 | FAJAR LESMANA - TSE | 10 August 2021 | ANTONIUS SAGITA - KALIBRASI | 21 April 2022 | ANTONIUS SAGITA - KALIBRASI | ACTIVE
16653090 | FDRSM | DRYPIX SMART | IMAGING | FUJIFILM INDONESIA, PT. | GN00002183 | RSUD DR M SOEWANDHIE SURABAYA | SURABAYA-1 | JAWA TIMUR | SURABAYA | MAIN UNIT | CUSTOMER | 21 April 2022 | ANTONIUS SAGITA - KALIBRASI | 1 December 2021 | MIKKI FAHRIZI - TSE | 10 August 2021 | ANTONIUS SAGITA - KALIBRASI | 21 April 2022 | ANTONIUS SAGITA - KALIBRASI | ACTIVE
16653094 | FDRSM | DRYPIX SMART | IMAGING | FUJIFILM INDONESIA, PT. | GN00002464 | RSUD DR HARJONO S PONOROGO | KEDIRI | JAWA TIMUR | PONOROGO | MAIN UNIT | CUSTOMER | 21 April 2022 | ANTONIUS SAGITA - KALIBRASI | 15 June 2022 | FAJAR FAHMI - TSE | 10 August 2021 | ANTONIUS SAGITA - KALIBRASI | 15 June 2022 | FAJAR FAHMI - TSE | ACTIVE
167/XI/13 | TE002 | INCUBATOR TSN910SC-WHL | IMAGING | TESENA INOVINDO, PT | GN00007404 | RSUD TABANAN | DENPASAR | BALI | DENPASAR | MAIN UNIT | CUSTOMER | 19 November 2014 | I KADEK - TSE | 19 November 2014 |  | 19 November 2014 | I KADEK - TSE | - |  | ACTIVE
16734986 | FCP12 | PRIMA CONSOLE CL A12 | IMAGING | FUJIFILM INDONESIA, PT. | GN00003550 | RS SURYA HUSADA INST. | DENPASAR | BALI | DENPASAR | MAIN UNIT | CUSTOMER | 21 April 2022 | ANTONIUS SAGITA - KALIBRASI | 26 August 2022 | I KADEK - TSE | 23 February 2022 | ANTONIUS SAGITA - KALIBRASI | 26 August 2022 | I KADEK - TSE | ACTIVE
16734987 | FCP12 | PRIMA CONSOLE CL A12 | IMAGING | FUJIFILM INDONESIA, PT. | GN00002986 | RDC PUSAT - RAWAGELAM | PUSAT | DKI JAKARTA | JAKARTA TIMUR | MAIN UNIT | EMP | 21 April 2022 | ANTONIUS SAGITA - KALIBRASI | - |  | 23 February 2022 | ANTONIUS SAGITA - KALIBRASI | - |  | ACTIVE
16734990 | FCP12 | PRIMA CONSOLE CL A12 | IMAGING | FUJIFILM INDONESIA, PT. | GN00000083 | RS MITRA MULIA HUSADA | BANDAR LAMPUNG | LAMPUNG | BANDAR LAMPUNG | MAIN UNIT | CUSTOMER | 21 April 2022 | ANTONIUS SAGITA - KALIBRASI | 13 September 2023 | SELAMAT SIPAHUTAR - TSE | 23 February 2022 | ANTONIUS SAGITA - KALIBRASI | 13 September 2023 | SELAMAT SIPAHUTAR - TSE | ACTIVE
16734991 | FCP12 | PRIMA CONSOLE CL A12 | IMAGING | FUJIFILM INDONESIA, PT. | GN19040034 | RSPAU Dr ESNAWAN ANTARIKSA | PEJATEN | DKI JAKARTA | JAKARTA TIMUR | MAIN UNIT | CUSTOMER | 21 April 2022 | ANTONIUS SAGITA - KALIBRASI | 6 October 2022 | IBNUL AZIZ - TSE | 23 February 2022 | ANTONIUS SAGITA - KALIBRASI | 6 October 2022 | IBNUL AZIZ - TSE | ACTIVE
16734992 | FCP12 | PRIMA CONSOLE CL A12 | IMAGING | FUJIFILM INDONESIA, PT. | GN19120003 | RS MATA RAMATA | DENPASAR | BALI | DENPASAR | MAIN UNIT | CUSTOMER | 21 April 2022 | ANTONIUS SAGITA - KALIBRASI | 25 October 2022 | I KADEK - TSE | 23 February 2022 | ANTONIUS SAGITA - KALIBRASI | 25 October 2022 | I KADEK - TSE | ACTIVE
16753510 | FDRSM | DRYPIX SMART | IMAGING | FUJIFILM INDONESIA, PT. | GN00001970 | RSIA HERMINA BEKASI | BEKASI | JAWA BARAT | BEKASI | MAIN UNIT | CUSTOMER | 21 April 2022 | ANTONIUS SAGITA - KALIBRASI | 17 February 2022 | GATOT SURYA ADIPUTRA - TSE | 13 October 2021 | ANTONIUS SAGITA - KALIBRASI | 21 April 2022 | ANTONIUS SAGITA - KALIBRASI | ACTIVE
16753522 | FDRSM | DRYPIX SMART | IMAGING | FUJIFILM INDONESIA, PT. | GN00001924 | RS PANTI NUGROHO | YOGYAKARTA | YOGYAKARTA | YOGYAKARTA | MAIN UNIT | CUSTOMER | 21 April 2022 | ANTONIUS SAGITA - KALIBRASI | 16 February 2022 | HARI UDI RAHARJO - TSE | 13 October 2021 | ANTONIUS SAGITA - KALIBRASI | 21 April 2022 | ANTONIUS SAGITA - KALIBRASI | ACTIVE
16753592 | FDRSC | DRYPIX SMART | IMAGING | FUJIFILM INDONESIA, PT. | GN00002986 | RDC PUSAT - RAWAGELAM | PUSAT | DKI JAKARTA | JAKARTA TIMUR | MAIN UNIT | EMP | 21 April 2022 | ANTONIUS SAGITA - KALIBRASI | - |  | 1 October 2021 | ANTONIUS SAGITA - KALIBRASI | - |  | ACTIVE
16753593 | FDRSM | DRYPIX SMART | IMAGING | FUJIFILM INDONESIA, PT. | GN00001965 | PUSKESMAS TELUK PUCUNG | BEKASI | JAWA BARAT | BEKASI | MAIN UNIT | CUSTOMER | 21 April 2022 | ANTONIUS SAGITA - KALIBRASI | 7 March 2022 | GATOT SURYA ADIPUTRA - TSE | 1 October 2021 | ANTONIUS SAGITA - KALIBRASI | 21 April 2022 | ANTONIUS SAGITA - KALIBRASI | ACTIVE
16753594 | FDRSM | DRYPIX SMART | IMAGING | FUJIFILM INDONESIA, PT. | GN00011463 | RSU MITRA FAMILY KARAWANG | BEKASI | JAWA BARAT | KARAWANG | MAIN UNIT | CUSTOMER | 21 April 2022 | ANTONIUS SAGITA - KALIBRASI | 15 March 2022 | GATOT SURYA ADIPUTRA - TSE | 13 October 2021 | ANTONIUS SAGITA - KALIBRASI | 21 April 2022 | ANTONIUS SAGITA - KALIBRASI | ACTIVE
16753595 | FDRSM | DRYPIX SMART | IMAGING | FUJIFILM INDONESIA, PT. | GN00001712 | RSU PROV BAHTERAMAS | PALU | SULAWESI TENGGARA | KENDARI | MAIN UNIT | CUSTOMER | 21 April 2022 | ANTONIUS SAGITA - KALIBRASI | 25 February 2022 | AHMAD FATKHUDIN - TSE | 1 October 2021 | ANTONIUS SAGITA - KALIBRASI | 21 April 2022 | ANTONIUS SAGITA - KALIBRASI | ACTIVE
16753596 | FDRSM | DRYPIX SMART | IMAGING | FUJIFILM INDONESIA, PT. | GN00002986 | RDC PUSAT - RAWAGELAM | PUSAT | DKI JAKARTA | JAKARTA TIMUR | MAIN UNIT | EMP | 21 April 2022 | ANTONIUS SAGITA - KALIBRASI | - |  | 13 October 2021 | ANTONIUS SAGITA - KALIBRASI | - |  | ACTIVE
16753597 | FDRSM | DRYPIX SMART | IMAGING | FUJIFILM INDONESIA, PT. | GN00001926 | RS KRISTEN NGESTI WALUYO | YOGYAKARTA | YOGYAKARTA | YOGYAKARTA | MAIN UNIT | CUSTOMER | 21 April 2022 | ANTONIUS SAGITA - KALIBRASI | 29 December 2021 | DIAN FEBRIYANA - TSE | 1 October 2021 | ANTONIUS SAGITA - KALIBRASI | 21 April 2022 | ANTONIUS SAGITA - KALIBRASI | ACTIVE
16753599 | FDRSM | DRYPIX SMART | IMAGING | FUJIFILM INDONESIA, PT. | GN00002986 | RDC PUSAT - RAWAGELAM | PUSAT | DKI JAKARTA | JAKARTA TIMUR | MAIN UNIT | EMP | 21 April 2022 | ANTONIUS SAGITA - KALIBRASI | - |  | 1 October 2021 | ANTONIUS SAGITA - KALIBRASI | - |  | ACTIVE
16753601 | FDRSM | DRYPIX SMART | IMAGING | FUJIFILM INDONESIA, PT. | GN00002986 | RDC PUSAT - RAWAGELAM | PUSAT | DKI JAKARTA | JAKARTA TIMUR | MAIN UNIT | EMP | 21 April 2022 | ANTONIUS SAGITA - KALIBRASI | - |  | 1 October 2021 | ANTONIUS SAGITA - KALIBRASI | - |  | ACTIVE
16753603 | FDRSM | DRYPIX SMART | IMAGING | FUJIFILM INDONESIA, PT. | GN00011744 | RSIA ANANDA | MAKASSAR | SULAWESI SELATAN | MAKASSAR | MAIN UNIT | CUSTOMER | 21 April 2022 | ANTONIUS SAGITA - KALIBRASI | 1 March 2022 | ASRULLAH - TSE | 1 October 2021 | ANTONIUS SAGITA - KALIBRASI | 21 April 2022 | ANTONIUS SAGITA - KALIBRASI | ACTIVE
16753604 | FDRSM | DRYPIX SMART | IMAGING | FUJIFILM INDONESIA, PT. | GN00002907 | RS TUGU IBU | PEJATEN | JAWA BARAT | DEPOK | MAIN UNIT | CUSTOMER | 21 April 2022 | ANTONIUS SAGITA - KALIBRASI | 22 February 2022 | IBNUL AZIZ - TSE | 1 October 2021 | ANTONIUS SAGITA - KALIBRASI | 21 April 2022 | ANTONIUS SAGITA - KALIBRASI | ACTIVE
16753605 | FDRSM | DRYPIX SMART | IMAGING | FUJIFILM INDONESIA, PT. | GN22060005 | KLINIK CERIA MEDIKA | BALIKPAPAN | KALIMANTAN TIMUR | BALIKPAPAN | MAIN UNIT | CUSTOMER | 21 April 2022 | ANTONIUS SAGITA - KALIBRASI | 3 June 2022 | FAJAR LESMANA - TSE | 1 October 2021 | ANTONIUS SAGITA - KALIBRASI | 3 June 2022 | FAJAR LESMANA - TSE | ACTIVE
16753609 | FDRSM | DRYPIX SMART | IMAGING | FUJIFILM INDONESIA, PT. | GN22060004 | RSUD BORONG MANGGARAI TIMUR | KUPANG | NUSA TENGGARA TIMUR | KUPANG | MAIN UNIT | CUSTOMER | 21 April 2022 | ANTONIUS SAGITA - KALIBRASI | 20 June 2022 | I KADEK - TSE | 13 October 2021 | ANTONIUS SAGITA - KALIBRASI | 20 June 2022 | I KADEK - TSE | ACTIVE
16753613 | FDRSM | DRYPIX SMART | IMAGING | FUJIFILM INDONESIA, PT. | GN00000755 | RSU UNDATA PALU | PALU | SULAWESI TENGAH | PALU | MAIN UNIT | EMP | 21 April 2022 | ANTONIUS SAGITA - KALIBRASI | 15 March 2022 | ASRULLAH - TSE | 1 October 2021 | ANTONIUS SAGITA - KALIBRASI | 21 April 2022 | ANTONIUS SAGITA - KALIBRASI | ACTIVE
16753614 | FDRSM | DRYPIX SMART | IMAGING | FUJIFILM INDONESIA, PT. | GN00000532 | RSUD SUNAN KALIJAGA DEMAK | SEMARANG | JAWA TENGAH | DEMAK | MAIN UNIT | CUSTOMER | 21 April 2022 | ANTONIUS SAGITA - KALIBRASI | 31 March 2022 | ANDRIAS NUGROHO - TSE | 13 October 2021 | ANTONIUS SAGITA - KALIBRASI | 21 April 2022 | ANTONIUS SAGITA - KALIBRASI | ACTIVE
167E0455 | ECRTM | FCR Prima TM E-Katalog | IMAGING | FUJIFILM INDONESIA, PT. | GN22100045 | RSUD TELUK KERAMAT | PONTIANAK | KALIMANTAN BARAT | PONTIANAK | MAIN UNIT | CUSTOMER | - |  | 20 June 2024 |  | 4 January 2022 | ARIEF SETIAWAN - TSE CP | 1 July 2024 | SAHID DERMAWAN - SPV TSE BARAT | ACTIVE
167E0470 | ECRTM | FCR Prima TM E-Katalog | IMAGING | FUJIFILM INDONESIA, PT. | GN00010262 | RSUD. KALABAHI | KUPANG | NUSA TENGGARA TIMUR | KUPANG | MAIN UNIT | CUSTOMER | - |  | 13 September 2023 |  | 4 January 2022 | ARIEF SETIAWAN - TSE CP | 14 October 2023 | ANDI ISMAIL - SPV TSE TIMUR | ACTIVE
167E0479 | ECRTM | FCR Prima TM E-Katalog | IMAGING | FUJIFILM INDONESIA, PT. | GN00002986 | RDC PUSAT - RAWAGELAM | PUSAT | DKI JAKARTA | JAKARTA TIMUR | MAIN UNIT | EMP | - |  | - |  | 4 January 2022 | ARIEF SETIAWAN - TSE CP | - |  | ACTIVE
168/IX/11 | TM01U | Infant Incubator Tsn910Sc |  |  | GN00008380 | PUSKESMAS KEDUNGWARINGIN | BEKASI | JAWA BARAT | BEKASI | MAIN UNIT | CUSTOMER | 14 April 2015 | GATOT SURYA ADIPUTRA - TSE | 1 March 2011 |  | 14 April 2015 | GATOT SURYA ADIPUTRA - TSE | - |  | ACTIVE
16854165 | FDRSM | DRYPIX SMART | IMAGING | FUJIFILM INDONESIA, PT. | GN19100073 | RS SOEDARSONO DARMOSOEWITO | BATAM | KEPULAUAN RIAU | BATAM | MAIN UNIT | CUSTOMER | 21 April 2022 | ANTONIUS SAGITA - KALIBRASI | 21 July 2022 | RUDI SETIAWAN - TSE | 17 January 2022 | ANTONIUS SAGITA - KALIBRASI | 21 July 2022 | RUDI SETIAWAN - TSE | ACTIVE
16854185 | FDRSM | DRYPIX SMART | IMAGING | FUJIFILM INDONESIA, PT. | GN00003140 | RS ADHYAKSA | JAKARTA-1 | DKI JAKARTA | JAKARTA TIMUR | MAIN UNIT | CUSTOMER | 21 April 2022 | ANTONIUS SAGITA - KALIBRASI | 25 April 2022 | IBNUL AZIZ - TSE | 17 January 2022 | ANTONIUS SAGITA - KALIBRASI | 25 April 2022 | IBNUL AZIZ - TSE | ACTIVE
16854202 | FDRSM | DRYPIX SMART | IMAGING | FUJIFILM INDONESIA, PT. | GN22010011 | RS HERMINA SOREANG | BANDUNG | JAWA BARAT | BANDUNG | MAIN UNIT | CUSTOMER | - |  | 26 March 2022 | SUKMA WIJAYA - TSE | 8 December 2021 | ARIEF SETIAWAN - TSE CP | 26 March 2022 | SUKMA WIJAYA - TSE | ACTIVE
16854204 | FDRSM | DRYPIX SMART | IMAGING | FUJIFILM INDONESIA, PT. | GN00002233 | RS HERMINA PALEMBANG | PALEMBANG | SUMATERA SELATAN | PALEMBANG | MAIN UNIT | CUSTOMER | - |  | 6 April 2022 | SELAMAT SIPAHUTAR - TSE | 8 December 2021 | ARIEF SETIAWAN - TSE CP | 6 April 2022 | SELAMAT SIPAHUTAR - TSE | ACTIVE
16854221 | FDRSM | DRYPIX SMART | IMAGING | FUJIFILM INDONESIA, PT. | GN00002986 | RDC PUSAT - RAWAGELAM | PUSAT | DKI JAKARTA | JAKARTA TIMUR | MAIN UNIT | EMP | - |  | - |  | 8 December 2021 | ARIEF SETIAWAN - TSE CP | - |  | ACTIVE
16854222 | FDRSM | DRYPIX SMART | IMAGING | FUJIFILM INDONESIA, PT. | GN00002377 | RSB PERMATA BUNDA | SEMARANG | JAWA TENGAH | PURWODADI | MAIN UNIT | CUSTOMER | - |  | 9 May 2022 | ANDRIAS NUGROHO - TSE | 8 December 2021 | ARIEF SETIAWAN - TSE CP | 9 May 2022 | ANDRIAS NUGROHO - TSE | ACTIVE
16854225 | FDRSM | DRYPIX SMART | IMAGING | FUJIFILM INDONESIA, PT. | GN00002986 | RDC PUSAT - RAWAGELAM | PUSAT | DKI JAKARTA | JAKARTA TIMUR | MAIN UNIT | EMP | - |  | - |  | 8 December 2021 | ARIEF SETIAWAN - TSE CP | - |  | ACTIVE
16854231 | FDRSM | DRYPIX SMART | IMAGING | FUJIFILM INDONESIA, PT. | GN00001505 | RSUD BLAMBANGAN | JEMBER | JAWA TIMUR | BANYUWANGI | MAIN UNIT | CUSTOMER | - |  | 23 June 2022 | AHMAD FATKHUDIN - TSE | 13 June 2022 | ARIEF SETIAWAN - TSE CP | 23 June 2022 | AHMAD FATKHUDIN - TSE | ACTIVE
16920323 | FDRSL | FDR SE LITE C35 | IMAGING | FUJIFILM INDONESIA, PT. | GN00002986 | RDC PUSAT - RAWAGELAM | PUSAT | DKI JAKARTA | JAKARTA TIMUR | MAIN UNIT | EMP | - |  | - |  | 7 April 2022 | ARIEF SETIAWAN - TSE CP | - |  | ACTIVE
16920324 | FDRSL | FDR SE LITE C35 | IMAGING | FUJIFILM INDONESIA, PT. | GN00002986 | RDC PUSAT - RAWAGELAM | PUSAT | DKI JAKARTA | JAKARTA TIMUR | MAIN UNIT | EMP | - |  | - |  | 7 April 2022 | ARIEF SETIAWAN - TSE CP | - |  | ACTIVE
16920330 | FDRSL | FDR SE LITE C35 | IMAGING | FUJIFILM INDONESIA, PT. | GN00002986 | RDC PUSAT - RAWAGELAM | PUSAT | DKI JAKARTA | JAKARTA TIMUR | MAIN UNIT | EMP | - |  | - |  | 7 April 2022 | ARIEF SETIAWAN - TSE CP | - |  | ACTIVE
16954782 | FDRSM | DRYPIX SMART | IMAGING | FUJIFILM INDONESIA, PT. | GN00000235 | RS IBNU SINA PADANG PANJANG | PADANG | SUMATERA BARAT | PADANG PANJANG | MAIN UNIT | CUSTOMER | 21 April 2022 | ANTONIUS SAGITA - KALIBRASI | 30 August 2022 | ABDI PUTRA - TSE | 17 January 2022 | ANTONIUS SAGITA - KALIBRASI | 30 August 2022 | ABDI PUTRA - TSE | ACTIVE
16954803 | FDRSM | DRYPIX SMART | IMAGING | FUJIFILM INDONESIA, PT. | GN22060006 | KLINIK NINDRA MEDIKA | YOGYAKARTA | YOGYAKARTA | YOGYAKARTA | MAIN UNIT | CUSTOMER | 21 April 2022 | ANTONIUS SAGITA - KALIBRASI | 13 June 2022 | DIAN FEBRIYANA - TSE | 17 January 2022 | ANTONIUS SAGITA - KALIBRASI | 13 June 2022 | DIAN FEBRIYANA - TSE | ACTIVE
169E0512 | FCRTM | CR IR 392 RU2 M PRIMA TM | IMAGING | FUJIFILM INDONESIA, PT. | GN00009450 | RSU. SEMEN PADANG HOSPITAL | PADANG | SUMATERA BARAT | PADANG | MAIN UNIT | CUSTOMER | - |  | 30 September 2022 | ABDI PUTRA - TSE | 30 August 2022 | ARIEF SETIAWAN - TSE CP | 30 September 2022 | ABDI PUTRA - TSE | ACTIVE
169G9880 | FCRT2 | CR IR 392 RU2 PNTM = : E (PRIMA T2) | IMAGING | FUJIFILM INDONESIA, PT. | GN00009444 | RS PERMATA BUNDA | PADANG | SUMATERA BARAT | SOLOK | MAIN UNIT | CUSTOMER | - |  | 29 April 2022 | ABDI PUTRA - TSE | 4 January 2022 | ARIEF SETIAWAN - TSE CP | 29 April 2022 | ABDI PUTRA - TSE | ACTIVE
169H0245 | FCRT2 | CR IR 392 RU2 PNTM = : E (PRIMA T2) | IMAGING | FUJIFILM INDONESIA, PT. | GN00001215 | RSUD DR. R. GOETENG TAROENADIBRATA PURBALINGGA | PURWOKERTO | JAWA TENGAH | PURBALINGGA | MAIN UNIT | CUSTOMER | - |  | 19 July 2022 | HARI UDI RAHARJO - TSE | 23 March 2022 | ARIEF SETIAWAN - TSE CP | 19 July 2022 | HARI UDI RAHARJO - TSE | ACTIVE
169H0255 | FCRT2 | CR IR 392 RU2 PNTM = : E (PRIMA T2) | IMAGING | FUJIFILM INDONESIA, PT. | GN00002986 | RDC PUSAT - RAWAGELAM | PUSAT | DKI JAKARTA | JAKARTA TIMUR | MAIN UNIT | EMP | - |  | - |  | 23 March 2022 | ARIEF SETIAWAN - TSE CP | - |  | ACTIVE
17/X/14 | TE039 | EXAMINATION TSN 015 FHC | IMAGING | TESENA INOVINDO, PT | GN00000967 | RSUD CILILIN | BANDUNG | JAWA BARAT | BANDUNG BARAT | MAIN UNIT | CUSTOMER | 18 December 2014 | SUKMA WIJAYA - TSE | 18 December 2014 |  | 18 December 2014 | SUKMA WIJAYA - TSE | - |  | ACTIVE
170/III/12 | TM01U | Infant Incubator Tsn910Sc |  |  | GN00001615 | RSB TIOMA | BATAM | KEPULAUAN RIAU | BATAM | MAIN UNIT | CUSTOMER | 1 February 1990 | MULKAN | 1 January 1900 |  | 1 February 1990 | MULKAN | - |  | ACTIVE
170/XI/13 | TM01U | Infant Incubator Tsn910Sc |  |  | GN00000524 | RSUD KAJEN | TEGAL | JAWA TENGAH | PEKALONGAN | MAIN UNIT | CUSTOMER | 1 February 1990 | MUNADI - TSE | 10 December 2013 |  | 1 February 1990 | MUNADI - TSE | - |  | ACTIVE
17013666 | AC111 | ACL ELITE PRO | DIAGNOSTIC 2 | WERFEN HONG KONG LIMITED | GN00002985 | WORKSHOOP CSM PUSAT | PUSAT | DKI JAKARTA | JAKARTA TIMUR | MAIN UNIT | EMP | 9 April 2019 | KANIGGIA FIKRI - MSS CORE | 14 February 2018 |  | 9 April 2019 | KANIGGIA FIKRI - MSS CORE | - |  | ACTIVE
17040415 | B0234 | BIOELISA WASHER ELX50 | DIAGNOSTIC 2 | WERFEN HONG KONG LIMITED | GN00001823 | RSUD Dr. SAIFUL ANWAR PROV JAWA TIMUR | MALANG | JAWA TIMUR | MALANG | MAIN UNIT | CUSTOMER | - |  | 11 September 2019 |  | - |  | - |  | ACTIVE
170410-11 | JS001 | BIO SAFE-CAB TYPE-A2 900 | DIAGNOSTIC 2 | JS RESEARCH INC. | GN00011224 | RS PERMATA CIREBON | CIREBON | JAWA BARAT | CIREBON | MAIN UNIT | CUSTOMER | - |  | 5 July 2017 |  | - |  | - |  | ACTIVE
170410-12 | JS001 | BIO SAFE-CAB TYPE-A2 900 | DIAGNOSTIC 2 | JS RESEARCH INC. | GN17050032 | PT SAYANG DHARMA MEDIKA | SURABAYA-2 | JAWA TIMUR | SURABAYA | MAIN UNIT | CUSTOMER | - |  | 6 June 2017 |  | - |  | - |  | ACTIVE
170410-13 | JS001 | BIO SAFE-CAB TYPE-A2 900 | DIAGNOSTIC 2 | JS RESEARCH INC. | GN00012197 | RS INDRIATI SOLO BARU | SOLO | JAWA TENGAH | SUKOHARJO | MAIN UNIT | CUSTOMER | - |  | 15 May 2017 |  | - |  | - |  | ACTIVE
170410-14 | JS001 | BIO SAFE-CAB TYPE-A2 900 | DIAGNOSTIC 2 | JS RESEARCH INC. | GN00002986 | RDC PUSAT - RAWAGELAM | PUSAT | DKI JAKARTA | JAKARTA TIMUR | MAIN UNIT | EMP | - |  | 15 May 2017 |  | - |  | - |  | ACTIVE
170410-41 | JS002 | BIOHAZARD SAFETY CABINET TYPE A2 (1200 MM) | DIAGNOSTIC 2 | JS RESEARCH INC. | GN00002986 | RDC PUSAT - RAWAGELAM | PUSAT | DKI JAKARTA | JAKARTA TIMUR | MAIN UNIT | EMP | - |  | 15 May 2017 |  | - |  | - |  | ACTIVE
170410-42 | JS002 | BIOHAZARD SAFETY CABINET TYPE A2 (1200 MM) | DIAGNOSTIC 2 | JS RESEARCH INC. | GN00008641 | RS PERISAI HUSADA | BANDUNG | JAWA BARAT | BANDUNG | MAIN UNIT | CUSTOMER | - |  | 20 July 2017 |  | - |  | - |  | ACTIVE
170410-43 | JS002 | BIOHAZARD SAFETY CABINET TYPE A2 (1200 MM) | DIAGNOSTIC 2 | JS RESEARCH INC. | GN00001787 | RSUD SRAGEN | SOLO | JAWA TENGAH | SRAGEN | MAIN UNIT | CUSTOMER | - |  | 25 July 2017 |  | - |  | - |  | ACTIVE
170410-44 | JS002 | BIOHAZARD SAFETY CABINET TYPE A2 (1200 MM) | DIAGNOSTIC 2 | JS RESEARCH INC. | GN00002961 | RS MITRA KELUARGA TEGAL | TEGAL | JAWA TENGAH | TEGAL | MAIN UNIT | CUSTOMER | 25 July 2017 | MUNADI - TSE | 25 July 2017 |  | 25 July 2017 | MUNADI - TSE | - |  | ACTIVE
170411d | BI170 | BIOELISA READER ELX800 | DIAGNOSTIC 2 | WERFEN HONG KONG LIMITED | GN17120015 | LAB CITO SURABAYA | SURABAYA-1 | JAWA TIMUR | SURABAYA | MAIN UNIT | EMP | 22 April 2019 | ANDI ISMAIL - SPV TSE TIMUR | 23 August 2018 |  | 22 April 2019 | ANDI ISMAIL - SPV TSE TIMUR | - |  | ACTIVE
170411e | BI170 | BIOELISA READER ELX800 | DIAGNOSTIC 2 | WERFEN HONG KONG LIMITED | GN00001771 | RSUD DR WAHIDIN SUDIROHUSODO | MAKASSAR | SULAWESI SELATAN | MAKASSAR | MAIN UNIT | EMP | 6 April 2018 | FARIDA ADELINA | 22 March 2021 | AUGESTA NANDA PRADANA - TSE | 6 April 2018 | FARIDA ADELINA | 29 March 2021 | AUGESTA NANDA PRADANA - TSE | ACTIVE
17048194 | 26001 | GEM PREMIER 3500 ANALYZER | DIAGNOSTIC 2 | WERFEN HONG KONG LIMITED | GN00001494 | RS MUHAMMADIYAH LAMONGAN | SURABAYA-2 | JAWA TIMUR | LAMONGAN | MAIN UNIT | EMP | - |  | 22 August 2017 |  | - |  | - |  | ACTIVE
17048195 | 26001 | GEM PREMIER 3500 ANALYZER | DIAGNOSTIC 2 | WERFEN HONG KONG LIMITED | GN00001905 | RSUD TIDAR KAB MAGELANG | YOGYAKARTA | YOGYAKARTA | YOGYAKARTA | MAIN UNIT | EMP | 18 February 2020 | DIAN FEBRIYANA - TSE | 18 February 2020 |  | 18 February 2020 | DIAN FEBRIYANA - TSE | - |  | ACTIVE
17048196 | 26001 | GEM PREMIER 3500 ANALYZER | DIAGNOSTIC 2 | WERFEN HONG KONG LIMITED | GN00006924 | RSU TANJUNG BALAI | PEMATANG SIANTAR | SUMATERA UTARA | PEMATANG SIANTAR | MAIN UNIT | EMP | - |  | 4 October 2023 |  | - |  | 9 October 2023 | SAHID DERMAWAN - SPV TSE BARAT | ACTIVE
17048253 | 26001 | GEM PREMIER 3500 ANALYZER | DIAGNOSTIC 2 | WERFEN HONG KONG LIMITED | GN00001205 | RSUD BANYUMAS | PURWOKERTO | JAWA TENGAH | BANYUMAS | MAIN UNIT | EMP | 4 September 2019 | TEGAR PANDU - TSE | 5 December 2023 |  | 4 September 2019 | TEGAR PANDU - TSE | 5 December 2023 | ANDI ISMAIL - SPV TSE TIMUR | ACTIVE
17048255 | 26001 | GEM PREMIER 3500 ANALYZER | DIAGNOSTIC 2 | WERFEN HONG KONG LIMITED | GN00002986 | RDC PUSAT - RAWAGELAM | PUSAT | DKI JAKARTA | JAKARTA TIMUR | MAIN UNIT | EMP | 7 September 2017 | HARI UDI RAHARJO - TSE | 7 September 2017 |  | 7 September 2017 | HARI UDI RAHARJO - TSE | - |  | ACTIVE
17048302 | 26001 | GEM PREMIER 3500 ANALYZER | DIAGNOSTIC 2 | WERFEN HONG KONG LIMITED | GN21110007 | RS MURNI TEGUH | DENPASAR | BALI | DENPASAR | MAIN UNIT | EMP | - |  | 17 January 2022 | I KADEK - TSE | - |  | 17 January 2022 | I KADEK - TSE | ACTIVE
17050578 | AC350 | ACL TOP 350 CTS SYSTEM | DIAGNOSTIC 2 | WERFEN HONG KONG LIMITED | GN00001783 | RS PKU Muhammadiyah Surakarta | SOLO | JAWA TENGAH | SURAKARTA | MAIN UNIT | EMP | - |  | 19 July 2022 | TEGAR PANDU - TSE | - |  | 19 July 2022 | TEGAR PANDU - TSE | ACTIVE
1705151a | BI170 | BIOELISA READER ELX800 | DIAGNOSTIC 2 | WERFEN HONG KONG LIMITED | GN00002009 | UNIVERSITAS UDAYANA DENPASAR | DENPASAR | BALI | BADUNG | MAIN UNIT | CUSTOMER | 12 August 2019 | I KADEK - TSE | 12 August 2019 |  | 12 August 2019 | I KADEK - TSE | - |  | ACTIVE
170516D | BI170 | BIOELISA READER ELX800 | DIAGNOSTIC 2 | WERFEN HONG KONG LIMITED | GN00001823 | RSUD Dr. SAIFUL ANWAR PROV JAWA TIMUR | MALANG | JAWA TIMUR | MALANG | MAIN UNIT | CUSTOMER | - |  | 11 September 2019 |  | - |  | - |  | ACTIVE
17060571 | AC550 | ACL TOP 550 CTS SYSTEM | DIAGNOSTIC 2 | WERFEN HONG KONG LIMITED | GN00002985 | WORKSHOOP CSM PUSAT | PUSAT | DKI JAKARTA | JAKARTA TIMUR | MAIN UNIT | EMP | 5 February 2020 | RIDWAN - TSE | 5 February 2020 |  | 5 February 2020 | RIDWAN - TSE | - |  | ACTIVE
17061779 | FS75U | Spiroanalyser St-75 |  |  | GN00001867 | DINAS KESEHATAN KAB/ KOTA. GUNUNG KIDUL | YOGYAKARTA | YOGYAKARTA | YOGYAKARTA | MAIN UNIT | CUSTOMER | 13 April 2015 |  | 1 January 1900 |  | 13 April 2015 |  | - |  | INACTIVE
17063794 | AC111 | ACL ELITE PRO | DIAGNOSTIC 2 | WERFEN HONG KONG LIMITED | GN00002985 | WORKSHOOP CSM PUSAT | PUSAT | DKI JAKARTA | JAKARTA TIMUR | MAIN UNIT | EMP | 11 April 2019 | DIAN FEBRIYANA - TSE | 14 November 2024 | HARI UDI RAHARJO - TSE | 11 April 2019 | DIAN FEBRIYANA - TSE | 14 November 2024 | SAHID DERMAWAN - SPV TSE BARAT | ACTIVE
17068540 | 26001 | GEM PREMIER 3500 ANALYZER | DIAGNOSTIC 2 | WERFEN HONG KONG LIMITED | GN00001834 | RUMKIT TK II DR. SOEPRAOEN | MALANG | JAWA TIMUR | MALANG | MAIN UNIT | EMP | 4 May 2019 | AHMAD FATKHUDIN - TSE | 18 February 2019 |  | 4 May 2019 | AHMAD FATKHUDIN - TSE | - |  | ACTIVE
17068541 | 26001 | GEM PREMIER 3500 ANALYZER | DIAGNOSTIC 2 | WERFEN HONG KONG LIMITED | GN00001220 | RSUP SANGLAH DENPASAR | DENPASAR | BALI | DENPASAR | MAIN UNIT | EMP | - |  | 5 September 2022 | ANDRIAS NUGROHO - TSE | - |  | 19 December 2023 | ANDI ISMAIL - SPV TSE TIMUR | ACTIVE
17068542 | 26001 | GEM PREMIER 3500 ANALYZER | DIAGNOSTIC 2 | WERFEN HONG KONG LIMITED | GN00002009 | UNIVERSITAS UDAYANA DENPASAR | DENPASAR | BALI | BADUNG | MAIN UNIT | EMP | 17 November 2017 | DIMAS OKA NUR AZIS | 27 April 2021 | I KADEK - TSE | 17 November 2017 | DIMAS OKA NUR AZIS | 27 April 2021 | I KADEK - TSE | ACTIVE
17078654 | 26001 | GEM PREMIER 3500 ANALYZER | DIAGNOSTIC 2 | WERFEN HONG KONG LIMITED | GN00000201 | RSUD ARIFIN ACHMAD - PEKANBARU | PEKAN BARU | RIAU | PEKANBARU | MAIN UNIT | CUSTOMER | - |  | 18 July 2019 |  | - |  | - |  | ACTIVE
17078655 | 26001 | GEM PREMIER 3500 ANALYZER | DIAGNOSTIC 2 | WERFEN HONG KONG LIMITED | GN00008555 | RS. PARU DUNGUS MADIUN | KEDIRI | JAWA TIMUR | KEDIRI | MAIN UNIT | CUSTOMER | 8 December 2017 | ANDI ISMAIL - SPV TSE TIMUR | 7 December 2017 |  | 8 December 2017 | ANDI ISMAIL - SPV TSE TIMUR | - |  | ACTIVE
17078656 | 26001 | GEM PREMIER 3500 ANALYZER | DIAGNOSTIC 2 | WERFEN HONG KONG LIMITED | GN00002383 | RSUD DR SAM RATULANGI TONDANO | MANADO | SULAWESI UTARA | BOBONG | MAIN UNIT | CUSTOMER | 8 December 2017 | ANDI ISMAIL - SPV TSE TIMUR | 7 December 2017 |  | 8 December 2017 | ANDI ISMAIL - SPV TSE TIMUR | - |  | ACTIVE
170803-01 | JS005 | LAMINAR FLOW VERT 900MM | DIAGNOSTIC 2 | JS RESEARCH INC. | GN20060013 | RSUD SRENGAT | MALANG | JAWA TIMUR | MALANG | MAIN UNIT | CUSTOMER | 28 December 2017 | HARI UDI RAHARJO - TSE | 30 September 2020 | AHMAD FATKHUDIN - TSE | 28 December 2017 | HARI UDI RAHARJO - TSE | 30 September 2020 | AHMAD FATKHUDIN - TSE | ACTIVE
170803-02 | JS005 | LAMINAR FLOW VERT 900MM | DIAGNOSTIC 2 | JS RESEARCH INC. | GN00002142 | PMI UTDC KOTA MALANG | MALANG | JAWA TIMUR | MALANG | MAIN UNIT | CUSTOMER | 9 October 2017 | ANDI ISMAIL - SPV TSE TIMUR | 5 October 2017 |  | 9 October 2017 | ANDI ISMAIL - SPV TSE TIMUR | - |  | ACTIVE
170803-03 | JS005 | LAMINAR FLOW VERT 900MM | DIAGNOSTIC 2 | JS RESEARCH INC. | GN00002199 | RS PHC SURABAYA | SURABAYA-1 | JAWA TIMUR | SURABAYA | MAIN UNIT | CUSTOMER | 9 October 2017 | HARI UDI RAHARJO - TSE | 15 June 2020 | MIKKI FAHRIZI - TSE | 9 October 2017 | HARI UDI RAHARJO - TSE | 15 June 2020 | MIKKI FAHRIZI - TSE | ACTIVE
170803-04 | JS005 | LAMINAR FLOW VERT 900MM | DIAGNOSTIC 2 | JS RESEARCH INC. | GN00001102 | RSUD Cengkareng | JAKARTA-2 | DKI JAKARTA | JAKARTA BARAT | MAIN UNIT | CUSTOMER | 9 October 2017 | HARI UDI RAHARJO - TSE | 25 June 2020 | MOHAMAD SUKARJO - TSE CP | 9 October 2017 | HARI UDI RAHARJO - TSE | 25 June 2020 | MOHAMAD SUKARJO - TSE CP | ACTIVE
170803-05 | JS006 | LAMINAR FLOW CABINET VERTICAL (1200 MM) | DIAGNOSTIC 2 | JS RESEARCH INC. | GN17040022 | HERMINA KEMAYORAN HOSPITAL | JAKARTA-1 | DKI JAKARTA | JAKARTA PUSAT | MAIN UNIT | CUSTOMER | 31 July 2018 | ARDI HERMAWAN - TSE CP | 31 July 2018 |  | 31 July 2018 | ARDI HERMAWAN - TSE CP | - |  | ACTIVE
170803-06 | JS006 | LAMINAR FLOW CABINET VERTICAL (1200 MM) | DIAGNOSTIC 2 | JS RESEARCH INC. | GN00001080 | RS HERMINA GALAXY | BEKASI | JAWA BARAT | BEKASI | MAIN UNIT | CUSTOMER | 19 October 2018 | GATOT SURYA ADIPUTRA - TSE | 19 October 2018 |  | 19 October 2018 | GATOT SURYA ADIPUTRA - TSE | - |  | ACTIVE
170803-07 | JS006 | LAMINAR FLOW CABINET VERTICAL (1200 MM) | DIAGNOSTIC 2 | JS RESEARCH INC. | GN00002598 | RS HERMINA TANGERANG (PT.MEDIKALOKA TANGERANG) | TANGERANG | BANTEN | TANGERANG | MAIN UNIT | CUSTOMER | 9 October 2017 | HARI UDI RAHARJO - TSE | 30 June 2020 | ARBIANSYAH - TSE | 9 October 2017 | HARI UDI RAHARJO - TSE | 30 June 2020 | ARBIANSYAH - TSE | ACTIVE
170803-08 | JS002 | BIOHAZARD SAFETY CABINET TYPE A2 (1200 MM) | DIAGNOSTIC 2 | JS RESEARCH INC. | GN00000584 | LAB. CITO ( INDRAPRASTA ) | SEMARANG | JAWA TENGAH | SEMARANG | MAIN UNIT | CUSTOMER | 22 November 2017 | ARBIANSYAH - TSE | 19 October 2020 | MUNADI - TSE | 22 November 2017 | ARBIANSYAH - TSE | 19 October 2020 | MUNADI - TSE | ACTIVE
170803-09 | JS002 | BIOHAZARD SAFETY CABINET TYPE A2 (1200 MM) | DIAGNOSTIC 2 | JS RESEARCH INC. | GN00002986 | RDC PUSAT - RAWAGELAM | PUSAT | DKI JAKARTA | JAKARTA TIMUR | MAIN UNIT | EMP | 20 September 2017 | ARIEF SETIAWAN - TSE CP | 1 January 1900 |  | 20 September 2017 | ARIEF SETIAWAN - TSE CP | - |  | ACTIVE
170803-10 | JS002 | BIOHAZARD SAFETY CABINET TYPE A2 (1200 MM) | DIAGNOSTIC 2 | JS RESEARCH INC. | GN00002986 | RDC PUSAT - RAWAGELAM | PUSAT | DKI JAKARTA | JAKARTA TIMUR | MAIN UNIT | EMP | 9 October 2017 | HARI UDI RAHARJO - TSE | 5 October 2017 |  | 9 October 2017 | HARI UDI RAHARJO - TSE | - |  | ACTIVE
170803-17 | JS001 | BIO SAFE-CAB TYPE-A2 900 | DIAGNOSTIC 2 | JS RESEARCH INC. | GN00002986 | RDC PUSAT - RAWAGELAM | PUSAT | DKI JAKARTA | JAKARTA TIMUR | MAIN UNIT | EMP | 9 October 2017 | HARI UDI RAHARJO - TSE | 5 October 2017 |  | 9 October 2017 | HARI UDI RAHARJO - TSE | - |  | ACTIVE
170803-18 | JS001 | BIO SAFE-CAB TYPE-A2 900 | DIAGNOSTIC 2 | JS RESEARCH INC. | GN00002986 | RDC PUSAT - RAWAGELAM | PUSAT | DKI JAKARTA | JAKARTA TIMUR | MAIN UNIT | EMP | 9 October 2017 | HARI UDI RAHARJO - TSE | 5 October 2017 |  | 9 October 2017 | HARI UDI RAHARJO - TSE | - |  | ACTIVE
170803-37 | JS002 | BIOHAZARD SAFETY CABINET TYPE A2 (1200 MM) | DIAGNOSTIC 2 | JS RESEARCH INC. | GN00002986 | RDC PUSAT - RAWAGELAM | PUSAT | DKI JAKARTA | JAKARTA TIMUR | MAIN UNIT | EMP | 9 October 2017 | HARI UDI RAHARJO - TSE | 5 October 2017 |  | 9 October 2017 | HARI UDI RAHARJO - TSE | - |  | ACTIVE
170803-38 | JS002 | BIOHAZARD SAFETY CABINET TYPE A2 (1200 MM) | DIAGNOSTIC 2 | JS RESEARCH INC. | GN00002986 | RDC PUSAT - RAWAGELAM | PUSAT | DKI JAKARTA | JAKARTA TIMUR | MAIN UNIT | EMP | 9 October 2017 | HARI UDI RAHARJO - TSE | 5 October 2017 |  | 9 October 2017 | HARI UDI RAHARJO - TSE | - |  | ACTIVE
170807-15 | JS001 | BIO SAFE-CAB TYPE-A2 900 | DIAGNOSTIC 2 | JS RESEARCH INC. | GN00007750 | RS MITRA KELUARGA KENJERAN | SURABAYA-2 | JAWA TIMUR | SURABAYA | MAIN UNIT | CUSTOMER | 22 April 2019 | ANDI ISMAIL - SPV TSE TIMUR | 1 January 1900 |  | 22 April 2019 | ANDI ISMAIL - SPV TSE TIMUR | - |  | ACTIVE
170807-16 | JS001 | BIO SAFE-CAB TYPE-A2 900 | DIAGNOSTIC 2 | JS RESEARCH INC. | GN00003550 | RS SURYA HUSADA INST. | DENPASAR | BALI | DENPASAR | MAIN UNIT | CUSTOMER | 6 February 2018 | I KADEK - TSE | 6 February 2018 |  | 6 February 2018 | I KADEK - TSE | - |  | ACTIVE
170807-17 | JS001 | BIO SAFE-CAB TYPE-A2 900 | DIAGNOSTIC 2 | JS RESEARCH INC. | GN00000156 | RS ISLAM ARAFAH | JAMBI | JAMBI | JAMBI | MAIN UNIT | CUSTOMER | 10 October 2019 | SAHID DERMAWAN - SPV TSE BARAT | - |  | 10 October 2019 | SAHID DERMAWAN - SPV TSE BARAT | - |  | ACTIVE
170807-18 | JS001 | BIO SAFE-CAB TYPE-A2 900 | DIAGNOSTIC 2 | JS RESEARCH INC. | GN00000322 | RS IMELDA | MEDAN | SUMATERA UTARA | MEDAN | MAIN UNIT | CUSTOMER | 30 November 2017 | SATRIA KUSUMA - TSE | 30 November 2017 |  | 30 November 2017 | SATRIA KUSUMA - TSE | - |  | ACTIVE
170807-19 | JS001 | BIO SAFE-CAB TYPE-A2 900 | DIAGNOSTIC 2 | JS RESEARCH INC. | GN00001971 | RS MITRA KELUARGA BEKASI BARAT | BEKASI | JAWA BARAT | BEKASI | MAIN UNIT | CUSTOMER | 5 October 2017 | GATOT SURYA ADIPUTRA - TSE | 5 October 2017 |  | 5 October 2017 | GATOT SURYA ADIPUTRA - TSE | - |  | ACTIVE
170807-37 | JS002 | BIOHAZARD SAFETY CABINET TYPE A2 (1200 MM) | DIAGNOSTIC 2 | JS RESEARCH INC. | GN00002406 | RUMKIT TK II DR. SOEDJONO | YOGYAKARTA | YOGYAKARTA | MAGELANG | MAIN UNIT | CUSTOMER | - |  | 10 November 2017 |  | - |  | - |  | ACTIVE
170807-38 | JS002 | BIOHAZARD SAFETY CABINET TYPE A2 (1200 MM) | DIAGNOSTIC 2 | JS RESEARCH INC. | GN00004409 | LABORATORIUM KLINIK PRODIA (PARMAN, PALU) | PALU | SULAWESI TENGAH | PALU | MAIN UNIT | CUSTOMER | 12 December 2017 | PHILIP LAKRISNA - TSE | 12 December 2017 |  | 12 December 2017 | PHILIP LAKRISNA - TSE | - |  | ACTIVE
170918-29 | JS002 | BIOHAZARD SAFETY CABINET TYPE A2 (1200 MM) | DIAGNOSTIC 2 | JS RESEARCH INC. | GN00002813 | RS Universitas Yarsi | JAKARTA-1 | DKI JAKARTA |  | MAIN UNIT | CUSTOMER | 28 December 2017 | TRIYONO - TSE AREA BARAT | 26 December 2017 |  | 28 December 2017 | TRIYONO - TSE AREA BARAT | - |  | ACTIVE
170918-30 | JS002 | BIOHAZARD SAFETY CABINET TYPE A2 (1200 MM) | DIAGNOSTIC 2 | JS RESEARCH INC. | GN18020010 | RS MITRA KELUARGA GADING SERPONG | TANGERANG | BANTEN | TANGERANG | MAIN UNIT | CUSTOMER | 22 February 2018 | TRIYONO - TSE AREA BARAT | 26 December 2017 |  | 22 February 2018 | TRIYONO - TSE AREA BARAT | - |  | ACTIVE
17098816 | 26001 | GEM PREMIER 3500 ANALYZER | DIAGNOSTIC 2 | WERFEN HONG KONG LIMITED | GN00000507 | RS PANTI WILASA I CITARUM | SEMARANG | JAWA TENGAH | SEMARANG | MAIN UNIT | EMP | 4 November 2019 | MUNADI - TSE | 4 November 2019 |  | 4 November 2019 | MUNADI - TSE | - |  | ACTIVE
17098817 | 26001 | GEM PREMIER 3500 ANALYZER | DIAGNOSTIC 2 | WERFEN HONG KONG LIMITED | GN00001647 | RSU BALA KESELAMATAN | MALANG | JAWA TIMUR | MALANG | MAIN UNIT | EMP | 18 February 2019 | AHMAD FATKHUDIN - TSE | 18 February 2019 |  | 18 February 2019 | AHMAD FATKHUDIN - TSE | - |  | ACTIVE
17098818 | 26001 | GEM PREMIER 3500 ANALYZER | DIAGNOSTIC 2 | WERFEN HONG KONG LIMITED | GN00002131 | RS WIYUNG SEJAHTERA | SURABAYA-1 | JAWA TIMUR |  | MAIN UNIT | EMP | 19 February 2019 | YUNAN ARIMUNTIAN - TSE | 19 February 2019 |  | 19 February 2019 | YUNAN ARIMUNTIAN - TSE | - |  | ACTIVE
17098819 | 26001 | GEM PREMIER 3500 ANALYZER | DIAGNOSTIC 2 | WERFEN HONG KONG LIMITED | GN00006747 | RS LAVALETTE - PTPN XI | MALANG | JAWA TIMUR | MALANG | MAIN UNIT | EMP | 26 February 2018 | ELIA HAKIM | 23 February 2018 |  | 26 February 2018 | ELIA HAKIM | - |  | ACTIVE
17098825 | 26001 | GEM PREMIER 3500 ANALYZER | DIAGNOSTIC 2 | WERFEN HONG KONG LIMITED | GN00002985 | WORKSHOOP CSM PUSAT | PUSAT | DKI JAKARTA | JAKARTA TIMUR | MAIN UNIT | EMP | 17 April 2020 | DIAN FEBRIYANA - TSE | 6 January 2025 |  | 17 April 2020 | DIAN FEBRIYANA - TSE | 24 March 2025 | SAHID DERMAWAN - SPV TSE BARAT | ACTIVE
17098835 | 26001 | GEM PREMIER 3500 ANALYZER | DIAGNOSTIC 2 | WERFEN HONG KONG LIMITED | GN00000465 | RSUD TAMIANG | BANDA ACEH | ACEH | TAMIANG | MAIN UNIT | EMP | 7 August 2019 |  | 30 August 2021 | AZLI YUDHA - TSE | 7 August 2019 |  | 30 August 2021 | AZLI YUDHA - TSE | ACTIVE
170H0597 | FCRT2 | CR IR 392 RU2 PNTM = : E (PRIMA T2) | IMAGING | FUJIFILM INDONESIA, PT. | GN21110010 | KLINIK ULIL ALBAB | CIREBON | JAWA BARAT | CIREBON | MAIN UNIT | CUSTOMER | - |  | 26 April 2022 | ARBIANSYAH - TSE | 4 January 2022 | ARIEF SETIAWAN - TSE CP | 26 April 2022 | ARBIANSYAH - TSE | ACTIVE
170H0599 | FCRT2 | CR IR 392 RU2 PNTM = : E (PRIMA T2) | IMAGING | FUJIFILM INDONESIA, PT. | GN00000611 | RSU HARAPAN BERSAMA | PONTIANAK | KALIMANTAN BARAT | PONTIANAK | MAIN UNIT | CUSTOMER | - |  | 24 March 2022 | GATOT SURYA ADIPUTRA - TSE | 4 January 2022 | ARIEF SETIAWAN - TSE CP | 24 March 2022 | GATOT SURYA ADIPUTRA - TSE | ACTIVE
171106-31 | JS001 | BIO SAFE-CAB TYPE-A2 900 | DIAGNOSTIC 2 | JS RESEARCH INC. | GN00002986 | RDC PUSAT - RAWAGELAM | PUSAT | DKI JAKARTA | JAKARTA TIMUR | MAIN UNIT | EMP | 28 December 2017 | HARI UDI RAHARJO - TSE | 26 December 2017 |  | 28 December 2017 | HARI UDI RAHARJO - TSE | - |  | ACTIVE
171106-32 | JS001 | BIO SAFE-CAB TYPE-A2 900 | DIAGNOSTIC 2 | JS RESEARCH INC. | GN00002986 | RDC PUSAT - RAWAGELAM | PUSAT | DKI JAKARTA | JAKARTA TIMUR | MAIN UNIT | EMP | 28 December 2017 | HARI UDI RAHARJO - TSE | 26 December 2017 |  | 28 December 2017 | HARI UDI RAHARJO - TSE | - |  | ACTIVE
171106-33 | JS001 | BIO SAFE-CAB TYPE-A2 900 | DIAGNOSTIC 2 | JS RESEARCH INC. | GN00001970 | RSIA HERMINA BEKASI | BEKASI | JAWA BARAT | BEKASI | MAIN UNIT | CUSTOMER | 27 April 2018 | GATOT SURYA ADIPUTRA - TSE | 27 April 2018 |  | 27 April 2018 | GATOT SURYA ADIPUTRA - TSE | - |  | ACTIVE
171106-34 | JS001 | BIO SAFE-CAB TYPE-A2 900 | DIAGNOSTIC 2 | JS RESEARCH INC. | GN00002326 | RS HERMINA PANDANARAN | SEMARANG | JAWA TENGAH | SEMARANG | MAIN UNIT | CUSTOMER | - |  | 3 July 2018 |  | - |  | - |  | ACTIVE
171106-35 | JS002 | BIOHAZARD SAFETY CABINET TYPE A2 (1200 MM) | DIAGNOSTIC 2 | JS RESEARCH INC. | GN00002986 | RDC PUSAT - RAWAGELAM | PUSAT | DKI JAKARTA | JAKARTA TIMUR | MAIN UNIT | EMP | 28 December 2017 | HARI UDI RAHARJO - TSE | 26 December 2017 |  | 28 December 2017 | HARI UDI RAHARJO - TSE | - |  | ACTIVE
171106-36 | JS002 | BIOHAZARD SAFETY CABINET TYPE A2 (1200 MM) | DIAGNOSTIC 2 | JS RESEARCH INC. | GN00003010 | RSUD CILEGON | TANGERANG | BANTEN | CILEGON | MAIN UNIT | CUSTOMER | 28 February 2018 | ARBIANSYAH - TSE | 28 February 2018 |  | 28 February 2018 | ARBIANSYAH - TSE | - |  | ACTIVE
17135308 | FCP12 | PRIMA CONSOLE CL A12 | IMAGING | FUJIFILM INDONESIA, PT. | GN00002986 | RDC PUSAT - RAWAGELAM | PUSAT | DKI JAKARTA | JAKARTA TIMUR | MAIN UNIT | EMP | - |  | - |  | 7 September 2022 | ANTONIUS SAGITA - KALIBRASI | - |  | ACTIVE
17135309 | FCP12 | PRIMA CONSOLE CL A12 | IMAGING | FUJIFILM INDONESIA, PT. | GN00002986 | RDC PUSAT - RAWAGELAM | PUSAT | DKI JAKARTA | JAKARTA TIMUR | MAIN UNIT | EMP | - |  | - |  | 7 September 2022 | ANTONIUS SAGITA - KALIBRASI | - |  | ACTIVE
17135310 | FCP12 | PRIMA CONSOLE CL A12 | IMAGING | FUJIFILM INDONESIA, PT. | GN00011813 | RS AL ISLAM AWIBITUNG | BANDUNG | JAWA BARAT | BANDUNG | MAIN UNIT | CUSTOMER | - |  | 16 August 2023 |  | 7 September 2022 | ANTONIUS SAGITA - KALIBRASI | 16 October 2023 | SAHID DERMAWAN - SPV TSE BARAT | ACTIVE
17135432 | FCP12 | PRIMA CONSOLE CL A12 | IMAGING | FUJIFILM INDONESIA, PT. | GN00002986 | RDC PUSAT - RAWAGELAM | PUSAT | DKI JAKARTA | JAKARTA TIMUR | MAIN UNIT | EMP | - |  | - |  | 28 July 2022 | ANTONIUS SAGITA - KALIBRASI | - |  | ACTIVE
17135433 | FCP12 | PRIMA CONSOLE CL A12 | IMAGING | FUJIFILM INDONESIA, PT. | GN00002986 | RDC PUSAT - RAWAGELAM | PUSAT | DKI JAKARTA | JAKARTA TIMUR | MAIN UNIT | EMP | - |  | - |  | 28 July 2022 | ANTONIUS SAGITA - KALIBRASI | - |  | ACTIVE
17135434 | FCP12 | PRIMA CONSOLE CL A12 | IMAGING | FUJIFILM INDONESIA, PT. | GN00002986 | RDC PUSAT - RAWAGELAM | PUSAT | DKI JAKARTA | JAKARTA TIMUR | MAIN UNIT | EMP | - |  | - |  | 28 July 2022 | ANTONIUS SAGITA - KALIBRASI | - |  | ACTIVE
17135435 | FCP12 | PRIMA CONSOLE CL A12 | IMAGING | FUJIFILM INDONESIA, PT. | GN22070027 | KLINIK DADAP PUTIH | TANGERANG | BANTEN | TANGERANG | MAIN UNIT | CUSTOMER | - |  | - |  | 28 July 2022 | ANTONIUS SAGITA - KALIBRASI | - |  | ACTIVE
17135436 | FCP12 | PRIMA CONSOLE CL A12 | IMAGING | FUJIFILM INDONESIA, PT. | GN00002986 | RDC PUSAT - RAWAGELAM | PUSAT | DKI JAKARTA | JAKARTA TIMUR | MAIN UNIT | EMP | - |  | - |  | 28 July 2022 | ANTONIUS SAGITA - KALIBRASI | - |  | ACTIVE
17135437 | FCP12 | PRIMA CONSOLE CL A12 | IMAGING | FUJIFILM INDONESIA, PT. | GN00002986 | RDC PUSAT - RAWAGELAM | PUSAT | DKI JAKARTA | JAKARTA TIMUR | MAIN UNIT | EMP | - |  | - |  | 28 July 2022 | ANTONIUS SAGITA - KALIBRASI | - |  | ACTIVE
17135438 | FCP12 | PRIMA CONSOLE CL A12 | IMAGING | FUJIFILM INDONESIA, PT. | GN00002986 | RDC PUSAT - RAWAGELAM | PUSAT | DKI JAKARTA | JAKARTA TIMUR | MAIN UNIT | EMP | - |  | - |  | 28 July 2022 | ANTONIUS SAGITA - KALIBRASI | - |  | ACTIVE
17135443 | FCP12 | PRIMA CONSOLE CL A12 | IMAGING | FUJIFILM INDONESIA, PT. | GN00002986 | RDC PUSAT - RAWAGELAM | PUSAT | DKI JAKARTA | JAKARTA TIMUR | MAIN UNIT | EMP | - |  | - |  | 28 July 2022 | ANTONIUS SAGITA - KALIBRASI | - |  | ACTIVE
17135445 | FCP12 | PRIMA CONSOLE CL A12 | IMAGING | FUJIFILM INDONESIA, PT. | GN00002986 | RDC PUSAT - RAWAGELAM | PUSAT | DKI JAKARTA | JAKARTA TIMUR | MAIN UNIT | EMP | - |  | - |  | 28 July 2022 | ANTONIUS SAGITA - KALIBRASI | - |  | ACTIVE
17135446 | FCP12 | PRIMA CONSOLE CL A12 | IMAGING | FUJIFILM INDONESIA, PT. | GN00002986 | RDC PUSAT - RAWAGELAM | PUSAT | DKI JAKARTA | JAKARTA TIMUR | MAIN UNIT | EMP | - |  | - |  | 28 July 2022 | ANTONIUS SAGITA - KALIBRASI | - |  | ACTIVE
171E0596 | FCRTM | CR IR 392 RU2 M PRIMA TM | IMAGING | FUJIFILM INDONESIA, PT. | GN00000658 | RSUD DR DORIS SYLVANUS | BANJARMASIN | KALIMANTAN TENGAH | PALANGKA RAYA | MAIN UNIT | CUSTOMER | - |  | 3 October 2022 | AHMAD FATKHUDIN - TSE | 6 July 2022 | ANTONIUS SAGITA - KALIBRASI | 3 October 2022 | AHMAD FATKHUDIN - TSE | ACTIVE
171E0597 | FCRTM | CR IR 392 RU2 M PRIMA TM | IMAGING | FUJIFILM INDONESIA, PT. | GN22010013 | RS HERMINA TASIKMALAYA | TASIKMALAYA | JAWA BARAT | TASIKMALAYA | MAIN UNIT | CUSTOMER | - |  | - |  | 7 September 2022 | ANTONIUS SAGITA - KALIBRASI | - |  | ACTIVE
171H1167 | FCRT2 | CR IR 392 RU2 PNTM = : E (PRIMA T2) | IMAGING | FUJIFILM INDONESIA, PT. | GN00001288 | RSU SURYA HUSADHA UBUNG | DENPASAR | BALI | DENPASAR | MAIN UNIT | CUSTOMER | 21 April 2022 | ANTONIUS SAGITA - KALIBRASI | 6 May 2022 | I KADEK - TSE | 23 February 2022 | ANTONIUS SAGITA - KALIBRASI | 6 May 2022 | I KADEK - TSE | ACTIVE
171H1172 | FCRT2 | CR IR 392 RU2 PNTM = : E (PRIMA T2) | IMAGING | FUJIFILM INDONESIA, PT. | GN22070028 | KLINIK UTAMA GORA MATARAM | MATARAM | NUSA TENGGARA BARAT | MATARAM | MAIN UNIT | CUSTOMER | - |  | 27 July 2022 | YUNAN ARIMUNTIAN - TSE | 8 March 2022 | ARIEF SETIAWAN - TSE CP | 27 July 2022 | YUNAN ARIMUNTIAN - TSE | ACTIVE
171H1173 | FCRT2 | CR IR 392 RU2 PNTM = : E (PRIMA T2) | IMAGING | FUJIFILM INDONESIA, PT. | GN19100073 | RS SOEDARSONO DARMOSOEWITO | BATAM | KEPULAUAN RIAU | BATAM | MAIN UNIT | CUSTOMER | 21 April 2022 | ANTONIUS SAGITA - KALIBRASI | 21 July 2022 | RUDI SETIAWAN - TSE | 23 February 2022 | ANTONIUS SAGITA - KALIBRASI | 21 July 2022 | RUDI SETIAWAN - TSE | ACTIVE
171H1179 | FCRT2 | CR IR 392 RU2 PNTM = : E (PRIMA T2) | IMAGING | FUJIFILM INDONESIA, PT. | GN00005728 | LABORATORIUM LANOOSTIC | MALANG | JAWA TIMUR | MALANG | MAIN UNIT | CUSTOMER | 21 April 2022 | ANTONIUS SAGITA - KALIBRASI | 21 April 2022 | AHMAD FATKHUDIN - TSE | 23 February 2022 | ANTONIUS SAGITA - KALIBRASI | 21 April 2022 | AHMAD FATKHUDIN - TSE | ACTIVE
171H1186 | FCRT2 | CR IR 392 RU2 PNTM = : E (PRIMA T2) | IMAGING | FUJIFILM INDONESIA, PT. | GN22060001 | KLINIK FLORA | BANDAR LAMPUNG | LAMPUNG | BANDAR LAMPUNG | MAIN UNIT | CUSTOMER | 21 April 2022 | ANTONIUS SAGITA - KALIBRASI | 7 June 2022 | SELAMAT SIPAHUTAR - TSE | 23 February 2022 | ANTONIUS SAGITA - KALIBRASI | 7 June 2022 | SELAMAT SIPAHUTAR - TSE | ACTIVE
171H1190 | FCRT2 | CR IR 392 RU2 PNTM = : E (PRIMA T2) | IMAGING | FUJIFILM INDONESIA, PT. | GN00000235 | RS IBNU SINA PADANG PANJANG | PADANG | SUMATERA BARAT | PADANG PANJANG | MAIN UNIT | CUSTOMER | 21 April 2022 | ANTONIUS SAGITA - KALIBRASI | 30 August 2022 | ABDI PUTRA - TSE | 23 February 2022 | ANTONIUS SAGITA - KALIBRASI | 30 August 2022 | ABDI PUTRA - TSE | ACTIVE
171H1198 | FCRT2 | CR IR 392 RU2 PNTM = : E (PRIMA T2) | IMAGING | FUJIFILM INDONESIA, PT. | GN22060006 | KLINIK NINDRA MEDIKA | YOGYAKARTA | YOGYAKARTA | YOGYAKARTA | MAIN UNIT | CUSTOMER | 21 April 2022 | ANTONIUS SAGITA - KALIBRASI | 13 June 2022 | DIAN FEBRIYANA - TSE | 23 February 2022 | ANTONIUS SAGITA - KALIBRASI | 13 June 2022 | DIAN FEBRIYANA - TSE | ACTIVE
171H1284 | FCRT2 | CR IR 392 RU2 PNTM = : E (PRIMA T2) | IMAGING | FUJIFILM INDONESIA, PT. | GN00011463 | RSU MITRA FAMILY KARAWANG | BEKASI | JAWA BARAT | KARAWANG | MAIN UNIT | CUSTOMER | - |  | 15 March 2022 | GATOT SURYA ADIPUTRA - TSE | 1 March 2022 | ARIEF SETIAWAN - TSE CP | 15 March 2022 | GATOT SURYA ADIPUTRA - TSE | ACTIVE
171H1290 | FCRT2 | CR IR 392 RU2 PNTM = : E (PRIMA T2) | IMAGING | FUJIFILM INDONESIA, PT. | GN00001643 | RSIA MELATI HUSADA | MALANG | JAWA TIMUR | MALANG | MAIN UNIT | CUSTOMER | - |  | 2 March 2022 | AHMAD FATKHUDIN - TSE | 1 March 2022 | ARIEF SETIAWAN - TSE CP | 2 March 2022 | AHMAD FATKHUDIN - TSE | ACTIVE
171H1297 | FCRT2 | CR IR 392 RU2 PNTM = : E (PRIMA T2) | IMAGING | FUJIFILM INDONESIA, PT. | GN22010011 | RS HERMINA SOREANG | BANDUNG | JAWA BARAT | BANDUNG | MAIN UNIT | CUSTOMER | - |  | 26 March 2022 | SUKMA WIJAYA - TSE | 1 March 2022 | ARIEF SETIAWAN - TSE CP | 26 March 2022 | SUKMA WIJAYA - TSE | ACTIVE
171H1300 | FCRT2 | CR IR 392 RU2 PNTM = : E (PRIMA T2) | IMAGING | FUJIFILM INDONESIA, PT. | GN00006661 | RS NIRMALA | PURWOKERTO | JAWA TENGAH | PURBALINGGA | MAIN UNIT | CUSTOMER | - |  | 15 February 2022 | RIDWAN - TSE | 26 January 2022 | ARIEF SETIAWAN - TSE CP | 15 February 2022 | RIDWAN - TSE | ACTIVE
171H1302 | FCRT2 | CR IR 392 RU2 PNTM = : E (PRIMA T2) | IMAGING | FUJIFILM INDONESIA, PT. | GN00002377 | RSB PERMATA BUNDA | SEMARANG | JAWA TENGAH | PURWODADI | MAIN UNIT | CUSTOMER | - |  | 9 May 2022 | ANDRIAS NUGROHO - TSE | 1 March 2022 | ARIEF SETIAWAN - TSE CP | 9 May 2022 | ANDRIAS NUGROHO - TSE | ACTIVE
171H1307 | FCRT2 | CR IR 392 RU2 PNTM = : E (PRIMA T2) | IMAGING | FUJIFILM INDONESIA, PT. | GN00006706 | RSU MAMAMI | KUPANG | NUSA TENGGARA TIMUR | KUPANG | MAIN UNIT | CUSTOMER | - |  | 29 June 2022 | ANDRIAS NUGROHO - TSE | 1 March 2022 | ARIEF SETIAWAN - TSE CP | 29 June 2022 | ANDRIAS NUGROHO - TSE | ACTIVE
171H1321 | FCRT2 | CR IR 392 RU2 PNTM = : E (PRIMA T2) | IMAGING | FUJIFILM INDONESIA, PT. | GN00001924 | RS PANTI NUGROHO | YOGYAKARTA | YOGYAKARTA | YOGYAKARTA | MAIN UNIT | CUSTOMER | - |  | 16 February 2022 | HARI UDI RAHARJO - TSE | 26 January 2022 | ARIEF SETIAWAN - TSE CP | 16 February 2022 | HARI UDI RAHARJO - TSE | ACTIVE
172/III/12T910SCC | BD910 |  |  |  | GN00001717 | RSUD KOTA MATARAM | MATARAM | NUSA TENGGARA BARAT | MATARAM | MAIN UNIT | CUSTOMER | 11 September 2014 |  | 1 January 1900 |  | 11 September 2014 |  | - |  | INACTIVE
172/VI/13 | TM01U | Infant Incubator Tsn910Sc |  |  | GN00000985 | DINAS KESEHATAN KAB/ KOTA. CIAMIS | TASIKMALAYA | JAWA BARAT | CIAMIS | MAIN UNIT | CUSTOMER | 1 February 1990 | SUKMA WIJAYA - TSE | 10 December 2013 |  | 1 February 1990 | SUKMA WIJAYA - TSE | - |  | ACTIVE
17220401 | FDRSL | FDR SE LITE C35 | IMAGING | FUJIFILM INDONESIA, PT. | GN00002986 | RDC PUSAT - RAWAGELAM | PUSAT | DKI JAKARTA | JAKARTA TIMUR | MAIN UNIT | EMP | - |  | - |  | 8 March 2022 | ARIEF SETIAWAN - TSE CP | - |  | ACTIVE
17235438 | FCP12 | PRIMA CONSOLE CL A12 | IMAGING | FUJIFILM INDONESIA, PT. | GN00000059 | RS URIP SUMOHARJO | BANDAR LAMPUNG | LAMPUNG | BANDAR LAMPUNG | MAIN UNIT | CUSTOMER | - |  | 3 January 2023 |  | 3 April 2023 | ANTONIUS SAGITA - KALIBRASI | 20 October 2023 | SAHID DERMAWAN - SPV TSE BARAT | ACTIVE
17235443 | FCP12 | PRIMA CONSOLE CL A12 | IMAGING | FUJIFILM INDONESIA, PT. | GN00002829 | RS KHUSUS BEDAH BINA ESTETIKA | JAKARTA-1 | DKI JAKARTA | JAKARTA PUSAT | MAIN UNIT | CUSTOMER | - |  | 18 September 2023 | ARDI HERMAWAN - TSE CP | 3 April 2023 | ANTONIUS SAGITA - KALIBRASI | 18 September 2023 | ARDI HERMAWAN - TSE CP | ACTIVE
17235531 | FCP12 | PRIMA CONSOLE CL A12 | IMAGING | FUJIFILM INDONESIA, PT. | GN00002986 | RDC PUSAT - RAWAGELAM | PUSAT | DKI JAKARTA | JAKARTA TIMUR | MAIN UNIT | EMP | - |  | - |  | 29 March 2023 | ARIEF SETIAWAN - TSE CP | - |  | ACTIVE
17235534 | FCP12 | PRIMA CONSOLE CL A12 | IMAGING | FUJIFILM INDONESIA, PT. | GN24060018 | KLINIK JANTUNG HASNA MEDIKA SERANG | TANGERANG | BANTEN | TANGERANG | MAIN UNIT | CUSTOMER | - |  | 3 June 2024 |  | 29 March 2023 | ARIEF SETIAWAN - TSE CP | 1 July 2024 | SAHID DERMAWAN - SPV TSE BARAT | ACTIVE
17235535 | FCRTM | CR IR 392 RU2 M PRIMA TM | IMAGING | FUJIFILM INDONESIA, PT. | GN00011835 | RSIA BUNDA AISYAH | TASIKMALAYA | JAWA BARAT | TASIKMALAYA | MAIN UNIT | CUSTOMER | - |  | 25 July 2025 |  | 4 August 2025 | LEO LANANG SIGIT - TSE CP | 4 August 2025 | SAHID DERMAWAN - SPV TSE BARAT | ACTIVE
17235536 | FCP12 | PRIMA CONSOLE CL A12 | IMAGING | FUJIFILM INDONESIA, PT. | GN00002986 | RDC PUSAT - RAWAGELAM | PUSAT | DKI JAKARTA | JAKARTA TIMUR | MAIN UNIT | EMP | - |  | - |  | 29 March 2023 | ARIEF SETIAWAN - TSE CP | - |  | ACTIVE
17235537 | FCP12 | PRIMA CONSOLE CL A12 | IMAGING | FUJIFILM INDONESIA, PT. | GN00008491 | RSIA LEONA | KUPANG | NUSA TENGGARA TIMUR | KUPANG | MAIN UNIT | CUSTOMER | - |  | 25 October 2024 |  | 29 March 2023 | ARIEF SETIAWAN - TSE CP | 5 November 2024 | ANDI ISMAIL - SPV TSE TIMUR | ACTIVE
17256346 | FDRSM | DRYPIX SMART | IMAGING | FUJIFILM INDONESIA, PT. | GN00001121 | RSUD BANJAR | TASIKMALAYA | JAWA BARAT | BANJAR | MAIN UNIT | CUSTOMER | - |  | - |  | 7 September 2022 | ANTONIUS SAGITA - KALIBRASI | - |  | ACTIVE
172H1940 | FCRT2 | CR IR 392 RU2 PNTM = : E (PRIMA T2) | IMAGING | FUJIFILM INDONESIA, PT. | GN00000773 | RS NASANAPURA | PALU | SULAWESI TENGAH | PALU | MAIN UNIT | CUSTOMER | - |  | 31 August 2022 | ASRULLAH - TSE | 8 March 2022 | ARIEF SETIAWAN - TSE CP | 31 August 2022 | ASRULLAH - TSE | ACTIVE
173/XI/13 | EH910 |  |  |  | GN00006640 | SANTOSA HOSPITAL KOPO | BANDUNG | JAWA BARAT | BANDUNG | MAIN UNIT | CUSTOMER | 14 January 2016 | SUKMA WIJAYA - TSE | 6 January 2014 |  | 14 January 2016 | SUKMA WIJAYA - TSE | - |  | INACTIVE
174/III/12 | BD910 |  |  |  | GN00002637 | POLTEKES PEKANBARU | PEKAN BARU | RIAU | PEKANBARU | MAIN UNIT | CUSTOMER | 26 December 2014 | MULKAN | 1 January 1900 |  | 26 December 2014 | MULKAN | - |  | INACTIVE
174/XI/13 | TM01U | Infant Incubator Tsn910Sc |  |  | GN00000524 | RSUD KAJEN | TEGAL | JAWA TENGAH | PEKALONGAN | MAIN UNIT | CUSTOMER | 1 February 1990 | MUNADI - TSE | 10 December 2013 |  | 1 February 1990 | MUNADI - TSE | - |  | ACTIVE
174494/ASP | ASN3U | Nivec 3 Aerosol Nebulizer |  |  | GN00006018 | RSUD GUNUNGJATI | CIREBON | JAWA BARAT | CIREBON | MAIN UNIT | CUSTOMER | 12 March 2015 | SUKMA WIJAYA - TSE | 1 January 1900 |  | 12 March 2015 | SUKMA WIJAYA - TSE | - |  | INACTIVE
175T910SC | TE004 | INCUBATOR TSN910SCC | IMAGING | TESENA INOVINDO, PT | GN00006531 | DINAS KESEHATAN KAB/KOTA. KOBA BANGKA TENGAH | PANGKAL PINANG | KEPULAUAN BANGKA BELITUNG | BANGKA TENGAH | MAIN UNIT | CUSTOMER | - |  | 14 January 2015 |  | - |  | - |  | ACTIVE
176/VII/12 | TE004 | INCUBATOR TSN910SCC | IMAGING | TESENA INOVINDO, PT | GN00001905 | RSUD TIDAR KAB MAGELANG | YOGYAKARTA | YOGYAKARTA | YOGYAKARTA | MAIN UNIT | CUSTOMER | 1 February 1990 | DIAN FEBRIYANA - TSE | 1 January 1900 |  | 1 February 1990 | DIAN FEBRIYANA - TSE | - |  | ACTIVE
176/XI/13 | TM01U | Infant Incubator Tsn910Sc |  |  | GN00007332 | RSUD BRIDGEN H HASAN BASRI | BANJARMASIN | KALIMANTAN SELATAN | BANJARMASIN | MAIN UNIT | CUSTOMER | 29 March 2017 |  | 27 December 2013 |  | 29 March 2017 |  | - |  | ACTIVE
176222 | ASN3U | Nivec 3 Aerosol Nebulizer |  |  | GN00000369 | RSUD.DR. DJASAMAN SARAGIH | PEMATANG SIANTAR | SUMATERA UTARA | PEMATANG SIANTAR | MAIN UNIT | CUSTOMER | 14 November 2014 | ARBIANSYAH - TSE | 14 November 2014 |  | 14 November 2014 | ARBIANSYAH - TSE | - |  | INACTIVE
176226 | ASN3U | Nivec 3 Aerosol Nebulizer |  |  | GN00000149 | RSUD KAYU AGUNG | PALEMBANG | SUMATERA SELATAN | KOTA KAYU AGUNG | MAIN UNIT | CUSTOMER | - |  | 1 January 2014 |  | - |  | - |  | INACTIVE
176229 | ASN3U | Nivec 3 Aerosol Nebulizer |  |  | GN00000369 | RSUD.DR. DJASAMAN SARAGIH | PEMATANG SIANTAR | SUMATERA UTARA | PEMATANG SIANTAR | MAIN UNIT | CUSTOMER | 14 November 2014 | ARBIANSYAH - TSE | 14 November 2014 |  | 14 November 2014 | ARBIANSYAH - TSE | - |  | INACTIVE
176232 | ASN3U | Nivec 3 Aerosol Nebulizer |  |  | GN00000149 | RSUD KAYU AGUNG | PALEMBANG | SUMATERA SELATAN | KOTA KAYU AGUNG | MAIN UNIT | CUSTOMER | - |  | 1 January 2012 |  | - |  | - |  | INACTIVE
176244/ASP | ASN3U | Nivec 3 Aerosol Nebulizer |  |  | GN00000972 | RSUD SUBANG | BANDUNG | JAWA BARAT | SUBANG | MAIN UNIT | CUSTOMER | 15 December 2014 | SUKMA WIJAYA - TSE | 15 December 2014 |  | 15 December 2014 | SUKMA WIJAYA - TSE | - |  | INACTIVE
176248 | ASN3U | Nivec 3 Aerosol Nebulizer |  |  | GN00001397 | RSUD LEWOLEBA | KUPANG | NUSA TENGGARA TIMUR | LEMBATA | MAIN UNIT | CUSTOMER | 27 November 2014 | I KADEK - TSE | 27 November 2014 |  | 27 November 2014 | I KADEK - TSE | - |  | INACTIVE
176249 | ASN3U | Nivec 3 Aerosol Nebulizer |  |  | GN00001397 | RSUD LEWOLEBA | KUPANG | NUSA TENGGARA TIMUR | LEMBATA | MAIN UNIT | CUSTOMER | 27 November 2014 | I KADEK - TSE | 27 November 2014 |  | 27 November 2014 | I KADEK - TSE | - |  | INACTIVE
176255/ASP | ASN3U | Nivec 3 Aerosol Nebulizer |  |  | GN00001413 | RSU DR TC HILLERS MAUMERE | KUPANG | NUSA TENGGARA TIMUR | MAUMERE | MAIN UNIT | CUSTOMER | 24 September 2014 | I KADEK - TSE | 29 November 2014 |  | 24 September 2014 | I KADEK - TSE | - |  | INACTIVE
176259/ASP | ASN3U | Nivec 3 Aerosol Nebulizer |  |  | GN00000278 | RSU PROF DR MA HANAFIAH (BATU SANGKAR) | PADANG | SUMATERA BARAT | BATUSANGKAR | MAIN UNIT | CUSTOMER | - |  | 4 November 2014 |  | - |  | - |  | INACTIVE
176270 | ASN3U | Nivec 3 Aerosol Nebulizer |  |  | GN00002986 | RDC PUSAT - RAWAGELAM | PUSAT | DKI JAKARTA | JAKARTA TIMUR | MAIN UNIT | EMP | 13 November 2014 | LEONARDUS ADI | 1 January 1900 |  | 13 November 2014 | LEONARDUS ADI | - |  | INACTIVE
176270/ASP | ASN3U | Nivec 3 Aerosol Nebulizer |  |  | GN00008121 | RSUD H.A. SULTAN DAENG RAJA | MAKASSAR | SULAWESI SELATAN | MAKASSAR | MAIN UNIT | CUSTOMER | 24 December 2014 | HARI UDI RAHARJO - TSE | 24 December 2014 |  | 24 December 2014 | HARI UDI RAHARJO - TSE | - |  | INACTIVE
176271 | ASN3U | Nivec 3 Aerosol Nebulizer |  |  | GN00002986 | RDC PUSAT - RAWAGELAM | PUSAT | DKI JAKARTA | JAKARTA TIMUR | MAIN UNIT | EMP | 13 November 2014 | LEONARDUS ADI | 1 January 1900 |  | 13 November 2014 | LEONARDUS ADI | - |  | INACTIVE
176272 | ASN3U | Nivec 3 Aerosol Nebulizer |  |  | GN00002986 | RDC PUSAT - RAWAGELAM | PUSAT | DKI JAKARTA | JAKARTA TIMUR | MAIN UNIT | EMP | 12 November 2014 | GATOT SURYA ADIPUTRA - TSE | 1 January 1900 |  | 12 November 2014 | GATOT SURYA ADIPUTRA - TSE | - |  | INACTIVE
176272/ASP | ASN3U | Nivec 3 Aerosol Nebulizer |  |  | GN00008121 | RSUD H.A. SULTAN DAENG RAJA | MAKASSAR | SULAWESI SELATAN | MAKASSAR | MAIN UNIT | CUSTOMER | 23 December 2014 | HARI UDI RAHARJO - TSE | 23 December 2014 |  | 23 December 2014 | HARI UDI RAHARJO - TSE | - |  | INACTIVE
176273 | ASN3U | Nivec 3 Aerosol Nebulizer |  |  | GN00002986 | RDC PUSAT - RAWAGELAM | PUSAT | DKI JAKARTA | JAKARTA TIMUR | MAIN UNIT | EMP | 12 November 2014 | GATOT SURYA ADIPUTRA - TSE | 1 January 1900 |  | 12 November 2014 | GATOT SURYA ADIPUTRA - TSE | - |  | INACTIVE
177/VII/12 | TE004 | INCUBATOR TSN910SCC | IMAGING | TESENA INOVINDO, PT | GN00001905 | RSUD TIDAR KAB MAGELANG | YOGYAKARTA | YOGYAKARTA | YOGYAKARTA | MAIN UNIT | CUSTOMER | 7 October 2014 | DIAN FEBRIYANA - TSE | 1 January 1900 |  | 7 October 2014 | DIAN FEBRIYANA - TSE | - |  | ACTIVE
177/VIII/13 | TM01U | Infant Incubator Tsn910Sc |  |  | GN00000985 | DINAS KESEHATAN KAB/ KOTA. CIAMIS | TASIKMALAYA | JAWA BARAT | CIAMIS | MAIN UNIT | CUSTOMER | 1 February 1990 | SUKMA WIJAYA - TSE | 10 December 2013 |  | 1 February 1990 | SUKMA WIJAYA - TSE | - |  | ACTIVE
177/XI/13 | TM01U | Infant Incubator Tsn910Sc |  |  | GN00007332 | RSUD BRIDGEN H HASAN BASRI | BANJARMASIN | KALIMANTAN SELATAN | BANJARMASIN | MAIN UNIT | CUSTOMER | 29 March 2017 |  | 27 December 2013 |  | 29 March 2017 |  | - |  | ACTIVE
178/IX/11 | SL20W |  |  |  | GN00008380 | PUSKESMAS KEDUNGWARINGIN | BEKASI | JAWA BARAT | BEKASI | MAIN UNIT | CUSTOMER | 14 April 2015 | GATOT SURYA ADIPUTRA - TSE | 5 September 2011 |  | 14 April 2015 | GATOT SURYA ADIPUTRA - TSE | - |  | INACTIVE
178/VII/12 | BD910 |  |  |  | GN00001717 | RSUD KOTA MATARAM | MATARAM | NUSA TENGGARA BARAT | MATARAM | MAIN UNIT | CUSTOMER | 1 February 1990 | I KADEK - TSE | 1 January 1900 |  | 1 February 1990 | I KADEK - TSE | - |  | INACTIVE
178042 | ASN3U | Nivec 3 Aerosol Nebulizer |  |  | GN00002986 | RDC PUSAT - RAWAGELAM | PUSAT | DKI JAKARTA | JAKARTA TIMUR | MAIN UNIT | EMP | 13 November 2014 | LEONARDUS ADI | 1 January 1900 |  | 13 November 2014 | LEONARDUS ADI | - |  | INACTIVE
178042/AP | ASN3U | Nivec 3 Aerosol Nebulizer |  |  | GN00008121 | RSUD H.A. SULTAN DAENG RAJA | MAKASSAR | SULAWESI SELATAN | MAKASSAR | MAIN UNIT | CUSTOMER | 24 December 2014 | HARI UDI RAHARJO - TSE | 24 December 2014 |  | 24 December 2014 | HARI UDI RAHARJO - TSE | - |  | INACTIVE
178043 | ASN3U | Nivec 3 Aerosol Nebulizer |  |  | GN00002986 | RDC PUSAT - RAWAGELAM | PUSAT | DKI JAKARTA | JAKARTA TIMUR | MAIN UNIT | EMP | 13 November 2014 | LEONARDUS ADI | 1 January 1900 |  | 13 November 2014 | LEONARDUS ADI | - |  | INACTIVE
178044 | ASN3U | Nivec 3 Aerosol Nebulizer |  |  | GN00002986 | RDC PUSAT - RAWAGELAM | PUSAT | DKI JAKARTA | JAKARTA TIMUR | MAIN UNIT | EMP | 13 November 2014 | LEONARDUS ADI | 1 January 1900 |  | 13 November 2014 | LEONARDUS ADI | - |  | INACTIVE
178045 | ASN3U | Nivec 3 Aerosol Nebulizer |  |  | GN00002986 | RDC PUSAT - RAWAGELAM | PUSAT | DKI JAKARTA | JAKARTA TIMUR | MAIN UNIT | EMP | 13 November 2014 | LEONARDUS ADI | 1 January 1900 |  | 13 November 2014 | LEONARDUS ADI | - |  | INACTIVE
178046 | ASN3U | Nivec 3 Aerosol Nebulizer |  |  | GN00002986 | RDC PUSAT - RAWAGELAM | PUSAT | DKI JAKARTA | JAKARTA TIMUR | MAIN UNIT | EMP | 12 November 2014 | GATOT SURYA ADIPUTRA - TSE | 1 January 1900 |  | 12 November 2014 | GATOT SURYA ADIPUTRA - TSE | - |  | INACTIVE
178047 | ASN3U | Nivec 3 Aerosol Nebulizer |  |  | GN00000006 | RS SULIYANTI SAROSO | JAKARTA-1 | DKI JAKARTA | JAKARTA UTARA | MAIN UNIT | CUSTOMER | 26 January 2015 | ARDI HERMAWAN - TSE CP | 15 January 2014 |  | 26 January 2015 | ARDI HERMAWAN - TSE CP | - |  | INACTIVE
178048 | ASN3U | Nivec 3 Aerosol Nebulizer |  |  | GN00000006 | RS SULIYANTI SAROSO | JAKARTA-1 | DKI JAKARTA | JAKARTA UTARA | MAIN UNIT | CUSTOMER | 26 January 2015 | ARDI HERMAWAN - TSE CP | 15 December 2014 |  | 26 January 2015 | ARDI HERMAWAN - TSE CP | - |  | INACTIVE
178049 | ASN3U | Nivec 3 Aerosol Nebulizer |  |  | GN00002986 | RDC PUSAT - RAWAGELAM | PUSAT | DKI JAKARTA | JAKARTA TIMUR | MAIN UNIT | EMP | 13 November 2014 | LEONARDUS ADI | 1 January 1900 |  | 13 November 2014 | LEONARDUS ADI | - |  | INACTIVE
178050 | ASN3U | Nivec 3 Aerosol Nebulizer |  |  | GN00002986 | RDC PUSAT - RAWAGELAM | PUSAT | DKI JAKARTA | JAKARTA TIMUR | MAIN UNIT | EMP | 13 November 2014 | LEONARDUS ADI | 1 January 1900 |  | 13 November 2014 | LEONARDUS ADI | - |  | INACTIVE
178051 | ASN3U | Nivec 3 Aerosol Nebulizer |  |  | GN00002986 | RDC PUSAT - RAWAGELAM | PUSAT | DKI JAKARTA | JAKARTA TIMUR | MAIN UNIT | EMP | 13 November 2014 | LEONARDUS ADI | 1 January 1900 |  | 13 November 2014 | LEONARDUS ADI | - |  | INACTIVE
179/VIII/13 | TM10U |  |  |  | GN00000085 | RSUD SUKADANA | BANDAR LAMPUNG | LAMPUNG | BANDAR LAMPUNG | MAIN UNIT | CUSTOMER | - |  | 17 December 2013 |  | - |  | - |  | INACTIVE
18/X/14 | TE039 | EXAMINATION TSN 015 FHC | IMAGING | TESENA INOVINDO, PT | GN00000967 | RSUD CILILIN | BANDUNG | JAWA BARAT | BANDUNG BARAT | MAIN UNIT | CUSTOMER | 18 December 2014 | SUKMA WIJAYA - TSE | 18 December 2014 |  | 18 December 2014 | SUKMA WIJAYA - TSE | - |  | ACTIVE
180/VII/12 | TM01U | Infant Incubator Tsn910Sc |  |  | GN00001965 | PUSKESMAS TELUK PUCUNG | BEKASI | JAWA BARAT | BEKASI | MAIN UNIT | CUSTOMER | 14 October 2014 | GATOT SURYA ADIPUTRA - TSE | 11 November 2012 |  | 14 October 2014 | GATOT SURYA ADIPUTRA - TSE | - |  | ACTIVE
180/VIII/13 | TM10U |  |  |  | GN00000085 | RSUD SUKADANA | BANDAR LAMPUNG | LAMPUNG | BANDAR LAMPUNG | MAIN UNIT | CUSTOMER | - |  | 18 December 2013 |  | - |  | - |  | INACTIVE
18031311 | 25004 | GEM PREMIER 4000 ANALYZER | DIAGNOSTIC 2 | WERFEN HONG KONG LIMITED | GN00002985 | WORKSHOOP CSM PUSAT | PUSAT | DKI JAKARTA | JAKARTA TIMUR | MAIN UNIT | EMP | - |  | 21 May 2018 |  | - |  | - |  | ACTIVE
180508-29 | JB100 | CIRCULATION BATH L | DIAGNOSTIC 2 | JS RESEARCH INC. | GN00002986 | RDC PUSAT - RAWAGELAM | PUSAT | DKI JAKARTA | JAKARTA TIMUR | MAIN UNIT | EMP | 18 June 2018 | ANTONIUS SAGITA - KALIBRASI | 12 June 2018 |  | 18 June 2018 | ANTONIUS SAGITA - KALIBRASI | - |  | ACTIVE
180514-06 | JS002 | BIOHAZARD SAFETY CABINET TYPE A2 (1200 MM) | DIAGNOSTIC 2 | JS RESEARCH INC. | GN00009084 | RSU CUT MUTIA LHOKSEUMAWE | LHOKSEUMAWE | ACEH | LHOKSEUMAWE | MAIN UNIT | CUSTOMER | 31 July 2018 | GATOT SURYA ADIPUTRA - TSE | 31 July 2018 |  | 31 July 2018 | GATOT SURYA ADIPUTRA - TSE | - |  | ACTIVE
180514-07 | JS002 | BIOHAZARD SAFETY CABINET TYPE A2 (1200 MM) | DIAGNOSTIC 2 | JS RESEARCH INC. | GN00001222 | RS PKU Muhamadiyah Gombong | PURWOKERTO | JAWA TENGAH | KEBUMEN | MAIN UNIT | CUSTOMER | 29 June 2018 | RIDWAN - TSE | 29 June 2018 |  | 29 June 2018 | RIDWAN - TSE | - |  | ACTIVE
180514-08 | JS002 | BIOHAZARD SAFETY CABINET TYPE A2 (1200 MM) | DIAGNOSTIC 2 | JS RESEARCH INC. | GN00002986 | RDC PUSAT - RAWAGELAM | PUSAT | DKI JAKARTA | JAKARTA TIMUR | MAIN UNIT | EMP | 24 July 2018 | ARIEF SETIAWAN - TSE CP | 23 July 2018 |  | 24 July 2018 | ARIEF SETIAWAN - TSE CP | - |  | ACTIVE
180514-09 | JS002 | BIOHAZARD SAFETY CABINET TYPE A2 (1200 MM) | DIAGNOSTIC 2 | JS RESEARCH INC. | GN00010990 | RS AULIA | PEKAN BARU | KEPULAUAN RIAU | PEKANBARU | MAIN UNIT | CUSTOMER | 19 November 2018 | FAJAR FAHMI - TSE | 19 November 2018 |  | 19 November 2018 | FAJAR FAHMI - TSE | - |  | ACTIVE
180514-10 | JS002 | BIOHAZARD SAFETY CABINET TYPE A2 (1200 MM) | DIAGNOSTIC 2 | JS RESEARCH INC. | GN00001159 | RSK BEDAH MITRA PLUMBON | CIREBON | JAWA BARAT | CIREBON | MAIN UNIT | CUSTOMER | 31 July 2018 | LEONARDUS ADI | 31 July 2018 |  | 31 July 2018 | LEONARDUS ADI | - |  | ACTIVE
180514-29 | JS001 | BIO SAFE-CAB TYPE-A2 900 | DIAGNOSTIC 2 | JS RESEARCH INC. | GN00002986 | RDC PUSAT - RAWAGELAM | PUSAT | DKI JAKARTA | JAKARTA TIMUR | MAIN UNIT | EMP | 24 July 2018 | ARIEF SETIAWAN - TSE CP | 23 July 2018 |  | 24 July 2018 | ARIEF SETIAWAN - TSE CP | - |  | ACTIVE
180514-30 | JS001 | BIO SAFE-CAB TYPE-A2 900 | DIAGNOSTIC 2 | JS RESEARCH INC. | GN00002688 | LAB BIOGEN SURABAYA | SURABAYA-2 | JAWA TIMUR | SURABAYA | MAIN UNIT | CUSTOMER | 7 January 2020 | PHILIP LAKRISNA - TSE | 7 January 2020 |  | 7 January 2020 | PHILIP LAKRISNA - TSE | - |  | ACTIVE
180514-31 | JS001 | BIO SAFE-CAB TYPE-A2 900 | DIAGNOSTIC 2 | JS RESEARCH INC. | GN00001028 | RS MITRA KELUARGA KELAPA GADING | JAKARTA-1 | DKI JAKARTA | JAKARTA UTARA | MAIN UNIT | CUSTOMER | 5 December 2018 | LEONARDUS ADI | 5 December 2018 |  | 5 December 2018 | LEONARDUS ADI | - |  | ACTIVE
180514-32 | JS001 | BIO SAFE-CAB TYPE-A2 900 | DIAGNOSTIC 2 | JS RESEARCH INC. | GN00002986 | RDC PUSAT - RAWAGELAM | PUSAT | DKI JAKARTA | JAKARTA TIMUR | MAIN UNIT | EMP | 24 July 2018 | ARIEF SETIAWAN - TSE CP | 23 July 2018 |  | 24 July 2018 | ARIEF SETIAWAN - TSE CP | - |  | ACTIVE
180514-33 | JS001 | BIO SAFE-CAB TYPE-A2 900 | DIAGNOSTIC 2 | JS RESEARCH INC. | GN00002205 | RS RKZ | SURABAYA-1 | JAWA TIMUR | SURABAYA | MAIN UNIT | CUSTOMER | - |  | 11 December 2018 |  | - |  | - |  | ACTIVE
18051429 | JS001 | BIO SAFE-CAB TYPE-A2 900 | DIAGNOSTIC 2 | JS RESEARCH INC. | GN00006747 | RS LAVALETTE - PTPN XI | MALANG | JAWA TIMUR | MALANG | MAIN UNIT | CUSTOMER | - |  | 8 October 2018 |  | - |  | - |  | ACTIVE
18064016 | AC111 | ACL ELITE PRO | DIAGNOSTIC 2 | WERFEN HONG KONG LIMITED | GN00002985 | WORKSHOOP CSM PUSAT | PUSAT | DKI JAKARTA | JAKARTA TIMUR | MAIN UNIT | EMP | - |  | 19 February 2019 | PHILIP LAKRISNA - TSE | - |  | 25 November 2024 | SAHID DERMAWAN - SPV TSE BARAT | ACTIVE
18069913 | 26001 | GEM PREMIER 3500 ANALYZER | DIAGNOSTIC 2 | WERFEN HONG KONG LIMITED | GN00000390 | RSU GRAND MEDISTRA | MEDAN | SUMATERA UTARA | DELI SERDANG | MAIN UNIT | EMP | 5 April 2019 | YANDRI - MSS CORE | 29 October 2018 |  | 5 April 2019 | YANDRI - MSS CORE | - |  | ACTIVE
18069914 | 26001 | GEM PREMIER 3500 ANALYZER | DIAGNOSTIC 2 | WERFEN HONG KONG LIMITED | GN00001831 | RSUD NGUDI WALUYO | MALANG | JAWA TIMUR | BLITAR | MAIN UNIT | EMP | - |  | 5 January 2021 | SARWANDI - TSE | - |  | 30 November 2023 | SAHID DERMAWAN - SPV TSE BARAT | ACTIVE
18069915 | 26001 | GEM PREMIER 3500 ANALYZER | DIAGNOSTIC 2 | WERFEN HONG KONG LIMITED | GN00005735 | RS PRIMA HUSADA - BANJAR ARUM | MALANG | JAWA TIMUR | MALANG | MAIN UNIT | CUSTOMER | - |  | 5 April 2019 |  | - |  | - |  | ACTIVE
18069940 | 26001 | GEM PREMIER 3500 ANALYZER | DIAGNOSTIC 2 | WERFEN HONG KONG LIMITED | GN00001830 | RSUD LAWANG | MALANG | JAWA TIMUR | MALANG | MAIN UNIT | EMP | 25 September 2019 | IRWIN HADI SUTJAHJONO | 18 June 2020 | AHMAD FATKHUDIN - TSE | 25 September 2019 | IRWIN HADI SUTJAHJONO | 18 June 2020 | AHMAD FATKHUDIN - TSE | ACTIVE
18069941 | 26001 | GEM PREMIER 3500 ANALYZER | DIAGNOSTIC 2 | WERFEN HONG KONG LIMITED | GN00001205 | RSUD BANYUMAS | PURWOKERTO | JAWA TENGAH | BANYUMAS | MAIN UNIT | EMP | - |  | 29 October 2018 |  | - |  | - |  | ACTIVE
180801-10 | JS001 | BIO SAFE-CAB TYPE-A2 900 | DIAGNOSTIC 2 | JS RESEARCH INC. | GN00002986 | RDC PUSAT - RAWAGELAM | PUSAT | DKI JAKARTA | JAKARTA TIMUR | MAIN UNIT | EMP | 26 September 2018 | ARIEF SETIAWAN - TSE CP | 24 September 2018 |  | 26 September 2018 | ARIEF SETIAWAN - TSE CP | - |  | ACTIVE
180801-11 | JS001 | BIO SAFE-CAB TYPE-A2 900 | DIAGNOSTIC 2 | JS RESEARCH INC. | GN00000771 | RS KUSTA TADJUDDIN CHALID | MAKASSAR | SULAWESI SELATAN | MAKASSAR | MAIN UNIT | CUSTOMER | 16 September 2019 | AUGESTA NANDA PRADANA - TSE | 11 September 2019 |  | 16 September 2019 | AUGESTA NANDA PRADANA - TSE | - |  | ACTIVE
18081022 | AC350 | ACL TOP 350 CTS SYSTEM | DIAGNOSTIC 2 | WERFEN HONG KONG LIMITED | GN00002985 | WORKSHOOP CSM PUSAT | PUSAT | DKI JAKARTA | JAKARTA TIMUR | MAIN UNIT | EMP | - |  | 1 June 2024 |  | - |  | 20 November 2024 | SAHID DERMAWAN - SPV TSE BARAT | ACTIVE
180813-06 | JS002 | BIOHAZARD SAFETY CABINET TYPE A2 (1200 MM) | DIAGNOSTIC 2 | JS RESEARCH INC. | GN18100023 | LAB JUPITER MEDICAL CENTER ( JMC - CIREBON ) | CIREBON | JAWA BARAT | CIREBON | MAIN UNIT | CUSTOMER | 26 September 2018 | TRIYONO - TSE AREA BARAT | 24 September 2018 |  | 26 September 2018 | TRIYONO - TSE AREA BARAT | - |  | ACTIVE
180813-07 | JS002 | BIOHAZARD SAFETY CABINET TYPE A2 (1200 MM) | DIAGNOSTIC 2 | JS RESEARCH INC. | GN00002986 | RDC PUSAT - RAWAGELAM | PUSAT | DKI JAKARTA | JAKARTA TIMUR | MAIN UNIT | EMP | 26 September 2018 | ARIEF SETIAWAN - TSE CP | 24 September 2018 |  | 26 September 2018 | ARIEF SETIAWAN - TSE CP | - |  | ACTIVE
180813-08 | JS002 | BIOHAZARD SAFETY CABINET TYPE A2 (1200 MM) | DIAGNOSTIC 2 | JS RESEARCH INC. | GN00001333 | RSUD BULELENG (RSUD SINGARAJA) | DENPASAR | BALI | BULELENG | MAIN UNIT | CUSTOMER | - |  | 15 October 2018 |  | - |  | - |  | ACTIVE
180813-09 | JS002 | BIOHAZARD SAFETY CABINET TYPE A2 (1200 MM) | DIAGNOSTIC 2 | JS RESEARCH INC. | GN00002986 | RDC PUSAT - RAWAGELAM | PUSAT | DKI JAKARTA | JAKARTA TIMUR | MAIN UNIT | EMP | 26 September 2018 | ARIEF SETIAWAN - TSE CP | 24 September 2018 |  | 26 September 2018 | ARIEF SETIAWAN - TSE CP | - |  | ACTIVE
180813-10 | JS002 | BIOHAZARD SAFETY CABINET TYPE A2 (1200 MM) | DIAGNOSTIC 2 | JS RESEARCH INC. | GN00003196 | RS HERMINA GRAND WISATA | BEKASI | JAWA BARAT | BEKASI | MAIN UNIT | CUSTOMER | 27 September 2018 | GATOT SURYA ADIPUTRA - TSE | 27 September 2018 |  | 27 September 2018 | GATOT SURYA ADIPUTRA - TSE | - |  | ACTIVE
18081674 | 25004 | GEM PREMIER 4000 ANALYZER | DIAGNOSTIC 2 | WERFEN HONG KONG LIMITED | GN00003001 | PT. ENSEVAL MEDIKA PRIMA - HO | PUSAT | DKI JAKARTA | JAKARTA TIMUR | MAIN UNIT | EMP | 26 September 2019 | System Auto | 29 October 2018 |  | 26 September 2019 | System Auto | 12 September 2020 | MIKKI FAHRIZI - TSE | ACTIVE
18090178 | 26001 | GEM PREMIER 3500 ANALYZER | DIAGNOSTIC 2 | WERFEN HONG KONG LIMITED | GN00000210 | RSUD DR RM PRATOMO BAGANSI API API | PEKAN BARU | RIAU | ROKAN HILIR | MAIN UNIT | CUSTOMER | - |  | 8 January 2019 |  | - |  | - |  | ACTIVE
18090194 | 26001 | GEM PREMIER 3500 ANALYZER | DIAGNOSTIC 2 | WERFEN HONG KONG LIMITED | GN00011871 | RSUD ASMAT | JAYAPURA | PAPUA | JAYAPURA | MAIN UNIT | CUSTOMER | 25 October 2019 | ABU ABDILLAH - TSE | 25 October 2019 |  | 25 October 2019 | ABU ABDILLAH - TSE | - |  | ACTIVE
18094078 | AC111 | ACL ELITE PRO | DIAGNOSTIC 2 | WERFEN HONG KONG LIMITED | GN00002985 | WORKSHOOP CSM PUSAT | PUSAT | DKI JAKARTA | JAKARTA TIMUR | MAIN UNIT | EMP | - |  | 9 April 2019 |  | - |  | - |  | ACTIVE
181/I/09 | CSWMT | X RAY CEILING WITH TABLE | IMAGING | BMI BIOMED. INT. SRL | GN00002665 | RS ORTOPEDI | SOLO | JAWA TENGAH | SURAKARTA | MAIN UNIT | CUSTOMER | 10 April 2015 |  | 1 January 1900 |  | 10 April 2015 |  | - |  | ACTIVE
181/VII/12 | TM01U | Infant Incubator Tsn910Sc |  |  | GN00001960 | PUSKESMAS PEJUANG | BEKASI | JAWA BARAT | BEKASI | MAIN UNIT | CUSTOMER | 16 April 2015 | TRIYONO - TSE AREA BARAT | 7 June 2012 |  | 16 April 2015 | TRIYONO - TSE AREA BARAT | - |  | ACTIVE
181/XI/13 | EH910 |  |  |  | GN00004589 | RSUP SARDJITO YOGYAKARTA | YOGYAKARTA | YOGYAKARTA | YOGYAKARTA | MAIN UNIT | CUSTOMER | 27 January 2015 | DIAN FEBRIYANA - TSE | 10 December 2013 |  | 27 January 2015 | DIAN FEBRIYANA - TSE | - |  | INACTIVE
181001-20 | JS002 | BIOHAZARD SAFETY CABINET TYPE A2 (1200 MM) | DIAGNOSTIC 2 | JS RESEARCH INC. | GN00002539 | RS DR S HARJOLUKITO | YOGYAKARTA | YOGYAKARTA | YOGYAKARTA | MAIN UNIT | CUSTOMER | - |  | 26 November 2018 |  | - |  | - |  | ACTIVE
181001-21 | JS002 | BIOHAZARD SAFETY CABINET TYPE A2 (1200 MM) | DIAGNOSTIC 2 | JS RESEARCH INC. | GN20060003 | RSU Provinsi Papua Barat | JAYAPURA | PAPUA BARAT | JAYAPURA | MAIN UNIT | CUSTOMER | - |  | 17 June 2020 | AUGESTA NANDA PRADANA - TSE | - |  | 17 June 2020 | AUGESTA NANDA PRADANA - TSE | ACTIVE
181001-22 | JS002 | BIOHAZARD SAFETY CABINET TYPE A2 (1200 MM) | DIAGNOSTIC 2 | JS RESEARCH INC. | GN18110019 | RS ONKOLOGI SENTANI | MALANG | JAWA TIMUR | MALANG | MAIN UNIT | CUSTOMER | - |  | 15 November 2018 |  | - |  | - |  | ACTIVE
181008-19 | JS001 | BIO SAFE-CAB TYPE-A2 900 | DIAGNOSTIC 2 | JS RESEARCH INC. | GN00001918 | RS ISLAM KLATEN | YOGYAKARTA | YOGYAKARTA | YOGYAKARTA | MAIN UNIT | CUSTOMER | - |  | 6 May 2019 |  | - |  | - |  | ACTIVE
181008-20 | JS001 | BIO SAFE-CAB TYPE-A2 900 | DIAGNOSTIC 2 | JS RESEARCH INC. | GN00002783 | RS PELABUHAN SBY | SURABAYA-2 | JAWA TIMUR | SURABAYA | MAIN UNIT | CUSTOMER | 27 April 2020 | MIKKI FAHRIZI - TSE | 27 April 2020 |  | 27 April 2020 | MIKKI FAHRIZI - TSE | - |  | ACTIVE
181008-21 | JS001 | BIO SAFE-CAB TYPE-A2 900 | DIAGNOSTIC 2 | JS RESEARCH INC. | GN00000403 | RSUD DELI SERDANG | MEDAN | SUMATERA UTARA | LUBUK PAKAM | MAIN UNIT | CUSTOMER | - |  | 30 April 2020 |  | - |  | - |  | ACTIVE
18101080 | AC350 | ACL TOP 350 CTS SYSTEM | DIAGNOSTIC 2 | WERFEN HONG KONG LIMITED | GN00001205 | RSUD BANYUMAS | PURWOKERTO | JAWA TENGAH | BANYUMAS | MAIN UNIT | EMP | - |  | 8 January 2019 |  | - |  | - |  | ACTIVE
181015-13 | JS002 | BIOHAZARD SAFETY CABINET TYPE A2 (1200 MM) | DIAGNOSTIC 2 | JS RESEARCH INC. | GN00002986 | RDC PUSAT - RAWAGELAM | PUSAT | DKI JAKARTA | JAKARTA TIMUR | MAIN UNIT | EMP | - |  | 22 November 2018 |  | - |  | - |  | ACTIVE
181015-14 | JS002 | BIOHAZARD SAFETY CABINET TYPE A2 (1200 MM) | DIAGNOSTIC 2 | JS RESEARCH INC. | GN00004892 | RS ONKOLOGI PERMATA HATI SURAKARTA | SOLO | JAWA TENGAH | SURAKARTA | MAIN UNIT | CUSTOMER | - |  | 24 June 2019 |  | - |  | - |  | ACTIVE
181015-15 | JS002 | BIOHAZARD SAFETY CABINET TYPE A2 (1200 MM) | DIAGNOSTIC 2 | JS RESEARCH INC. | GN00001671 | RS MITRA MASYARAKAT | JAYAPURA | PAPUA | TIMIKA | MAIN UNIT | CUSTOMER | 27 September 2019 | MIKKI FAHRIZI - TSE | 27 September 2019 |  | 27 September 2019 | MIKKI FAHRIZI - TSE | - |  | ACTIVE
181015-16 | JS002 | BIOHAZARD SAFETY CABINET TYPE A2 (1200 MM) | DIAGNOSTIC 2 | JS RESEARCH INC. | GN00002986 | RDC PUSAT - RAWAGELAM | PUSAT | DKI JAKARTA | JAKARTA TIMUR | MAIN UNIT | EMP | - |  | 22 November 2018 |  | - |  | - |  | ACTIVE
181015-4 | JS002 | BIOHAZARD SAFETY CABINET TYPE A2 (1200 MM) | DIAGNOSTIC 2 | JS RESEARCH INC. | GN00002986 | RDC PUSAT - RAWAGELAM | PUSAT | DKI JAKARTA | JAKARTA TIMUR | MAIN UNIT | EMP | - |  | 22 November 2018 |  | - |  | - |  | ACTIVE
182/VIII/12 | BD910 |  |  |  | GN00001717 | RSUD KOTA MATARAM | MATARAM | NUSA TENGGARA BARAT | MATARAM | MAIN UNIT | CUSTOMER | 1 February 1990 | I KADEK - TSE | 1 January 1900 |  | 1 February 1990 | I KADEK - TSE | - |  | INACTIVE
182/XI/13 | TM01U | Infant Incubator Tsn910Sc |  |  | GN00000524 | RSUD KAJEN | TEGAL | JAWA TENGAH | PEKALONGAN | MAIN UNIT | CUSTOMER | 1 February 1990 | MUNADI - TSE | 10 December 2013 |  | 1 February 1990 | MUNADI - TSE | - |  | ACTIVE
183/VIII/13 | TM10U |  |  |  | GN00000085 | RSUD SUKADANA | BANDAR LAMPUNG | LAMPUNG | BANDAR LAMPUNG | MAIN UNIT | CUSTOMER | - |  | 17 December 2013 |  | - |  | - |  | INACTIVE
183/XI/13 | TM01U | Infant Incubator Tsn910Sc |  |  | GN00000524 | RSUD KAJEN | TEGAL | JAWA TENGAH | PEKALONGAN | MAIN UNIT | CUSTOMER | 1 February 1990 | MUNADI - TSE | 10 December 2013 |  | 1 February 1990 | MUNADI - TSE | - |  | ACTIVE
183941 | ASN3U | Nivec 3 Aerosol Nebulizer |  |  | GN00002986 | RDC PUSAT - RAWAGELAM | PUSAT | DKI JAKARTA | JAKARTA TIMUR | MAIN UNIT | EMP | 17 December 2014 | SURYADI | 1 January 1900 |  | 17 December 2014 | SURYADI | - |  | INACTIVE
183942 | ASN3U | Nivec 3 Aerosol Nebulizer |  |  | GN00002986 | RDC PUSAT - RAWAGELAM | PUSAT | DKI JAKARTA | JAKARTA TIMUR | MAIN UNIT | EMP | 17 December 2014 | SURYADI | 1 January 1900 |  | 17 December 2014 | SURYADI | - |  | INACTIVE
184/VIII/13 | TM10U |  |  |  | GN00000085 | RSUD SUKADANA | BANDAR LAMPUNG | LAMPUNG | BANDAR LAMPUNG | MAIN UNIT | CUSTOMER | - |  | 17 December 2013 |  | - |  | - |  | INACTIVE
184/XI/13 | EH910 |  |  |  | GN00004589 | RSUP SARDJITO YOGYAKARTA | YOGYAKARTA | YOGYAKARTA | YOGYAKARTA | MAIN UNIT | CUSTOMER | 27 January 2015 | DIAN FEBRIYANA - TSE | 10 December 2013 |  | 27 January 2015 | DIAN FEBRIYANA - TSE | - |  | INACTIVE
184/XII/11 | TE014 |  |  |  | GN00001710 | RSU PROVINSI SULAWESI TENGGARA | PALU | SULAWESI TENGGARA | KENDARI | MAIN UNIT | CUSTOMER | 13 April 2015 |  | 1 January 1900 |  | 13 April 2015 |  | - |  | INACTIVE
184255/ASP | ASN3U | Nivec 3 Aerosol Nebulizer |  |  | GN00008121 | RSUD H.A. SULTAN DAENG RAJA | MAKASSAR | SULAWESI SELATAN | MAKASSAR | MAIN UNIT | CUSTOMER | 23 December 2014 | HARI UDI RAHARJO - TSE | 23 December 2014 |  | 23 December 2014 | HARI UDI RAHARJO - TSE | - |  | INACTIVE
184256/ASP | ASN3U | Nivec 3 Aerosol Nebulizer |  |  | GN00008121 | RSUD H.A. SULTAN DAENG RAJA | MAKASSAR | SULAWESI SELATAN | MAKASSAR | MAIN UNIT | CUSTOMER | 23 December 2014 | HARI UDI RAHARJO - TSE | 23 December 2014 |  | 23 December 2014 | HARI UDI RAHARJO - TSE | - |  | INACTIVE
184264/ASP | ASN3U | Nivec 3 Aerosol Nebulizer |  |  | GN00002418 | RS RATUMBUYSANG | MANADO | SULAWESI UTARA | MANADO | MAIN UNIT | CUSTOMER | 19 December 2014 | ANASTASIA OCTAVIN | 19 December 2014 |  | 19 December 2014 | ANASTASIA OCTAVIN | - |  | INACTIVE
184268/ASP | ASN3U | Nivec 3 Aerosol Nebulizer |  |  | GN00002418 | RS RATUMBUYSANG | MANADO | SULAWESI UTARA | MANADO | MAIN UNIT | CUSTOMER | 19 December 2014 | ANASTASIA OCTAVIN | 19 December 2014 |  | 19 December 2014 | ANASTASIA OCTAVIN | - |  | INACTIVE
184269/ASP | ASN3U | Nivec 3 Aerosol Nebulizer |  |  | GN00008121 | RSUD H.A. SULTAN DAENG RAJA | MAKASSAR | SULAWESI SELATAN | MAKASSAR | MAIN UNIT | CUSTOMER | 23 December 2014 | HARI UDI RAHARJO - TSE | 23 December 2014 |  | 23 December 2014 | HARI UDI RAHARJO - TSE | - |  | INACTIVE
184270/ASP | ASN3U | Nivec 3 Aerosol Nebulizer |  |  | GN00008121 | RSUD H.A. SULTAN DAENG RAJA | MAKASSAR | SULAWESI SELATAN | MAKASSAR | MAIN UNIT | CUSTOMER | 23 December 2014 | HARI UDI RAHARJO - TSE | 23 December 2014 |  | 23 December 2014 | HARI UDI RAHARJO - TSE | - |  | INACTIVE
184271/ASP | ASN3U | Nivec 3 Aerosol Nebulizer |  |  | GN00008121 | RSUD H.A. SULTAN DAENG RAJA | MAKASSAR | SULAWESI SELATAN | MAKASSAR | MAIN UNIT | CUSTOMER | 23 December 2014 | HARI UDI RAHARJO - TSE | 23 December 2014 |  | 23 December 2014 | HARI UDI RAHARJO - TSE | - |  | INACTIVE
184272/ASP | ASN3U | Nivec 3 Aerosol Nebulizer |  |  | GN00008121 | RSUD H.A. SULTAN DAENG RAJA | MAKASSAR | SULAWESI SELATAN | MAKASSAR | MAIN UNIT | CUSTOMER | 23 December 2014 | HARI UDI RAHARJO - TSE | 23 December 2014 |  | 23 December 2014 | HARI UDI RAHARJO - TSE | - |  | INACTIVE
184275 | ASN3U | Nivec 3 Aerosol Nebulizer |  |  | GN00002253 | DINAS KESEHATAN LAMONGAN | SURABAYA-1 | JAWA TIMUR | LAMONGAN | MAIN UNIT | CUSTOMER | 24 December 2014 | ZENZEN | 24 December 2014 |  | 24 December 2014 | ZENZEN | - |  | INACTIVE
184276 | ASN3U | Nivec 3 Aerosol Nebulizer |  |  | GN00002253 | DINAS KESEHATAN LAMONGAN | SURABAYA-1 | JAWA TIMUR | LAMONGAN | MAIN UNIT | CUSTOMER | 24 December 2014 | ZENZEN | 24 December 2014 |  | 24 December 2014 | ZENZEN | - |  | INACTIVE
184281/ASP | ASN3U | Nivec 3 Aerosol Nebulizer |  |  | GN00008121 | RSUD H.A. SULTAN DAENG RAJA | MAKASSAR | SULAWESI SELATAN | MAKASSAR | MAIN UNIT | CUSTOMER | 23 December 2014 | HARI UDI RAHARJO - TSE | 23 December 2014 |  | 23 December 2014 | HARI UDI RAHARJO - TSE | - |  | INACTIVE
184282/ASP | ASN3U | Nivec 3 Aerosol Nebulizer |  |  | GN00008121 | RSUD H.A. SULTAN DAENG RAJA | MAKASSAR | SULAWESI SELATAN | MAKASSAR | MAIN UNIT | CUSTOMER | 23 December 2014 | HARI UDI RAHARJO - TSE | 23 December 2014 |  | 23 December 2014 | HARI UDI RAHARJO - TSE | - |  | INACTIVE
184285/ASP | ASN3U | Nivec 3 Aerosol Nebulizer |  |  | GN00002418 | RS RATUMBUYSANG | MANADO | SULAWESI UTARA | MANADO | MAIN UNIT | CUSTOMER | 19 December 2014 | ANASTASIA OCTAVIN | 19 December 2014 |  | 19 December 2014 | ANASTASIA OCTAVIN | - |  | INACTIVE
184343 | ASN3U | Nivec 3 Aerosol Nebulizer |  |  | GN00002253 | DINAS KESEHATAN LAMONGAN | SURABAYA-1 | JAWA TIMUR | LAMONGAN | MAIN UNIT | CUSTOMER | 24 December 2014 | ZENZEN | 24 December 2014 |  | 24 December 2014 | ZENZEN | - |  | INACTIVE
184344 | ASN3U | Nivec 3 Aerosol Nebulizer |  |  | GN00002253 | DINAS KESEHATAN LAMONGAN | SURABAYA-1 | JAWA TIMUR | LAMONGAN | MAIN UNIT | CUSTOMER | 24 December 2014 | ZENZEN | 24 December 2014 |  | 24 December 2014 | ZENZEN | - |  | INACTIVE
1845 | SCFSE | CRYOTOME FSE UNIT ONLY | DIAGNOSTIC 2 | SHANDON DIAGNOSTICS Ltd. | GN00006640 | SANTOSA HOSPITAL KOPO | BANDUNG | JAWA BARAT | BANDUNG | MAIN UNIT | CUSTOMER | 7 January 2015 | SUKMA WIJAYA - TSE | 29 September 2014 |  | 7 January 2015 | SUKMA WIJAYA - TSE | - |  | ACTIVE
185/XII/11 | TE014 |  |  |  | GN00001710 | RSU PROVINSI SULAWESI TENGGARA | PALU | SULAWESI TENGGARA | KENDARI | MAIN UNIT | CUSTOMER | 13 April 2015 |  | 1 January 1900 |  | 13 April 2015 |  | - |  | INACTIVE
185726001 | MPESU | MEGA POWER ELECTROSURGICAL GENERATOR | IMAGING | MEGADYNE MEDICAL | GN00000234 | RSU DR ACHMAD MOCHTAR | PADANG | SUMATERA BARAT | BUKITTINGGI | MAIN UNIT | CUSTOMER | - |  | 6 December 2018 |  | - |  | - |  | ACTIVE
185769001 | MPESU | MEGA POWER ELECTROSURGICAL GENERATOR | IMAGING | MEGADYNE MEDICAL | GN00000234 | RSU DR ACHMAD MOCHTAR | PADANG | SUMATERA BARAT | BUKITTINGGI | MAIN UNIT | CUSTOMER | - |  | 6 December 2018 |  | - |  | - |  | ACTIVE
185771001 | MPESU | MEGA POWER ELECTROSURGICAL GENERATOR | IMAGING | MEGADYNE MEDICAL | GN00002986 | RDC PUSAT - RAWAGELAM | PUSAT | DKI JAKARTA | JAKARTA TIMUR | MAIN UNIT | EMP | - |  | 21 November 2018 |  | - |  | - |  | ACTIVE
185798001 | MPESU | MEGA POWER ELECTROSURGICAL GENERATOR | IMAGING | MEGADYNE MEDICAL | GN00002160 | RSU HAJI SURABAYA | SURABAYA-1 | JAWA TIMUR | SURABAYA | MAIN UNIT | CUSTOMER | - |  | 28 November 2018 |  | - |  | - |  | ACTIVE
185821001 | MPESU | MEGA POWER ELECTROSURGICAL GENERATOR | IMAGING | MEGADYNE MEDICAL | GN00007237 | RSUD SEI DAREH ( SUNGAI DAREH ) | PADANG | SUMATERA BARAT | PULAU PUNJUNG | MAIN UNIT | CUSTOMER | - |  | 16 April 2019 |  | - |  | - |  | ACTIVE
185828001 | MPESU | MEGA POWER ELECTROSURGICAL GENERATOR | IMAGING | MEGADYNE MEDICAL | GN00002986 | RDC PUSAT - RAWAGELAM | PUSAT | DKI JAKARTA | JAKARTA TIMUR | MAIN UNIT | EMP | - |  | 22 November 2018 |  | - |  | - |  | ACTIVE
185832001 | MPESU | MEGA POWER ELECTROSURGICAL GENERATOR | IMAGING | MEGADYNE MEDICAL | GN00006158 | RS BETHSAIDA | TANGERANG | BANTEN | TANGERANG | MAIN UNIT | CUSTOMER | - |  | 29 March 2019 |  | - |  | - |  | ACTIVE
185834001 | ESUMS | ELECTROSURGICAL GENERATOR COMPLETE | IMAGING | MEGADYNE MEDICAL | GN17040019 | RS PRATAMA AWET MUDA | MATARAM | NUSA TENGGARA BARAT | MATARAM | MAIN UNIT | CUSTOMER | - |  | 19 August 2019 |  | - |  | - |  | ACTIVE
185922001 | MPESU | MEGA POWER ELECTROSURGICAL GENERATOR | IMAGING | MEGADYNE MEDICAL | GN00001396 | RSU NAIBONAT | KUPANG | NUSA TENGGARA TIMUR | KUPANG | MAIN UNIT | CUSTOMER | 31 October 2019 | ANDRIAS NUGROHO - TSE | 31 October 2019 |  | 31 October 2019 | ANDRIAS NUGROHO - TSE | - |  | ACTIVE
18592201 | ESUMS | ELECTROSURGICAL GENERATOR COMPLETE | IMAGING | MEGADYNE MEDICAL | GN00002986 | RDC PUSAT - RAWAGELAM | PUSAT | DKI JAKARTA | JAKARTA TIMUR | MAIN UNIT | EMP | - |  | 30 July 2019 |  | - |  | - |  | ACTIVE
185930001 | ESUMS | ELECTROSURGICAL GENERATOR COMPLETE | IMAGING | MEGADYNE MEDICAL | GN00001396 | RSU NAIBONAT | KUPANG | NUSA TENGGARA TIMUR | KUPANG | MAIN UNIT | CUSTOMER | - |  | 31 October 2019 |  | - |  | - |  | ACTIVE
1861 | MPESU | MEGA POWER ELECTROSURGICAL GENERATOR | IMAGING | MEGADYNE MEDICAL | GN00002986 | RDC PUSAT - RAWAGELAM | PUSAT | DKI JAKARTA | JAKARTA TIMUR | MAIN UNIT | EMP | - |  | 24 June 2019 |  | - |  | - |  | ACTIVE
186138001 | MPESU | MEGA POWER ELECTROSURGICAL GENERATOR | IMAGING | MEGADYNE MEDICAL | GN00002986 | RDC PUSAT - RAWAGELAM | PUSAT | DKI JAKARTA | JAKARTA TIMUR | MAIN UNIT | EMP | - |  | 24 June 2019 |  | - |  | - |  | ACTIVE
186147001 | ESUMS | ELECTROSURGICAL GENERATOR COMPLETE | IMAGING | MEGADYNE MEDICAL | GN00001707 | RSUD DR ISKAK TULUNGAGUNG | KEDIRI | JAWA TIMUR | TULUNGAGUNG | MAIN UNIT | CUSTOMER | - |  | 30 October 2019 |  | - |  | - |  | ACTIVE
186148001 | ESUMS | ELECTROSURGICAL GENERATOR COMPLETE | IMAGING | MEGADYNE MEDICAL | GN00001707 | RSUD DR ISKAK TULUNGAGUNG | KEDIRI | JAWA TIMUR | TULUNGAGUNG | MAIN UNIT | CUSTOMER | 2 December 2019 | ANDI ISMAIL - SPV TSE TIMUR | 2 December 2019 |  | 2 December 2019 | ANDI ISMAIL - SPV TSE TIMUR | 24 January 2025 | ANDI ISMAIL - SPV TSE TIMUR | ACTIVE
186190001 | ESUMS | ELECTROSURGICAL GENERATOR COMPLETE | IMAGING | MEGADYNE MEDICAL | GN00000529 | RSUD RA KARTINI | SEMARANG | JAWA TENGAH | JEPARA | MAIN UNIT | CUSTOMER | 2 May 2020 | ANDRIAS NUGROHO - TSE | 2 May 2020 |  | 2 May 2020 | ANDRIAS NUGROHO - TSE | - |  | ACTIVE
186562001 | ESUMS | ELECTROSURGICAL GENERATOR COMPLETE | IMAGING | MEGADYNE MEDICAL | GN00000518 | RSUD BATANG | SEMARANG | JAWA TENGAH | BATANG | MAIN UNIT | CUSTOMER | - |  | 15 June 2020 | MUNADI - TSE | - |  | 15 June 2020 | MUNADI - TSE | ACTIVE
187-XI/IITLC2H5 | FILSG |  |  |  | GN00000162 | RS SANTA THERESIA | JAMBI | JAMBI | JAMBI | MAIN UNIT | CUSTOMER | - |  | 1 January 1900 |  | - |  | - |  | INACTIVE
187/VII/12 | TE004 | INCUBATOR TSN910SCC | IMAGING | TESENA INOVINDO, PT | GN00000766 | RS JIWA MADANI PALU | PALU | SULAWESI TENGAH | PALU | MAIN UNIT | CUSTOMER | 10 April 2015 |  | 1 January 1900 |  | 10 April 2015 |  | - |  | ACTIVE
187/XII/13 | TM01U | Infant Incubator Tsn910Sc |  |  | GN00000180 | RSU DUMAI | PEKAN BARU | RIAU | DUMAI | MAIN UNIT | CUSTOMER | 1 February 1990 | MULKAN | 30 December 2013 |  | 1 February 1990 | MULKAN | - |  | ACTIVE
188/XII/13 | EH910 |  |  |  | GN00000180 | RSU DUMAI | PEKAN BARU | RIAU | DUMAI | MAIN UNIT | CUSTOMER | 1 February 1990 | MULKAN | 25 December 2013 |  | 1 February 1990 | MULKAN | - |  | INACTIVE
18810761 | FDRLI | DRYPIX LITE | IMAGING | FUJIFILM INDONESIA, PT. | GN00000611 | RSU HARAPAN BERSAMA | PONTIANAK | KALIMANTAN BARAT | PONTIANAK | MAIN UNIT | CUSTOMER | 21 April 2022 | ANTONIUS SAGITA - KALIBRASI | 24 March 2022 | GATOT SURYA ADIPUTRA - TSE | 21 February 2022 | ANTONIUS SAGITA - KALIBRASI | 21 April 2022 | ANTONIUS SAGITA - KALIBRASI | ACTIVE
18810762 | FDRLI | DRYPIX LITE | IMAGING | FUJIFILM INDONESIA, PT. | GN20010044 | RS Siloam GMIM Sonder | MANADO | SULAWESI UTARA | MANADO | MAIN UNIT | CUSTOMER | - |  | 11 April 2022 | RAFLY A CHALID - TSE | 30 March 2022 | ARIEF SETIAWAN - TSE CP | 11 April 2022 | RAFLY A CHALID - TSE | ACTIVE
189/II/11 | TE020 | PHOTOTHERAPY TLC 2 HT | IMAGING | TESENA INOVINDO, PT | GN00001060 | RS TRIMITRA CIBINONG (TRI MITRA) | BOGOR | JAWA BARAT | CIBINONG | MAIN UNIT | CUSTOMER | 22 January 2015 | IBNUL AZIZ - TSE | 1 January 2012 |  | 22 January 2015 | IBNUL AZIZ - TSE | - |  | ACTIVE
189/XII/13 | TM01U | Infant Incubator Tsn910Sc |  |  | GN00000180 | RSU DUMAI | PEKAN BARU | RIAU | DUMAI | MAIN UNIT | CUSTOMER | 1 February 1990 | MULKAN | 30 December 2013 |  | 1 February 1990 | MULKAN | - |  | ACTIVE
19/X/08 | TE007 | INCUBATOR TSN876MCD CBNT | IMAGING | TESENA INOVINDO, PT | GN00001903 | RSUD WATES | YOGYAKARTA | YOGYAKARTA | YOGYAKARTA | MAIN UNIT | CUSTOMER | 14 January 2016 | ANDRIAS NUGROHO - TSE | 1 October 2008 |  | 14 January 2016 | ANDRIAS NUGROHO - TSE | - |  | ACTIVE
19/X/14 | TE039 | EXAMINATION TSN 015 FHC | IMAGING | TESENA INOVINDO, PT | GN00000967 | RSUD CILILIN | BANDUNG | JAWA BARAT | BANDUNG BARAT | MAIN UNIT | CUSTOMER | 18 December 2014 | SUKMA WIJAYA - TSE | 18 December 2014 |  | 18 December 2014 | SUKMA WIJAYA - TSE | - |  | ACTIVE
190/XII/13 | TM01U | Infant Incubator Tsn910Sc |  |  | GN00000180 | RSU DUMAI | PEKAN BARU | RIAU | DUMAI | MAIN UNIT | CUSTOMER | 1 February 1990 | MULKAN | 30 December 2013 |  | 1 February 1990 | MULKAN | - |  | ACTIVE
19014202 | AC111 | ACL ELITE PRO | DIAGNOSTIC 2 | WERFEN HONG KONG LIMITED | GN19110004 | RSUD SULTAN FATAH | SEMARANG | JAWA TENGAH | SEMARANG | MAIN UNIT | CUSTOMER | 4 December 2019 | MUNADI - TSE | 4 December 2019 |  | 4 December 2019 | MUNADI - TSE | - |  | ACTIVE
19014203 | AC111 | ACL ELITE PRO | DIAGNOSTIC 2 | WERFEN HONG KONG LIMITED | GN00002985 | WORKSHOOP CSM PUSAT | PUSAT | DKI JAKARTA | JAKARTA TIMUR | MAIN UNIT | EMP | 11 January 2020 | MOHAMAD SUKARJO - TSE CP | 6 January 2025 |  | 11 January 2020 | MOHAMAD SUKARJO - TSE CP | 24 March 2025 | SAHID DERMAWAN - SPV TSE BARAT | ACTIVE
19021294 | AC350 | ACL TOP 350 CTS SYSTEM | DIAGNOSTIC 2 | WERFEN HONG KONG LIMITED | GN17030002 | RSUD DR. R SOEJONO SELONG | MATARAM | NUSA TENGGARA BARAT | MATARAM | MAIN UNIT | CUSTOMER | 19 December 2019 | SAHID DERMAWAN - SPV TSE BARAT | 29 September 2021 | I KADEK - TSE | 19 December 2019 | SAHID DERMAWAN - SPV TSE BARAT | 29 September 2021 | I KADEK - TSE | ACTIVE
19031317 | AC350 | ACL TOP 350 CTS SYSTEM | DIAGNOSTIC 2 | WERFEN HONG KONG LIMITED | GN00001160 | RSUD Arjawinangun | CIREBON | JAWA BARAT | CIREBON | MAIN UNIT | EMP | - |  | 26 October 2020 | NOVAN KURNIARTATO - TSE | - |  | 4 November 2020 | SUKMA WIJAYA - TSE | ACTIVE
190422-24 | JS002 | BIOHAZARD SAFETY CABINET TYPE A2 (1200 MM) | DIAGNOSTIC 2 | JS RESEARCH INC. | GN00002406 | RUMKIT TK II DR. SOEDJONO | YOGYAKARTA | YOGYAKARTA | MAGELANG | MAIN UNIT | CUSTOMER | - |  | 3 September 2019 |  | - |  | - |  | ACTIVE
190422-25 | JS002 | BIOHAZARD SAFETY CABINET TYPE A2 (1200 MM) | DIAGNOSTIC 2 | JS RESEARCH INC. | GN00001153 | RS SARI ASIH PAMULANG - CIPUTAT | TANGERANG | BANTEN | CILEGON | MAIN UNIT | CUSTOMER | 8 October 2019 | SAHID DERMAWAN - SPV TSE BARAT | 5 September 2019 |  | 8 October 2019 | SAHID DERMAWAN - SPV TSE BARAT | - |  | ACTIVE
190422-26 | JS002 | BIOHAZARD SAFETY CABINET TYPE A2 (1200 MM) | DIAGNOSTIC 2 | JS RESEARCH INC. | GN00001265 | RS Husada Utama | SURABAYA-1 | JAWA TIMUR | SURABAYA | MAIN UNIT | CUSTOMER | - |  | 16 July 2019 |  | - |  | - |  | ACTIVE
190422-27 | JS002 | BIOHAZARD SAFETY CABINET TYPE A2 (1200 MM) | DIAGNOSTIC 2 | JS RESEARCH INC. | GN00000854 | RSAD PELAMONIA | MAKASSAR | SULAWESI SELATAN | MAKASSAR | MAIN UNIT | CUSTOMER | - |  | 31 July 2019 |  | - |  | - |  | ACTIVE
190422-28 | JS002 | BIOHAZARD SAFETY CABINET TYPE A2 (1200 MM) | DIAGNOSTIC 2 | JS RESEARCH INC. | GN19080008 | HAAUNA BREAST CANCER CLINIC | SOLO | JAWA TENGAH | SURAKARTA | ACCESSORIES | CUSTOMER | 19 August 2019 | HARI UDI RAHARJO - TSE | 19 August 2019 |  | 19 August 2019 | HARI UDI RAHARJO - TSE | - |  | ACTIVE
190422-29 | JS002 | BIOHAZARD SAFETY CABINET TYPE A2 (1200 MM) | DIAGNOSTIC 2 | JS RESEARCH INC. | GN00004993 | RS SILOAM ( PT SILOAM INTERNATIONAL HOSPITALS ) SAMRATULANGI | MANADO | SULAWESI UTARA | MANADO | MAIN UNIT | CUSTOMER | 27 February 2020 | AUGESTA NANDA PRADANA - TSE | 27 February 2020 |  | 27 February 2020 | AUGESTA NANDA PRADANA - TSE | - |  | ACTIVE
19051072 | 26001 | GEM PREMIER 3500 ANALYZER | DIAGNOSTIC 2 | WERFEN HONG KONG LIMITED | GN19100011 | RSUP dr. J. Leimena | MAKASSAR | MALUKU | AMBON | MAIN UNIT | CUSTOMER | 9 October 2019 | ABU ABDILLAH - TSE | 9 October 2019 |  | 9 October 2019 | ABU ABDILLAH - TSE | - |  | ACTIVE
19051075 | 26001 | GEM PREMIER 3500 ANALYZER | DIAGNOSTIC 2 | WERFEN HONG KONG LIMITED | GN00000150 | RSUD OKU TIMUR (GUMAWANG) | PALEMBANG | SUMATERA SELATAN | BELITUNG | MAIN UNIT | CUSTOMER | - |  | 26 September 2019 |  | - |  | - |  | ACTIVE
19051076 | 26001 | GEM PREMIER 3500 ANALYZER | DIAGNOSTIC 2 | WERFEN HONG KONG LIMITED | GN00005670 | RSI UNISMA | MALANG | JAWA TIMUR | MALANG | MAIN UNIT | EMP | 12 July 2019 | System Auto | 18 June 2020 | AHMAD FATKHUDIN - TSE | 12 July 2019 | System Auto | 18 June 2020 | AHMAD FATKHUDIN - TSE | ACTIVE
19051077 | 26001 | GEM PREMIER 3500 ANALYZER | DIAGNOSTIC 2 | WERFEN HONG KONG LIMITED | GN00002178 | RSUD DR SOETOMO SURABAYA | SURABAYA-1 | JAWA TIMUR | SURABAYA | MAIN UNIT | CUSTOMER | 9 December 2019 | MIKKI FAHRIZI - TSE | 9 December 2019 |  | 9 December 2019 | MIKKI FAHRIZI - TSE | - |  | ACTIVE
19051078 | 26001 | GEM PREMIER 3500 ANALYZER | DIAGNOSTIC 2 | WERFEN HONG KONG LIMITED | GN00002178 | RSUD DR SOETOMO SURABAYA | SURABAYA-1 | JAWA TIMUR | SURABAYA | MAIN UNIT | CUSTOMER | 9 December 2019 | MIKKI FAHRIZI - TSE | 9 December 2019 |  | 9 December 2019 | MIKKI FAHRIZI - TSE | - |  | ACTIVE
1906001 | NI20P | DOPPLER FETUS DETECTOR KD 250 | IMAGING | NAKAMURA MEDICAL | GN00009169 | RSU ABUNAWAS KENDARI | MAKASSAR | SULAWESI SELATAN | KENDARI | MAIN UNIT | CUSTOMER | - |  | 21 October 2019 |  | - |  | - |  | ACTIVE
1906002 | NI20P | DOPPLER FETUS DETECTOR KD 250 | IMAGING | NAKAMURA MEDICAL | GN00001413 | RSU DR TC HILLERS MAUMERE | KUPANG | NUSA TENGGARA TIMUR | MAUMERE | MAIN UNIT | CUSTOMER | 8 July 2019 | ANDI ISMAIL - SPV TSE TIMUR | 8 July 2019 |  | 8 July 2019 | ANDI ISMAIL - SPV TSE TIMUR | - |  | ACTIVE
1906003 | NI20P | DOPPLER FETUS DETECTOR KD 250 | IMAGING | NAKAMURA MEDICAL | GN00001413 | RSU DR TC HILLERS MAUMERE | KUPANG | NUSA TENGGARA TIMUR | MAUMERE | MAIN UNIT | CUSTOMER | 8 July 2019 | ANDI ISMAIL - SPV TSE TIMUR | 8 July 2019 |  | 8 July 2019 | ANDI ISMAIL - SPV TSE TIMUR | - |  | ACTIVE
1906004 | NI20P | DOPPLER FETUS DETECTOR KD 250 | IMAGING | NAKAMURA MEDICAL | GN00001413 | RSU DR TC HILLERS MAUMERE | KUPANG | NUSA TENGGARA TIMUR | MAUMERE | MAIN UNIT | CUSTOMER | 8 July 2019 | ANDI ISMAIL - SPV TSE TIMUR | 8 July 2019 |  | 8 July 2019 | ANDI ISMAIL - SPV TSE TIMUR | - |  | ACTIVE
1906005 | NI20P | DOPPLER FETUS DETECTOR KD 250 | IMAGING | NAKAMURA MEDICAL | GN00002986 | RDC PUSAT - RAWAGELAM | PUSAT | DKI JAKARTA | JAKARTA TIMUR | MAIN UNIT | EMP | - |  | 8 July 2019 |  | - |  | - |  | ACTIVE
1906006 | NI20P | DOPPLER FETUS DETECTOR KD 250 | IMAGING | NAKAMURA MEDICAL | GN00007835 | RSUD TANJUNG KABUPATEN LOMBOK UTARA | MATARAM | NUSA TENGGARA BARAT | LOMBOK UTARA | MAIN UNIT | CUSTOMER | - |  | 11 September 2019 |  | - |  | - |  | ACTIVE
1906007 | NI20P | DOPPLER FETUS DETECTOR KD 250 | IMAGING | NAKAMURA MEDICAL | GN00007835 | RSUD TANJUNG KABUPATEN LOMBOK UTARA | MATARAM | NUSA TENGGARA BARAT | LOMBOK UTARA | MAIN UNIT | CUSTOMER | - |  | 11 September 2019 |  | - |  | - |  | ACTIVE
1906008 | NI20P | DOPPLER FETUS DETECTOR KD 250 | IMAGING | NAKAMURA MEDICAL | GN00007835 | RSUD TANJUNG KABUPATEN LOMBOK UTARA | MATARAM | NUSA TENGGARA BARAT | LOMBOK UTARA | MAIN UNIT | CUSTOMER | - |  | 11 September 2019 |  | - |  | - |  | ACTIVE
1906009 | NI20P | DOPPLER FETUS DETECTOR KD 250 | IMAGING | NAKAMURA MEDICAL | GN00007835 | RSUD TANJUNG KABUPATEN LOMBOK UTARA | MATARAM | NUSA TENGGARA BARAT | LOMBOK UTARA | MAIN UNIT | CUSTOMER | 18 September 2019 | ABU ABDILLAH - TSE | 18 September 2019 |  | 18 September 2019 | ABU ABDILLAH - TSE | - |  | ACTIVE
1906010 | NI20P | DOPPLER FETUS DETECTOR KD 250 | IMAGING | NAKAMURA MEDICAL | GN00000238 | RSUD M NATSIR SOLOK | PADANG | SUMATERA BARAT | SOLOK | MAIN UNIT | CUSTOMER | 16 September 2019 | ABDI PUTRA - TSE | 16 September 2019 |  | 16 September 2019 | ABDI PUTRA - TSE | - |  | ACTIVE
1906011 | NI20P | DOPPLER FETUS DETECTOR KD 250 | IMAGING | NAKAMURA MEDICAL | GN00007835 | RSUD TANJUNG KABUPATEN LOMBOK UTARA | MATARAM | NUSA TENGGARA BARAT | LOMBOK UTARA | MAIN UNIT | CUSTOMER | 18 September 2019 | ABU ABDILLAH - TSE | 18 September 2019 |  | 18 September 2019 | ABU ABDILLAH - TSE | - |  | ACTIVE
1906012 | NI20P | DOPPLER FETUS DETECTOR KD 250 | IMAGING | NAKAMURA MEDICAL | GN00007835 | RSUD TANJUNG KABUPATEN LOMBOK UTARA | MATARAM | NUSA TENGGARA BARAT | LOMBOK UTARA | MAIN UNIT | CUSTOMER | 18 September 2019 | ABU ABDILLAH - TSE | 18 September 2019 |  | 18 September 2019 | ABU ABDILLAH - TSE | - |  | ACTIVE
1906013 | NI20P | DOPPLER FETUS DETECTOR KD 250 | IMAGING | NAKAMURA MEDICAL | GN00007835 | RSUD TANJUNG KABUPATEN LOMBOK UTARA | MATARAM | NUSA TENGGARA BARAT | LOMBOK UTARA | MAIN UNIT | CUSTOMER | 18 September 2019 | ABU ABDILLAH - TSE | 18 September 2019 |  | 18 September 2019 | ABU ABDILLAH - TSE | - |  | ACTIVE
1906014 | NI20P | DOPPLER FETUS DETECTOR KD 250 | IMAGING | NAKAMURA MEDICAL | GN00002986 | RDC PUSAT - RAWAGELAM | PUSAT | DKI JAKARTA | JAKARTA TIMUR | MAIN UNIT | EMP | - |  | 6 August 2019 |  | - |  | - |  | ACTIVE
1906015 | NI20P | DOPPLER FETUS DETECTOR KD 250 | IMAGING | NAKAMURA MEDICAL | GN00002986 | RDC PUSAT - RAWAGELAM | PUSAT | DKI JAKARTA | JAKARTA TIMUR | MAIN UNIT | EMP | - |  | 6 August 2019 |  | - |  | - |  | ACTIVE
1906016 | NI20P | DOPPLER FETUS DETECTOR KD 250 | IMAGING | NAKAMURA MEDICAL | GN00002986 | RDC PUSAT - RAWAGELAM | PUSAT | DKI JAKARTA | JAKARTA TIMUR | MAIN UNIT | EMP | - |  | 6 August 2019 |  | - |  | - |  | ACTIVE
1906017 | NI20P | DOPPLER FETUS DETECTOR KD 250 | IMAGING | NAKAMURA MEDICAL | GN00002986 | RDC PUSAT - RAWAGELAM | PUSAT | DKI JAKARTA | JAKARTA TIMUR | MAIN UNIT | EMP | - |  | 6 August 2019 |  | - |  | - |  | ACTIVE
1906018 | NI20P | DOPPLER FETUS DETECTOR KD 250 | IMAGING | NAKAMURA MEDICAL | GN00000800 | DINAS KESEHATAN KAB/ KOTA. MAMASA | MAKASSAR | SULAWESI SELATAN | MAMASA | MAIN UNIT | CUSTOMER | 14 October 2019 | AUGESTA NANDA PRADANA - TSE | 14 October 2019 |  | 14 October 2019 | AUGESTA NANDA PRADANA - TSE | - |  | ACTIVE
1906019 | NI20P | DOPPLER FETUS DETECTOR KD 250 | IMAGING | NAKAMURA MEDICAL | GN00000800 | DINAS KESEHATAN KAB/ KOTA. MAMASA | MAKASSAR | SULAWESI SELATAN | MAMASA | MAIN UNIT | CUSTOMER | 14 October 2019 | AUGESTA NANDA PRADANA - TSE | 14 October 2019 |  | 14 October 2019 | AUGESTA NANDA PRADANA - TSE | - |  | ACTIVE
1906020 | NI20P | DOPPLER FETUS DETECTOR KD 250 | IMAGING | NAKAMURA MEDICAL | GN00006018 | RSUD GUNUNGJATI | CIREBON | JAWA BARAT | CIREBON | MAIN UNIT | CUSTOMER | 8 October 2019 | SAHID DERMAWAN - SPV TSE BARAT | 20 September 2019 |  | 8 October 2019 | SAHID DERMAWAN - SPV TSE BARAT | - |  | ACTIVE
1906021 | NI20P | DOPPLER FETUS DETECTOR KD 250 | IMAGING | NAKAMURA MEDICAL | GN00000800 | DINAS KESEHATAN KAB/ KOTA. MAMASA | MAKASSAR | SULAWESI SELATAN | MAMASA | MAIN UNIT | CUSTOMER | 14 October 2019 | AUGESTA NANDA PRADANA - TSE | 14 October 2019 |  | 14 October 2019 | AUGESTA NANDA PRADANA - TSE | - |  | ACTIVE
1906022 | NI20P | DOPPLER FETUS DETECTOR KD 250 | IMAGING | NAKAMURA MEDICAL | GN00000800 | DINAS KESEHATAN KAB/ KOTA. MAMASA | MAKASSAR | SULAWESI SELATAN | MAMASA | MAIN UNIT | CUSTOMER | 14 October 2019 | AUGESTA NANDA PRADANA - TSE | 14 October 2019 |  | 14 October 2019 | AUGESTA NANDA PRADANA - TSE | - |  | ACTIVE
1906023 | NI20P | DOPPLER FETUS DETECTOR KD 250 | IMAGING | NAKAMURA MEDICAL | GN00000800 | DINAS KESEHATAN KAB/ KOTA. MAMASA | MAKASSAR | SULAWESI SELATAN | MAMASA | MAIN UNIT | CUSTOMER | 14 October 2019 | AUGESTA NANDA PRADANA - TSE | 14 October 2019 |  | 14 October 2019 | AUGESTA NANDA PRADANA - TSE | - |  | ACTIVE
1906024 | NI20P | DOPPLER FETUS DETECTOR KD 250 | IMAGING | NAKAMURA MEDICAL | GN19110004 | RSUD SULTAN FATAH | SEMARANG | JAWA TENGAH | SEMARANG | MAIN UNIT | CUSTOMER | 4 December 2019 | MUNADI - TSE | 4 December 2019 |  | 4 December 2019 | MUNADI - TSE | - |  | ACTIVE
1906025 | NI20P | DOPPLER FETUS DETECTOR KD 250 | IMAGING | NAKAMURA MEDICAL | GN00000005 | RSUD KARAWANG | BEKASI | JAWA BARAT | BEKASI | MAIN UNIT | CUSTOMER | 17 October 2019 | SAHID DERMAWAN - SPV TSE BARAT | 7 October 2019 |  | 17 October 2019 | SAHID DERMAWAN - SPV TSE BARAT | - |  | ACTIVE
1906026 | NI20P | DOPPLER FETUS DETECTOR KD 250 | IMAGING | NAKAMURA MEDICAL | GN00000005 | RSUD KARAWANG | BEKASI | JAWA BARAT | BEKASI | MAIN UNIT | CUSTOMER | 17 October 2019 | SAHID DERMAWAN - SPV TSE BARAT | 7 October 2019 |  | 17 October 2019 | SAHID DERMAWAN - SPV TSE BARAT | - |  | ACTIVE
1906027 | NI20P | DOPPLER FETUS DETECTOR KD 250 | IMAGING | NAKAMURA MEDICAL | GN00000800 | DINAS KESEHATAN KAB/ KOTA. MAMASA | MAKASSAR | SULAWESI SELATAN | MAMASA | MAIN UNIT | CUSTOMER | 14 October 2019 | AUGESTA NANDA PRADANA - TSE | 14 October 2019 |  | 14 October 2019 | AUGESTA NANDA PRADANA - TSE | - |  | ACTIVE
1906028 | NI20P | DOPPLER FETUS DETECTOR KD 250 | IMAGING | NAKAMURA MEDICAL | GN00000800 | DINAS KESEHATAN KAB/ KOTA. MAMASA | MAKASSAR | SULAWESI SELATAN | MAMASA | MAIN UNIT | CUSTOMER | 14 October 2019 | AUGESTA NANDA PRADANA - TSE | 14 October 2019 |  | 14 October 2019 | AUGESTA NANDA PRADANA - TSE | - |  | ACTIVE
1906029 | NI20P | DOPPLER FETUS DETECTOR KD 250 | IMAGING | NAKAMURA MEDICAL | GN00002986 | RDC PUSAT - RAWAGELAM | PUSAT | DKI JAKARTA | JAKARTA TIMUR | MAIN UNIT | EMP | - |  | 7 August 2019 |  | - |  | - |  | ACTIVE
1906030 | NI20P | DOPPLER FETUS DETECTOR KD 250 | IMAGING | NAKAMURA MEDICAL | GN00000800 | DINAS KESEHATAN KAB/ KOTA. MAMASA | MAKASSAR | SULAWESI SELATAN | MAMASA | MAIN UNIT | CUSTOMER | 14 October 2019 | AUGESTA NANDA PRADANA - TSE | 14 October 2019 |  | 14 October 2019 | AUGESTA NANDA PRADANA - TSE | - |  | ACTIVE
1906031 | NI20P | DOPPLER FETUS DETECTOR KD 250 | IMAGING | NAKAMURA MEDICAL | GN00002986 | RDC PUSAT - RAWAGELAM | PUSAT | DKI JAKARTA | JAKARTA TIMUR | MAIN UNIT | EMP | - |  | 7 August 2019 |  | - |  | - |  | ACTIVE
1906032 | NI20P | DOPPLER FETUS DETECTOR KD 250 | IMAGING | NAKAMURA MEDICAL | GN00001971 | RS MITRA KELUARGA BEKASI BARAT | BEKASI | JAWA BARAT | BEKASI | MAIN UNIT | CUSTOMER | 6 February 2020 | GATOT SURYA ADIPUTRA - TSE | 6 February 2020 |  | 6 February 2020 | GATOT SURYA ADIPUTRA - TSE | - |  | ACTIVE
1906033 | NI20P | DOPPLER FETUS DETECTOR KD 250 | IMAGING | NAKAMURA MEDICAL | GN00001972 | RS MITRA KELUARGA BEKASI TIMUR | BEKASI | JAWA BARAT | BEKASI | MAIN UNIT | CUSTOMER | - |  | 9 April 2020 |  | - |  | - |  | ACTIVE
1906034 | NI20P | DOPPLER FETUS DETECTOR KD 250 | IMAGING | NAKAMURA MEDICAL | GN00000929 | RSU CAHYA KAWALUYAN | BANDUNG | JAWA BARAT | BANDUNG | MAIN UNIT | CUSTOMER | - |  | 26 August 2020 | SUKMA WIJAYA - TSE | - |  | 26 August 2020 | SUKMA WIJAYA - TSE | ACTIVE
1906035 | NI20P | DOPPLER FETUS DETECTOR KD 250 | IMAGING | NAKAMURA MEDICAL | GN00001065 | RSU CIAWI | BOGOR | JAWA BARAT | BOGOR | MAIN UNIT | EMP | - |  | 7 August 2019 |  | - |  | - |  | ACTIVE
1906036 | NI20P | DOPPLER FETUS DETECTOR KD 250 | IMAGING | NAKAMURA MEDICAL | GN00000800 | DINAS KESEHATAN KAB/ KOTA. MAMASA | MAKASSAR | SULAWESI SELATAN | MAMASA | MAIN UNIT | CUSTOMER | 14 October 2019 | AUGESTA NANDA PRADANA - TSE | 14 October 2019 |  | 14 October 2019 | AUGESTA NANDA PRADANA - TSE | - |  | ACTIVE
1906037 | NI20P | DOPPLER FETUS DETECTOR KD 250 | IMAGING | NAKAMURA MEDICAL | GN00000800 | DINAS KESEHATAN KAB/ KOTA. MAMASA | MAKASSAR | SULAWESI SELATAN | MAMASA | MAIN UNIT | CUSTOMER | 14 October 2019 | AUGESTA NANDA PRADANA - TSE | 14 October 2019 |  | 14 October 2019 | AUGESTA NANDA PRADANA - TSE | - |  | ACTIVE
1906038 | NI20P | DOPPLER FETUS DETECTOR KD 250 | IMAGING | NAKAMURA MEDICAL | GN00001065 | RSU CIAWI | BOGOR | JAWA BARAT | BOGOR | MAIN UNIT | CUSTOMER | - |  | 2 July 2020 | IBNUL AZIZ - TSE | - |  | 2 July 2020 | IBNUL AZIZ - TSE | ACTIVE
1906039 | NI20P | DOPPLER FETUS DETECTOR KD 250 | IMAGING | NAKAMURA MEDICAL | GN00000800 | DINAS KESEHATAN KAB/ KOTA. MAMASA | MAKASSAR | SULAWESI SELATAN | MAMASA | MAIN UNIT | CUSTOMER | 14 October 2019 | AUGESTA NANDA PRADANA - TSE | 14 October 2019 |  | 14 October 2019 | AUGESTA NANDA PRADANA - TSE | - |  | ACTIVE
1906040 | NI20P | DOPPLER FETUS DETECTOR KD 250 | IMAGING | NAKAMURA MEDICAL | GN00001065 | RSU CIAWI | BOGOR | JAWA BARAT | BOGOR | MAIN UNIT | CUSTOMER | - |  | 2 July 2020 | IBNUL AZIZ - TSE | - |  | 2 July 2020 | IBNUL AZIZ - TSE | ACTIVE
1906041 | NI20P | DOPPLER FETUS DETECTOR KD 250 | IMAGING | NAKAMURA MEDICAL | GN00000800 | DINAS KESEHATAN KAB/ KOTA. MAMASA | MAKASSAR | SULAWESI SELATAN | MAMASA | MAIN UNIT | CUSTOMER | 14 October 2019 | AUGESTA NANDA PRADANA - TSE | 14 October 2019 |  | 14 October 2019 | AUGESTA NANDA PRADANA - TSE | - |  | ACTIVE
1906042 | NI20P | DOPPLER FETUS DETECTOR KD 250 | IMAGING | NAKAMURA MEDICAL | GN00001065 | RSU CIAWI | BOGOR | JAWA BARAT | BOGOR | MAIN UNIT | CUSTOMER | - |  | 2 July 2020 | IBNUL AZIZ - TSE | - |  | 2 July 2020 | IBNUL AZIZ - TSE | ACTIVE
1906043 | NI20P | DOPPLER FETUS DETECTOR KD 250 | IMAGING | NAKAMURA MEDICAL | GN00000800 | DINAS KESEHATAN KAB/ KOTA. MAMASA | MAKASSAR | SULAWESI SELATAN | MAMASA | MAIN UNIT | CUSTOMER | - |  | 14 October 2019 |  | - |  | - |  | ACTIVE
1906044 | NI20P | DOPPLER FETUS DETECTOR KD 250 | IMAGING | NAKAMURA MEDICAL | GN00000800 | DINAS KESEHATAN KAB/ KOTA. MAMASA | MAKASSAR | SULAWESI SELATAN | MAMASA | MAIN UNIT | CUSTOMER | 14 October 2019 | AUGESTA NANDA PRADANA - TSE | 14 October 2019 |  | 14 October 2019 | AUGESTA NANDA PRADANA - TSE | - |  | ACTIVE
1906045 | NI20P | DOPPLER FETUS DETECTOR KD 250 | IMAGING | NAKAMURA MEDICAL | GN00000800 | DINAS KESEHATAN KAB/ KOTA. MAMASA | MAKASSAR | SULAWESI SELATAN | MAMASA | MAIN UNIT | CUSTOMER | 14 October 2019 | AUGESTA NANDA PRADANA - TSE | 14 October 2019 |  | 14 October 2019 | AUGESTA NANDA PRADANA - TSE | - |  | ACTIVE
1906046 | NI20P | DOPPLER FETUS DETECTOR KD 250 | IMAGING | NAKAMURA MEDICAL | GN00000800 | DINAS KESEHATAN KAB/ KOTA. MAMASA | MAKASSAR | SULAWESI SELATAN | MAMASA | MAIN UNIT | CUSTOMER | 14 October 2019 | AUGESTA NANDA PRADANA - TSE | 14 October 2019 |  | 14 October 2019 | AUGESTA NANDA PRADANA - TSE | - |  | ACTIVE
1906047 | NI20P | DOPPLER FETUS DETECTOR KD 250 | IMAGING | NAKAMURA MEDICAL | GN00001065 | RSU CIAWI | BOGOR | JAWA BARAT | BOGOR | MAIN UNIT | CUSTOMER | - |  | 2 July 2020 | IBNUL AZIZ - TSE | - |  | 2 July 2020 | IBNUL AZIZ - TSE | ACTIVE
1906048 | NI20P | DOPPLER FETUS DETECTOR KD 250 | IMAGING | NAKAMURA MEDICAL | GN00002248 | RSUD DR SOEGIRI | SURABAYA-1 | JAWA TIMUR | LAMONGAN | MAIN UNIT | CUSTOMER | - |  | 11 August 2020 | MIKKI FAHRIZI - TSE | - |  | 11 August 2020 | MIKKI FAHRIZI - TSE | ACTIVE
1906049 | NI20P | DOPPLER FETUS DETECTOR KD 250 | IMAGING | NAKAMURA MEDICAL | GN00002248 | RSUD DR SOEGIRI | SURABAYA-1 | JAWA TIMUR | LAMONGAN | MAIN UNIT | CUSTOMER | - |  | 11 August 2020 | MIKKI FAHRIZI - TSE | - |  | 11 August 2020 | MIKKI FAHRIZI - TSE | ACTIVE
1906050 | NI20P | DOPPLER FETUS DETECTOR KD 250 | IMAGING | NAKAMURA MEDICAL | GN00002248 | RSUD DR SOEGIRI | SURABAYA-1 | JAWA TIMUR | LAMONGAN | MAIN UNIT | CUSTOMER | - |  | 11 August 2020 | MIKKI FAHRIZI - TSE | - |  | 11 August 2020 | MIKKI FAHRIZI - TSE | ACTIVE
1906051 | NI20P | DOPPLER FETUS DETECTOR KD 250 | IMAGING | NAKAMURA MEDICAL | GN00002248 | RSUD DR SOEGIRI | SURABAYA-1 | JAWA TIMUR | LAMONGAN | MAIN UNIT | CUSTOMER | - |  | 11 August 2020 | MIKKI FAHRIZI - TSE | - |  | 11 August 2020 | MIKKI FAHRIZI - TSE | ACTIVE
1906052 | NI20P | DOPPLER FETUS DETECTOR KD 250 | IMAGING | NAKAMURA MEDICAL | GN00000800 | DINAS KESEHATAN KAB/ KOTA. MAMASA | MAKASSAR | SULAWESI SELATAN | MAMASA | MAIN UNIT | CUSTOMER | 14 October 2019 | AUGESTA NANDA PRADANA - TSE | 14 October 2019 |  | 14 October 2019 | AUGESTA NANDA PRADANA - TSE | - |  | ACTIVE
1906053 | NI20P | DOPPLER FETUS DETECTOR KD 250 | IMAGING | NAKAMURA MEDICAL | GN00002917 | RS BRAWIJAYA | PEJATEN | DKI JAKARTA | JAKARTA SELATAN | MAIN UNIT | EMP | - |  | 29 September 2020 | IBNUL AZIZ - TSE | - |  | 29 September 2020 | IBNUL AZIZ - TSE | ACTIVE
1906054 | NI20P | DOPPLER FETUS DETECTOR KD 250 | IMAGING | NAKAMURA MEDICAL | GN00002986 | RDC PUSAT - RAWAGELAM | PUSAT | DKI JAKARTA | JAKARTA TIMUR | MAIN UNIT | EMP | - |  | - |  | - |  | - |  | ACTIVE
1906055 | NI20P | DOPPLER FETUS DETECTOR KD 250 | IMAGING | NAKAMURA MEDICAL | GN19010040 | RS EMC SENTUL | BOGOR | JAWA BARAT | BOGOR | MAIN UNIT | CUSTOMER | - |  | 28 October 2020 | IBNUL AZIZ - TSE | - |  | 28 October 2020 | IBNUL AZIZ - TSE | ACTIVE
1906056 | NI20P | DOPPLER FETUS DETECTOR KD 250 | IMAGING | NAKAMURA MEDICAL | GN00004168 | PT BRAWIJAYA MEDIKATAMA (RS BRAWIJAYA ) | PEJATEN | JAWA BARAT | DEPOK | MAIN UNIT | CUSTOMER | - |  | 27 November 2020 | IBNUL AZIZ - TSE | - |  | 27 November 2020 | IBNUL AZIZ - TSE | ACTIVE
1906057 | NI20P | DOPPLER FETUS DETECTOR KD 250 | IMAGING | NAKAMURA MEDICAL | GN17100035 | RSU KECAMATAN JATI PADANG | PEJATEN | DKI JAKARTA | JAKARTA SELATAN | MAIN UNIT | CUSTOMER | - |  | 27 November 2020 | IBNUL AZIZ - TSE | - |  | 27 November 2020 | IBNUL AZIZ - TSE | ACTIVE
1906059 | NI20P | DOPPLER FETUS DETECTOR KD 250 | IMAGING | NAKAMURA MEDICAL | GN00003140 | RS ADHYAKSA | JAKARTA-1 | DKI JAKARTA | JAKARTA TIMUR | MAIN UNIT | CUSTOMER | - |  | 9 January 2021 | IBNUL AZIZ - TSE | - |  | 9 January 2021 | IBNUL AZIZ - TSE | ACTIVE
1906060 | NI20P | DOPPLER FETUS DETECTOR KD 250 | IMAGING | NAKAMURA MEDICAL | GN17040012 | RSUK JATI PADANG | JAKARTA-2 | DKI JAKARTA | JAKARTA BARAT | MAIN UNIT | EMP | - |  | - |  | - |  | - |  | ACTIVE
1906061 | NI20P | DOPPLER FETUS DETECTOR KD 250 | IMAGING | NAKAMURA MEDICAL | GN17040012 | RSUK JATI PADANG | JAKARTA-2 | DKI JAKARTA | JAKARTA BARAT | MAIN UNIT | EMP | - |  | - |  | - |  | - |  | ACTIVE
1906062 | NI20P | DOPPLER FETUS DETECTOR KD 250 | IMAGING | NAKAMURA MEDICAL | GN19030033 | RS MITRA KELUARGA PRATAMA JATI ASIH | BEKASI | JAWA BARAT | BEKASI | MAIN UNIT | CUSTOMER | - |  | 30 June 2021 | GATOT SURYA ADIPUTRA - TSE | - |  | 30 June 2021 | GATOT SURYA ADIPUTRA - TSE | ACTIVE
1906063 | NI20P | DOPPLER FETUS DETECTOR KD 250 | IMAGING | NAKAMURA MEDICAL | GN00003004 | RS HERMINA CIPUTAT | TANGERANG | BANTEN | TANGERANG | MAIN UNIT | CUSTOMER | - |  | 31 August 2021 | IBNUL AZIZ - TSE | - |  | 31 August 2021 | IBNUL AZIZ - TSE | ACTIVE
1906064 | NI20P | DOPPLER FETUS DETECTOR KD 250 | IMAGING | NAKAMURA MEDICAL | GN00001971 | RS MITRA KELUARGA BEKASI BARAT | BEKASI | JAWA BARAT | BEKASI | MAIN UNIT | CUSTOMER | - |  | 13 July 2021 | GATOT SURYA ADIPUTRA - TSE | - |  | 13 July 2021 | GATOT SURYA ADIPUTRA - TSE | ACTIVE
1906065 | NI20P | DOPPLER FETUS DETECTOR KD 250 | IMAGING | NAKAMURA MEDICAL | GN00002986 | RDC PUSAT - RAWAGELAM | PUSAT | DKI JAKARTA | JAKARTA TIMUR | MAIN UNIT | EMP | - |  | - |  | - |  | - |  | ACTIVE
1906066 | NI20P | DOPPLER FETUS DETECTOR KD 250 | IMAGING | NAKAMURA MEDICAL | GN00002986 | RDC PUSAT - RAWAGELAM | PUSAT | DKI JAKARTA | JAKARTA TIMUR | MAIN UNIT | EMP | - |  | - |  | - |  | - |  | ACTIVE
1906067 | NI20P | DOPPLER FETUS DETECTOR KD 250 | IMAGING | NAKAMURA MEDICAL | GN00002986 | RDC PUSAT - RAWAGELAM | PUSAT | DKI JAKARTA | JAKARTA TIMUR | MAIN UNIT | EMP | - |  | - |  | - |  | - |  | ACTIVE
1906068 | NI20P | DOPPLER FETUS DETECTOR KD 250 | IMAGING | NAKAMURA MEDICAL | GN00002986 | RDC PUSAT - RAWAGELAM | PUSAT | DKI JAKARTA | JAKARTA TIMUR | MAIN UNIT | EMP | - |  | - |  | - |  | - |  | ACTIVE
1906069 | NI20P | DOPPLER FETUS DETECTOR KD 250 | IMAGING | NAKAMURA MEDICAL | GN00002986 | RDC PUSAT - RAWAGELAM | PUSAT | DKI JAKARTA | JAKARTA TIMUR | MAIN UNIT | EMP | - |  | - |  | - |  | - |  | ACTIVE
1906070 | NI20P | DOPPLER FETUS DETECTOR KD 250 | IMAGING | NAKAMURA MEDICAL | GN00000974 | RSUP HASAN SADIKIN ( RSHS ) | BANDUNG | JAWA BARAT | BANDUNG | MAIN UNIT | CUSTOMER | - |  | 30 November 2021 | ARBIANSYAH - TSE | - |  | 30 November 2021 | ARBIANSYAH - TSE | ACTIVE
1906071 | NI20P | DOPPLER FETUS DETECTOR KD 250 | IMAGING | NAKAMURA MEDICAL | GN00000974 | RSUP HASAN SADIKIN ( RSHS ) | BANDUNG | JAWA BARAT | BANDUNG | MAIN UNIT | CUSTOMER | - |  | 30 November 2021 | ARBIANSYAH - TSE | - |  | 30 November 2021 | ARBIANSYAH - TSE | ACTIVE
19062178 | 25004 | GEM PREMIER 4000 ANALYZER | DIAGNOSTIC 2 | WERFEN HONG KONG LIMITED | GN00002985 | WORKSHOOP CSM PUSAT | PUSAT | DKI JAKARTA | JAKARTA TIMUR | MAIN UNIT | EMP | 7 January 2020 | LEO LANANG SIGIT - TSE CP | 4 December 2024 |  | 7 January 2020 | LEO LANANG SIGIT - TSE CP | 4 December 2024 | SAHID DERMAWAN - SPV TSE BARAT | ACTIVE
190722-11 | JS002 | BIOHAZARD SAFETY CABINET TYPE A2 (1200 MM) | DIAGNOSTIC 2 | JS RESEARCH INC. | GN00002591 | LAB UPK TEACHING HOSPITAL UNPAD | BANDUNG | JAWA BARAT | BANDUNG | MAIN UNIT | CUSTOMER | 2 October 2019 | SAHID DERMAWAN - SPV TSE BARAT | 1 October 2019 |  | 2 October 2019 | SAHID DERMAWAN - SPV TSE BARAT | - |  | ACTIVE
190722-12 | JS002 | BIOHAZARD SAFETY CABINET TYPE A2 (1200 MM) | DIAGNOSTIC 2 | JS RESEARCH INC. | GN00001159 | RSK BEDAH MITRA PLUMBON | CIREBON | JAWA BARAT | CIREBON | MAIN UNIT | CUSTOMER | 20 November 2019 | SAHID DERMAWAN - SPV TSE BARAT | 19 November 2019 |  | 20 November 2019 | SAHID DERMAWAN - SPV TSE BARAT | - |  | ACTIVE
190722-17 | JS002 | BIOHAZARD SAFETY CABINET TYPE A2 (1200 MM) | DIAGNOSTIC 2 | JS RESEARCH INC. | GN00002025 | LAB BIOMEDIKA | JAKARTA-2 | DKI JAKARTA | JAKARTA BARAT | MAIN UNIT | CUSTOMER | 7 April 2020 | ARBIANSYAH - TSE | 7 April 2020 |  | 7 April 2020 | ARBIANSYAH - TSE | - |  | ACTIVE
19072210 | JS002 | BIOHAZARD SAFETY CABINET TYPE A2 (1200 MM) | DIAGNOSTIC 2 | JS RESEARCH INC. | GN00001923 | RS PANTI RAPIH | YOGYAKARTA | YOGYAKARTA | YOGYAKARTA | MAIN UNIT | CUSTOMER | 30 September 2019 | DIAN FEBRIYANA - TSE | 30 September 2019 |  | 30 September 2019 | DIAN FEBRIYANA - TSE | - |  | ACTIVE
19072211 | JS002 | BIOHAZARD SAFETY CABINET TYPE A2 (1200 MM) | DIAGNOSTIC 2 | JS RESEARCH INC. | GN00002986 | RDC PUSAT - RAWAGELAM | PUSAT | DKI JAKARTA | JAKARTA TIMUR | MAIN UNIT | EMP | 1 October 2019 | SUKMA WIJAYA - TSE | 1 October 2019 |  | 1 October 2019 | SUKMA WIJAYA - TSE | - |  | ACTIVE
19072212 | JS002 | BIOHAZARD SAFETY CABINET TYPE A2 (1200 MM) | DIAGNOSTIC 2 | JS RESEARCH INC. | GN00002986 | RDC PUSAT - RAWAGELAM | PUSAT | DKI JAKARTA | JAKARTA TIMUR | MAIN UNIT | EMP | 19 November 2019 | SUKMA WIJAYA - TSE | 19 November 2019 |  | 19 November 2019 | SUKMA WIJAYA - TSE | - |  | ACTIVE
19072213 | JS002 | BIOHAZARD SAFETY CABINET TYPE A2 (1200 MM) | DIAGNOSTIC 2 | JS RESEARCH INC. | GN00000629 | RSUD ULIN | BANJARMASIN | KALIMANTAN SELATAN | BANJARMASIN | MAIN UNIT | CUSTOMER | - |  | 2 March 2020 |  | - |  | - |  | ACTIVE
19072214 | JS002 | BIOHAZARD SAFETY CABINET TYPE A2 (1200 MM) | DIAGNOSTIC 2 | JS RESEARCH INC. | GN00001103 | RSIA Hermina Cengkareng ( Daan Mogot ) | JAKARTA-2 | DKI JAKARTA | JAKARTA BARAT | MAIN UNIT | CUSTOMER | 7 January 2020 | SAHID DERMAWAN - SPV TSE BARAT | 20 December 2019 |  | 7 January 2020 | SAHID DERMAWAN - SPV TSE BARAT | - |  | ACTIVE
19072215 | JS002 | BIOHAZARD SAFETY CABINET TYPE A2 (1200 MM) | DIAGNOSTIC 2 | JS RESEARCH INC. | GN00002986 | RDC PUSAT - RAWAGELAM | PUSAT | DKI JAKARTA | JAKARTA TIMUR | MAIN UNIT | EMP | - |  | - |  | - |  | - |  | ACTIVE
19072216 | JS002 | BIOHAZARD SAFETY CABINET TYPE A2 (1200 MM) | DIAGNOSTIC 2 | JS RESEARCH INC. | GN00001918 | RS ISLAM KLATEN | YOGYAKARTA | YOGYAKARTA | YOGYAKARTA | MAIN UNIT | CUSTOMER | 2 April 2020 | RIDWAN - TSE | 2 April 2020 |  | 2 April 2020 | RIDWAN - TSE | - |  | ACTIVE
19072217 | JS002 | BIOHAZARD SAFETY CABINET TYPE A2 (1200 MM) | DIAGNOSTIC 2 | JS RESEARCH INC. | GN00002986 | RDC PUSAT - RAWAGELAM | PUSAT | DKI JAKARTA | JAKARTA TIMUR | MAIN UNIT | EMP | - |  | - |  | - |  | - |  | ACTIVE
19081589 | 26001 | GEM PREMIER 3500 ANALYZER | DIAGNOSTIC 2 | WERFEN HONG KONG LIMITED | GN00011700 | RS PRIMA | PEKAN BARU | RIAU | PEKANBARU | MAIN UNIT | EMP | 4 November 2019 | System Auto | - |  | 4 November 2019 | System Auto | 15 June 2020 | SENDRA WIJAYA - IT | ACTIVE
19081590 | 26001 | GEM PREMIER 3500 ANALYZER | DIAGNOSTIC 2 | WERFEN HONG KONG LIMITED | GN18110021 | PT. TIRTA MEDICAL INDONESIA | PEKAN BARU | RIAU | PEKANBARU | MAIN UNIT | EMP | 23 December 2019 | SAHID DERMAWAN - SPV TSE BARAT | 30 June 2020 | RUDI SETIAWAN - TSE | 23 December 2019 | SAHID DERMAWAN - SPV TSE BARAT | 30 June 2020 | RUDI SETIAWAN - TSE | ACTIVE
19081591 | 26001 | GEM PREMIER 3500 ANALYZER | DIAGNOSTIC 2 | WERFEN HONG KONG LIMITED | GN00001501 | RS PARU JEMBER | JEMBER | JAWA TIMUR | JEMBER | MAIN UNIT | EMP | 26 February 2020 | LEO LANANG SIGIT - TSE CP | 21 July 2020 | GANDHI YANRANGGA | 26 February 2020 | LEO LANANG SIGIT - TSE CP | 21 August 2020 | AHMAD FATKHUDIN - TSE | ACTIVE
19081592 | 26001 | GEM PREMIER 3500 ANALYZER | DIAGNOSTIC 2 | WERFEN HONG KONG LIMITED | GN00002178 | RSUD DR SOETOMO SURABAYA | SURABAYA-1 | JAWA TIMUR | SURABAYA | MAIN UNIT | CUSTOMER | 9 December 2019 | MIKKI FAHRIZI - TSE | 9 December 2019 |  | 9 December 2019 | MIKKI FAHRIZI - TSE | - |  | ACTIVE
19081593 | 26001 | GEM PREMIER 3500 ANALYZER | DIAGNOSTIC 2 | WERFEN HONG KONG LIMITED | GN00002460 | RSUD NGANJUK | KEDIRI | JAWA TIMUR | NGANJUK | MAIN UNIT | EMP | 26 February 2020 | LEO LANANG SIGIT - TSE CP | 30 December 2019 |  | 26 February 2020 | LEO LANANG SIGIT - TSE CP | - |  | ACTIVE
19084403 | AC111 | ACL ELITE PRO | DIAGNOSTIC 2 | WERFEN HONG KONG LIMITED | GN00003001 | PT. ENSEVAL MEDIKA PRIMA - HO | PUSAT | DKI JAKARTA | JAKARTA TIMUR | MAIN UNIT | EMP | 7 January 2020 | System Auto | 29 March 2022 | FAJAR FAHMI - TSE | 7 January 2020 | System Auto | 18 October 2022 | FAJAR FAHMI - TSE | ACTIVE
19084404 | AC111 | ACL ELITE PRO | DIAGNOSTIC 2 | WERFEN HONG KONG LIMITED | GN00000836 | RSUD TENRIAWARU, BONE | MAKASSAR | SULAWESI SELATAN | BONE | MAIN UNIT | CUSTOMER | 7 January 2020 | LEO LANANG SIGIT - TSE CP | 31 December 2020 | AUGESTA NANDA PRADANA - TSE | 7 January 2020 | LEO LANANG SIGIT - TSE CP | 31 December 2020 | AUGESTA NANDA PRADANA - TSE | ACTIVE
190914-05 | JS026 |  |  |  | GN00001968 | RS GLOBAL AWAL BROS | BEKASI | JAWA BARAT | BEKASI | MAIN UNIT | CUSTOMER | 1 February 1990 | TRIYONO - TSE AREA BARAT | 1 January 2010 |  | 1 February 1990 | TRIYONO - TSE AREA BARAT | - |  | INACTIVE
19091732 | 26001 | GEM PREMIER 3500 ANALYZER | DIAGNOSTIC 2 | WERFEN HONG KONG LIMITED | GN00000157 | RSUD H. ABDUL MANAP KOTA JAMBI | JAMBI | JAMBI | JAMBI | MAIN UNIT | EMP | 11 December 2019 | LEO LANANG SIGIT - TSE CP | 1 August 2022 | ABDI PUTRA - TSE | 11 December 2019 | LEO LANANG SIGIT - TSE CP | 1 August 2022 | ABDI PUTRA - TSE | ACTIVE
19091733 | 26001 | GEM PREMIER 3500 ANALYZER | DIAGNOSTIC 2 | WERFEN HONG KONG LIMITED | GN00000234 | RSU DR ACHMAD MOCHTAR | PADANG | SUMATERA BARAT | BUKITTINGGI | MAIN UNIT | CUSTOMER | 11 December 2019 | LEO LANANG SIGIT - TSE CP | 20 August 2020 | ABDI PUTRA - TSE | 11 December 2019 | LEO LANANG SIGIT - TSE CP | 20 August 2020 | ABDI PUTRA - TSE | ACTIVE
19091735 | 26001 | GEM PREMIER 3500 ANALYZER | DIAGNOSTIC 2 | WERFEN HONG KONG LIMITED | GN20040019 | RS. KHUSUS INFEKSIUS COVID | BATAM | KEPULAUAN RIAU | BATAM | MAIN UNIT | EMP | 20 April 2020 | RUDI SETIAWAN - TSE | 20 April 2020 |  | 20 April 2020 | RUDI SETIAWAN - TSE | - |  | ACTIVE
19093007 | JS003 | BIOHAZARD SAFETY CABINET TYPE A2 (1500 MM) | DIAGNOSTIC 2 | JS RESEARCH INC. | GN00000878 | RSUD SAWERIGADING | MAKASSAR | SULAWESI SELATAN | PALOPO | MAIN UNIT | CUSTOMER | 13 February 2020 | ABU ABDILLAH - TSE | 13 February 2020 |  | 13 February 2020 | ABU ABDILLAH - TSE | - |  | ACTIVE
191/VIII/14 | TE001 | INCUBATOR TSN910EHL | IMAGING | TESENA INOVINDO, PT | GN00001335 | RSUD WANGAYA | DENPASAR | BALI | DENPASAR | MAIN UNIT | CUSTOMER | - |  | 27 October 2014 |  | - |  | - |  | ACTIVE
191015 | NI20P | DOPPLER FETUS DETECTOR KD 250 | IMAGING | NAKAMURA MEDICAL | GN00002986 | RDC PUSAT - RAWAGELAM | PUSAT | DKI JAKARTA | JAKARTA TIMUR | MAIN UNIT | EMP | 12 October 2017 | ANTONIUS SAGITA - KALIBRASI | 12 October 2017 |  | 12 October 2017 | ANTONIUS SAGITA - KALIBRASI | - |  | ACTIVE
19101870 | 26001 | GEM PREMIER 3500 ANALYZER | DIAGNOSTIC 2 | WERFEN HONG KONG LIMITED | GN19030002 | RS GADING MEDIKA | BENGKULU | BENGKULU | BENGKULU | MAIN UNIT | EMP | 7 January 2020 | LEO LANANG SIGIT - TSE CP | 26 March 2024 | MOHAMAD SUKARJO - TSE CP | 7 January 2020 | LEO LANANG SIGIT - TSE CP | 1 April 2024 | SAHID DERMAWAN - SPV TSE BARAT | ACTIVE
19101875 | 26001 | GEM PREMIER 3500 ANALYZER | DIAGNOSTIC 2 | WERFEN HONG KONG LIMITED | GN00001824 | RSU KANJURUHAN KEPANJEN | MALANG | JAWA TIMUR | MALANG | MAIN UNIT | CUSTOMER | 7 January 2020 | LEO LANANG SIGIT - TSE CP | 30 June 2020 | PHILIP LAKRISNA - TSE | 7 January 2020 | LEO LANANG SIGIT - TSE CP | 30 June 2020 | PHILIP LAKRISNA - TSE | ACTIVE
19101876 | 26001 | GEM PREMIER 3500 ANALYZER | DIAGNOSTIC 2 | WERFEN HONG KONG LIMITED | GN00000373 | RSUD FL TOBING SIBOLGA | PEMATANG SIANTAR | SUMATERA UTARA | SIBOLGA | MAIN UNIT | CUSTOMER | 7 January 2020 | LEO LANANG SIGIT - TSE CP | 8 June 2020 | BARITA P-SIMAMORA - TSE | 7 January 2020 | LEO LANANG SIGIT - TSE CP | 8 June 2020 | BARITA P-SIMAMORA - TSE | ACTIVE
19101877 | 26001 | GEM PREMIER 3500 ANALYZER | DIAGNOSTIC 2 | WERFEN HONG KONG LIMITED | GN00000658 | RSUD DR DORIS SYLVANUS | BANJARMASIN | KALIMANTAN TENGAH | PALANGKA RAYA | MAIN UNIT | EMP | 7 January 2020 | LEO LANANG SIGIT - TSE CP | 17 January 2024 | IBNUL AZIZ - TSE | 7 January 2020 | LEO LANANG SIGIT - TSE CP | 17 January 2024 | SAHID DERMAWAN - SPV TSE BARAT | ACTIVE
19101878 | 26001 | GEM PREMIER 3500 ANALYZER | DIAGNOSTIC 2 | WERFEN HONG KONG LIMITED | GN00002664 | RS PANTI WALUYO | SOLO | JAWA TENGAH | SURAKARTA | MAIN UNIT | EMP | 7 January 2020 | LEO LANANG SIGIT - TSE CP | 10 August 2020 | TEGAR PANDU - TSE | 7 January 2020 | LEO LANANG SIGIT - TSE CP | 10 August 2020 | TEGAR PANDU - TSE | ACTIVE
19101879 | 26001 | GEM PREMIER 3500 ANALYZER | DIAGNOSTIC 2 | WERFEN HONG KONG LIMITED | GN00000209 | RUMAH SAKIT UMUM DAERAH KECAMATAN MANDAU (RSUD DURI) | PEKAN BARU | RIAU | BENGKALIS | MAIN UNIT | CUSTOMER | 7 January 2020 | LEO LANANG SIGIT - TSE CP | 29 July 2020 | RUDI SETIAWAN - TSE | 7 January 2020 | LEO LANANG SIGIT - TSE CP | 29 July 2020 | RUDI SETIAWAN - TSE | ACTIVE
19102429 | 25004 | GEM PREMIER 4000 ANALYZER | DIAGNOSTIC 2 | WERFEN HONG KONG LIMITED | GN00004351 | PT TIRTA MEDICALINDO | MEDAN | SUMATERA UTARA | MEDAN | MAIN UNIT | EMP | 20 February 2020 | LEO LANANG SIGIT - TSE CP | 13 September 2021 | AZLI YUDHA - TSE | 20 February 2020 | LEO LANANG SIGIT - TSE CP | 13 September 2021 | AZLI YUDHA - TSE | ACTIVE
1912006 | NI23U | VACUUM EXTRACTOR GT 200 | IMAGING | NAKAMURA MEDICAL | GN20110002 | RSU HERMINA LAMPUNG | BANDAR LAMPUNG | LAMPUNG | BANDAR LAMPUNG | MAIN UNIT | CUSTOMER | - |  | 25 May 2023 | SELAMAT SIPAHUTAR - TSE | 10 May 2023 | ANTONIUS SAGITA - KALIBRASI | 20 October 2023 | SAHID DERMAWAN - SPV TSE BARAT | ACTIVE
192/VII/14 | EH910 |  |  |  | GN00001785 | RSUD SUKOHARJO | SOLO | JAWA TENGAH | SUKOHARJO | MAIN UNIT | CUSTOMER | 28 November 2014 | RAKHMAT | 26 November 2014 |  | 28 November 2014 | RAKHMAT | - |  | INACTIVE
19214086 | FDRLI | DRYPIX LITE | IMAGING | FUJIFILM INDONESIA, PT. | GN00002986 | RDC PUSAT - RAWAGELAM | PUSAT | DKI JAKARTA | JAKARTA TIMUR | MAIN UNIT | EMP | - |  | - |  | 29 April 2022 | ARIEF SETIAWAN - TSE CP | - |  | ACTIVE
19214087 | FDRLI | DRYPIX LITE | IMAGING | FUJIFILM INDONESIA, PT. | GN19120003 | RS MATA RAMATA | DENPASAR | BALI | DENPASAR | MAIN UNIT | CUSTOMER | - |  | 25 October 2022 | I KADEK - TSE | 29 April 2022 | ARIEF SETIAWAN - TSE CP | 25 October 2022 | I KADEK - TSE | ACTIVE
19214088 | FDRLI | DRYPIX LITE | IMAGING | FUJIFILM INDONESIA, PT. | GN00002986 | RDC PUSAT - RAWAGELAM | PUSAT | DKI JAKARTA | JAKARTA TIMUR | MAIN UNIT | EMP | - |  | - |  | 29 April 2022 | ARIEF SETIAWAN - TSE CP | - |  | ACTIVE
192207-15 | JS002 | BIOHAZARD SAFETY CABINET TYPE A2 (1200 MM) | DIAGNOSTIC 2 | JS RESEARCH INC. | GN00001143 | RS Ciputra Citra Raya | TANGERANG | BANTEN | TENGGARONG | MAIN UNIT | CUSTOMER | 8 April 2020 | SAHID DERMAWAN - SPV TSE BARAT | 2 April 2020 |  | 8 April 2020 | SAHID DERMAWAN - SPV TSE BARAT | - |  | ACTIVE
193/VIII/14 | EH910 |  |  |  | GN00006640 | SANTOSA HOSPITAL KOPO | BANDUNG | JAWA BARAT | BANDUNG | MAIN UNIT | CUSTOMER | 7 October 2014 | SUKMA WIJAYA - TSE | 6 October 2014 |  | 7 October 2014 | SUKMA WIJAYA - TSE | - |  | INACTIVE
194/VIII/14 | EH910 |  |  |  | GN00006640 | SANTOSA HOSPITAL KOPO | BANDUNG | JAWA BARAT | BANDUNG | MAIN UNIT | CUSTOMER | 7 October 2014 | SUKMA WIJAYA - TSE | 7 October 2014 |  | 7 October 2014 | SUKMA WIJAYA - TSE | - |  | INACTIVE
195/VIII/14 | TE001 | INCUBATOR TSN910EHL | IMAGING | TESENA INOVINDO, PT | GN00001335 | RSUD WANGAYA | DENPASAR | BALI | DENPASAR | MAIN UNIT | CUSTOMER | - |  | 27 October 2014 |  | - |  | - |  | ACTIVE
196/VIII/14 | EH910 |  |  |  | GN00006640 | SANTOSA HOSPITAL KOPO | BANDUNG | JAWA BARAT | BANDUNG | MAIN UNIT | CUSTOMER | 7 October 2014 | SUKMA WIJAYA - TSE | 6 October 2014 |  | 7 October 2014 | SUKMA WIJAYA - TSE | - |  | INACTIVE
196127 | FA101 | Film Array TORCH 1 System | DIAGNOSTIC 1 | BIOFIRE DIAGNOSTICS | GN00002986 | RDC PUSAT - RAWAGELAM | PUSAT | DKI JAKARTA | JAKARTA TIMUR | MAIN UNIT | EMP | - |  | - |  | 30 March 2022 | LEO LANANG SIGIT - TSE CP | - |  | INACTIVE
197/VIII/14 | EH910 |  |  |  | GN00006640 | SANTOSA HOSPITAL KOPO | BANDUNG | JAWA BARAT | BANDUNG | MAIN UNIT | CUSTOMER | 7 October 2014 | SUKMA WIJAYA - TSE | 7 October 2014 |  | 7 October 2014 | SUKMA WIJAYA - TSE | - |  | INACTIVE
1972001 | MPESU | MEGA POWER ELECTROSURGICAL GENERATOR | IMAGING | MEGADYNE MEDICAL | GN00002966 | RSUD CALANG | BANDA ACEH | ACEH | BANDA ACEH | MAIN UNIT | CUSTOMER | 1 February 1990 | TRIYONO - TSE AREA BARAT | 1 January 2010 |  | 1 February 1990 | TRIYONO - TSE AREA BARAT | - |  | ACTIVE
198/IX/14 | TE001 | INCUBATOR TSN910EHL | IMAGING | TESENA INOVINDO, PT | GN00001335 | RSUD WANGAYA | DENPASAR | BALI | DENPASAR | MAIN UNIT | CUSTOMER | - |  | 27 October 2014 |  | - |  | - |  | ACTIVE
1985001 | MPESU | MEGA POWER ELECTROSURGICAL GENERATOR | IMAGING | MEGADYNE MEDICAL | GN00002966 | RSUD CALANG | BANDA ACEH | ACEH | BANDA ACEH | MAIN UNIT | CUSTOMER | 1 February 1990 | TRIYONO - TSE AREA BARAT | 1 January 2010 |  | 1 February 1990 | TRIYONO - TSE AREA BARAT | - |  | ACTIVE
199/IX/14T910SCEHL | EH910 |  |  |  | GN00003358 | RSU PRAYA | MATARAM | NUSA TENGGARA BARAT | PRAYA | MAIN UNIT | CUSTOMER | 12 November 2014 | HARI UDI RAHARJO - TSE | 12 November 2014 |  | 12 November 2014 | HARI UDI RAHARJO - TSE | - |  | INACTIVE
1DXC-1336 | DAVQ0 |  |  |  | GN00011539 | PG23 | PUSAT | DKI JAKARTA | JAKARTA TIMUR | MAIN UNIT | EMP | 16 March 2017 | TRIYONO - TSE AREA BARAT | 1 January 1900 |  | 16 March 2017 | TRIYONO - TSE AREA BARAT | - |  | INACTIVE
1DXC-2628 | 00400 |  |  |  | GN00003001 | PT. ENSEVAL MEDIKA PRIMA - HO | PUSAT | DKI JAKARTA | JAKARTA TIMUR | MAIN UNIT | EMP | - |  | 13 July 2017 |  | - |  | - |  | INACTIVE
1DXC1129 | 00400 |  |  |  | GN00011539 | PG23 | PUSAT | DKI JAKARTA | JAKARTA TIMUR | MAIN UNIT | EMP | 2 June 2016 | RAKHMAT | 1 January 1900 |  | 2 June 2016 | RAKHMAT | - |  | INACTIVE
1DXC1243 | DAVQ0 |  |  |  | GN00003001 | PT. ENSEVAL MEDIKA PRIMA - HO | PUSAT | DKI JAKARTA | JAKARTA TIMUR | MAIN UNIT | EMP | 20 August 2014 | RUDI RAHMADIAN FIRDAUS | 17 May 2017 |  | 20 August 2014 | RUDI RAHMADIAN FIRDAUS | 14 January 2025 | SAHID DERMAWAN - SPV TSE BARAT | INACTIVE
1DXC1247 | 00400 |  |  |  | GN00011539 | PG23 | PUSAT | DKI JAKARTA | JAKARTA TIMUR | MAIN UNIT | EMP | 21 April 2016 | ANDI ISMAIL - SPV TSE TIMUR | 1 January 1900 |  | 21 April 2016 | ANDI ISMAIL - SPV TSE TIMUR | - |  | INACTIVE
1DXC1310 | DAVQ0 |  |  |  | GN00002729 | PMI UTDC KODYA SBY | SURABAYA-2 | JAWA TIMUR | SURABAYA | MAIN UNIT | EMP | 1 February 1990 | NGATARI | 1 January 1900 |  | 1 February 1990 | NGATARI | - |  | INACTIVE
1DXC1312 | 00400 |  |  |  | GN00003001 | PT. ENSEVAL MEDIKA PRIMA - HO | PUSAT | DKI JAKARTA | JAKARTA TIMUR | MAIN UNIT | EMP | - |  | 12 May 2007 |  | - |  | - |  | INACTIVE
1DXC1335 | DAVQ0 |  |  |  | GN00011539 | PG23 | PUSAT | DKI JAKARTA | JAKARTA TIMUR | MAIN UNIT | EMP | 1 February 1990 | MUNADI - TSE | 1 January 1900 |  | 1 February 1990 | MUNADI - TSE | - |  | INACTIVE
1DXC1412 | 00400 |  |  |  | GN00000319 | RSUP H ADAM MALIK | MEDAN | SUMATERA UTARA | MEDAN | MAIN UNIT | EMP | 7 October 2015 | TRIYONO - TSE AREA BARAT | 25 June 2015 |  | 7 October 2015 | TRIYONO - TSE AREA BARAT | - |  | INACTIVE
1DXC1999 | 00400 |  |  |  | GN00002657 | PMI BANYUMAS | PURWOKERTO | JAWA TENGAH | BANYUMAS | MAIN UNIT | EMP | 28 September 2017 | SENDRA WIJAYA - IT | 3 May 2011 |  | 28 September 2017 | SENDRA WIJAYA - IT | - |  | INACTIVE
1DXC2359 | 00400 |  |  |  | GN00002985 | WORKSHOOP CSM PUSAT | PUSAT | DKI JAKARTA | JAKARTA TIMUR | MAIN UNIT | EMP | 23 October 2015 | NGATARI | 1 January 2018 |  | 23 October 2015 | NGATARI | 20 November 2024 | SAHID DERMAWAN - SPV TSE BARAT | INACTIVE
1DXC2508 | 00400 |  |  |  | GN00011539 | PG23 | PUSAT | DKI JAKARTA | JAKARTA TIMUR | MAIN UNIT | EMP | 2 June 2016 | RAKHMAT | 1 January 1900 |  | 2 June 2016 | RAKHMAT | - |  | INACTIVE
1DXC2522 | 00400 |  |  |  | GN00001745 | PMI GARUT | TASIKMALAYA | JAWA BARAT | GARUT | MAIN UNIT | EMP | 7 October 2015 | TRIYONO - TSE AREA BARAT | 25 May 2015 |  | 7 October 2015 | TRIYONO - TSE AREA BARAT | - |  | INACTIVE
1DXC2629 | 00400 |  |  |  | GN00002985 | WORKSHOOP CSM PUSAT | PUSAT | DKI JAKARTA | JAKARTA TIMUR | MAIN UNIT | EMP | 25 January 2017 | HARI UDI RAHARJO - TSE | 6 January 2015 |  | 25 January 2017 | HARI UDI RAHARJO - TSE | - |  | INACTIVE
1DXC2631 | 00400 |  |  |  | GN00003001 | PT. ENSEVAL MEDIKA PRIMA - HO | PUSAT | DKI JAKARTA | JAKARTA TIMUR | MAIN UNIT | EMP | 1 July 2014 | VAC - RACHMAT SUPARMAN | 2 July 2014 |  | 1 July 2014 | VAC - RACHMAT SUPARMAN | - |  | INACTIVE
1DXC2721 | DAVQ0 |  |  |  | GN00002655 | PMI CILACAP | PURWOKERTO | JAWA TENGAH | CILACAP | MAIN UNIT | EMP | 1 February 1990 | DIAN FEBRIYANA - TSE | 16 January 2014 |  | 1 February 1990 | DIAN FEBRIYANA - TSE | - |  | INACTIVE
2-00E66T-C0421 | SWD57 | WAX DISPENSER |  |  | GN00001987 | PT JAPFA COMFEED INDONESIA | BOGOR | JAWA BARAT | BOGOR | MAIN UNIT | CUSTOMER | - |  | 1 January 2010 |  | - |  | - |  | ACTIVE
2-0E652T-0295A | PMB58 |  |  |  | GN00006348 | TGR MOCHTAR RIADY INSTITUTE FOR N THE MOCHTAR RIAD | TANGERANG | BANTEN | TANGERANG | MAIN UNIT | CUSTOMER | 1 February 1990 | PETRUS SIMON | 1 January 1900 |  | 1 February 1990 | PETRUS SIMON | - |  | INACTIVE
2-0E652T-A0390 | CPB59 | PARAFFIN SECTION - ROUND BATH |  |  | GN00001877 | LAB CITO YOGYAKARTA ATMO | YOGYAKARTA | YOGYAKARTA | YOGYAKARTA | MAIN UNIT | CUSTOMER | 14 January 2015 | DIAN FEBRIYANA - TSE | 1 January 1900 |  | 14 January 2015 | DIAN FEBRIYANA - TSE | - |  | ACTIVE
2-0E652T-A0429 | PMB58 |  |  |  | GN00001918 | RS ISLAM KLATEN | YOGYAKARTA | YOGYAKARTA | YOGYAKARTA | MAIN UNIT | CUSTOMER | 17 April 2015 |  | 1 January 1900 |  | 17 April 2015 |  | - |  | INACTIVE
2-0E652T-A0443 | PMB58 |  |  |  | GN00004531 | RS KLINIK AMC FARMA | YOGYAKARTA | YOGYAKARTA | YOGYAKARTA | MAIN UNIT | CUSTOMER | 27 January 2015 | DIAN FEBRIYANA - TSE | 1 January 1900 |  | 27 January 2015 | DIAN FEBRIYANA - TSE | - |  | INACTIVE
2-0E652T-A0444 | FA012 | BM12 Analog Cyl Waterbath |  |  | GN00002921 | RS MITRA KELUARGA DEPOK ( RSMK ) | PEJATEN | JAWA BARAT | DEPOK | MAIN UNIT | CUSTOMER | 20 November 2015 | IBNUL AZIZ - TSE | 1 January 2012 |  | 20 November 2015 | IBNUL AZIZ - TSE | - |  | ACTIVE
2-0E652T-A0448 | PMB58 |  |  |  | GN00001672 | RSUD JAYAPURA | JAYAPURA | PAPUA | JAYAPURA | MAIN UNIT | CUSTOMER | - |  | 1 January 1900 |  | - |  | - |  | INACTIVE
2-0E652T-A0451 | PMB58 |  |  |  | GN00002818 | PT. INNOLAB SAINS INTERNATIONAL ( KALGEN INNOLAB ) | JAKARTA-1 | DKI JAKARTA | JAKARTA TIMUR | MAIN UNIT | CUSTOMER | 27 April 2015 | SURYADI | 1 January 2011 |  | 27 April 2015 | SURYADI | - |  | INACTIVE
2-181-0199 | F3612 |  |  |  | GN00002096 | RSUD TARAKAN | JAKARTA-2 | DKI JAKARTA | JAKARTA PUSAT | MAIN UNIT | CUSTOMER | 26 September 2016 |  | 1 May 2012 |  | 26 September 2016 |  | - |  | INACTIVE
2-181-0206 | F3412 | CIR 4 Place Analogic Round Cast Iron Hot Plate |  |  | GN00000944 | RS SANTOSA KEBON JATI | BANDUNG | JAWA BARAT | BANDUNG | MAIN UNIT | CUSTOMER | - |  | 11 January 2010 |  | - |  | - |  | ACTIVE
2-652-0143 | PMB58 |  |  |  | GN00002096 | RSUD TARAKAN | JAKARTA-2 | DKI JAKARTA | JAKARTA PUSAT | MAIN UNIT | CUSTOMER | 26 September 2016 |  | 1 May 2012 |  | 26 September 2016 |  | - |  | INACTIVE
2-652-0153 | CPB59 | PARAFFIN SECTION - ROUND BATH |  |  | GN00000944 | RS SANTOSA KEBON JATI | BANDUNG | JAWA BARAT | BANDUNG | MAIN UNIT | CUSTOMER | - |  | 11 January 2010 |  | - |  | - |  | ACTIVE
2-652-0174 | PMB58 |  |  |  | GN00002777 | RSU HAJI SURABAYA | SURABAYA-2 | JAWA TIMUR | SURABAYA | MAIN UNIT | CUSTOMER | - |  | 1 January 2007 |  | - |  | - |  | INACTIVE
2-E18.1T-A0542 | SDH61 | HOTPLATE-SLIDE DRYING 220V |  |  | GN00002178 | RSUD DR SOETOMO SURABAYA | SURABAYA-1 | JAWA TIMUR | SURABAYA | MAIN UNIT | CUSTOMER | - |  | 1 January 1900 |  | - |  | - |  | ACTIVE
2-E18.1T-A0836 | SDH61 | HOTPLATE-SLIDE DRYING 220V |  |  | GN00001672 | RSUD JAYAPURA | JAYAPURA | PAPUA | JAYAPURA | MAIN UNIT | CUSTOMER | 19 March 2015 | WISPI SIAGARI - TSE | 1 January 1900 |  | 19 March 2015 | WISPI SIAGARI - TSE | - |  | ACTIVE
2-E18.1T-A0837 | SDH61 | HOTPLATE-SLIDE DRYING 220V |  |  | GN00002818 | PT. INNOLAB SAINS INTERNATIONAL ( KALGEN INNOLAB ) | JAKARTA-1 | DKI JAKARTA | JAKARTA TIMUR | MAIN UNIT | CUSTOMER | 27 April 2015 | SURYADI | 1 January 2011 |  | 27 April 2015 | SURYADI | - |  | ACTIVE
2-E18.1T-A0893 | F3612 |  |  |  | GN00001987 | PT JAPFA COMFEED INDONESIA | BOGOR | JAWA BARAT | BOGOR | MAIN UNIT | CUSTOMER | - |  | 1 January 2012 |  | - |  | - |  | INACTIVE
2-E18.1T-A0933 | SDH61 | HOTPLATE-SLIDE DRYING 220V |  |  | GN00004531 | RS KLINIK AMC FARMA | YOGYAKARTA | YOGYAKARTA | YOGYAKARTA | MAIN UNIT | CUSTOMER | 27 January 2015 | DIAN FEBRIYANA - TSE | 1 January 1900 |  | 27 January 2015 | DIAN FEBRIYANA - TSE | - |  | ACTIVE
2-E18.IT-0478A | 9BM28 | Gen Box Jar 7 L | BIOSCIENCE | BIOMERIEUX SA | GN00006348 | TGR MOCHTAR RIADY INSTITUTE FOR N THE MOCHTAR RIAD | TANGERANG | BANTEN | TANGERANG | MAIN UNIT | CUSTOMER | 24 November 2014 | PETRUS SIMON | 1 January 1900 |  | 24 November 2014 | PETRUS SIMON | - |  | INACTIVE
2-E1812T-B0238 | MH063 |  |  |  | GN00001918 | RS ISLAM KLATEN | YOGYAKARTA | YOGYAKARTA | YOGYAKARTA | MAIN UNIT | CUSTOMER | 17 April 2015 |  | 1 January 1900 |  | 17 April 2015 |  | - |  | INACTIVE
2-OE652T-AO392 | PMB58 |  |  |  | GN00002178 | RSUD DR SOETOMO SURABAYA | SURABAYA-1 | JAWA TIMUR | SURABAYA | MAIN UNIT | CUSTOMER | - |  | 1 January 1900 |  | - |  | - |  | INACTIVE
2/X/13 | TE048 |  |  |  | GN00000069 | RSUD DR HI ABDUL MOELOEK | BANDAR LAMPUNG | LAMPUNG | BANDAR LAMPUNG | MAIN UNIT | CUSTOMER | - |  | 27 December 2013 |  | - |  | - |  | INACTIVE
20/X/14 | TE039 | EXAMINATION TSN 015 FHC | IMAGING | TESENA INOVINDO, PT | GN00000967 | RSUD CILILIN | BANDUNG | JAWA BARAT | BANDUNG BARAT | MAIN UNIT | CUSTOMER | 18 December 2014 | SUKMA WIJAYA - TSE | 18 December 2014 |  | 18 December 2014 | SUKMA WIJAYA - TSE | - |  | ACTIVE
200/IX/14 | TE001 | INCUBATOR TSN910EHL | IMAGING | TESENA INOVINDO, PT | GN00001335 | RSUD WANGAYA | DENPASAR | BALI | DENPASAR | MAIN UNIT | CUSTOMER | - |  | 27 October 2014 |  | - |  | - |  | ACTIVE
200/VII/12 | BD910 |  |  |  | GN00002406 | RUMKIT TK II DR. SOEDJONO | YOGYAKARTA | YOGYAKARTA | MAGELANG | MAIN UNIT | CUSTOMER | 3 December 2014 | DIAN FEBRIYANA - TSE | 24 December 2013 |  | 3 December 2014 | DIAN FEBRIYANA - TSE | - |  | INACTIVE
20000300223 | 80039 | NOVA FA-TECH | DIAGNOSTIC 2 | EPREDIA NETHERLANDS B.V | GN00002986 | RDC PUSAT - RAWAGELAM | PUSAT | DKI JAKARTA | JAKARTA TIMUR | MAIN UNIT | EMP | - |  | - |  | 26 October 2023 | LEO LANANG SIGIT - TSE CP | - |  | ACTIVE
2000500H0139 | H0104 | URINE ANALYSER H-500 | DIAGNOSTIC 2 | DIRUI MEDICAL INDONESIA, PT. | GN00002986 | RDC PUSAT - RAWAGELAM | PUSAT | DKI JAKARTA | JAKARTA TIMUR | MAIN UNIT | EMP | 22 February 2021 | NOVAN KURNIARTATO - TSE | - |  | 17 February 2021 | NOVAN KURNIARTATO - TSE | - |  | ACTIVE
200090130122 | 80039 | NOVA FA-TECH | DIAGNOSTIC 2 | EPREDIA NETHERLANDS B.V | GN00002986 | RDC PUSAT - RAWAGELAM | PUSAT | DKI JAKARTA | JAKARTA TIMUR | MAIN UNIT | EMP | - |  | - |  | 20 April 2022 | LEO LANANG SIGIT - TSE CP | - |  | INACTIVE
2000D0130122 | 80039 | NOVA FA-TECH | DIAGNOSTIC 2 | EPREDIA NETHERLANDS B.V | GN00000009 | RSU DR CIPTO MANGUNKUSUMO | JAKARTA-1 | DKI JAKARTA | JAKARTA PUSAT | MAIN UNIT | EMP | - |  | 3 January 2025 |  | 20 April 2022 | LEO LANANG SIGIT - TSE CP | 15 May 2025 | SAHID DERMAWAN - SPV TSE BARAT | ACTIVE
2000E1431223 | 80039 | NOVA FA-TECH | DIAGNOSTIC 2 | EPREDIA NETHERLANDS B.V | GN00002986 | RDC PUSAT - RAWAGELAM | PUSAT | DKI JAKARTA | JAKARTA TIMUR | MAIN UNIT | EMP | - |  | - |  | 9 February 2024 | LEO LANANG SIGIT - TSE CP | - |  | ACTIVE
2000E1441223 | 80039 | NOVA FA-TECH | DIAGNOSTIC 2 | EPREDIA NETHERLANDS B.V | GN00002986 | RDC PUSAT - RAWAGELAM | PUSAT | DKI JAKARTA | JAKARTA TIMUR | MAIN UNIT | EMP | - |  | - |  | 9 February 2024 | LEO LANANG SIGIT - TSE CP | - |  | ACTIVE
2001000FUS0307 | FUS10 | URINALYSIS HYBRID FUS1000 | DIAGNOSTIC 2 | DIRUI MEDICAL INDONESIA, PT. | GN00001707 | RSUD DR ISKAK TULUNGAGUNG | KEDIRI | JAWA TIMUR | TULUNGAGUNG | MAIN UNIT | EMP | 22 February 2021 | NOVAN KURNIARTATO - TSE | 15 February 2023 |  | 17 February 2021 | NOVAN KURNIARTATO - TSE | 23 October 2023 | ANDI ISMAIL - SPV TSE TIMUR | ACTIVE
2001000FUS0308 | FUS10 | URINALYSIS HYBRID FUS1000 | DIAGNOSTIC 2 | DIRUI MEDICAL INDONESIA, PT. | GN00000004 | RSUD BEKASI ( RSUD PEMERINTAH KOTA BEKASI ) | BEKASI | JAWA BARAT | BEKASI | MAIN UNIT | EMP | 22 February 2021 | NOVAN KURNIARTATO - TSE | 12 August 2024 |  | 17 February 2021 | NOVAN KURNIARTATO - TSE | 26 August 2024 | SAHID DERMAWAN - SPV TSE BARAT | ACTIVE
20012169 | 26001 | GEM PREMIER 3500 ANALYZER | DIAGNOSTIC 2 | WERFEN HONG KONG LIMITED | GN00001905 | RSUD TIDAR KAB MAGELANG | YOGYAKARTA | YOGYAKARTA | YOGYAKARTA | MAIN UNIT | CUSTOMER | 12 June 2020 | NOVAN KURNIARTATO - TSE | 22 June 2020 | RIDWAN - TSE | 12 June 2020 | NOVAN KURNIARTATO - TSE | 22 June 2020 | RIDWAN - TSE | ACTIVE
20024650 | AC111 | ACL ELITE PRO | DIAGNOSTIC 2 | WERFEN HONG KONG LIMITED | GN00002985 | WORKSHOOP CSM PUSAT | PUSAT | DKI JAKARTA | JAKARTA TIMUR | MAIN UNIT | EMP | - |  | 9 September 2022 | AZLI YUDHA - TSE | 4 February 2021 | LEO LANANG SIGIT - TSE CP | 25 November 2024 | SAHID DERMAWAN - SPV TSE BARAT | ACTIVE
20032620 | 26001 | GEM PREMIER 3500 ANALYZER | DIAGNOSTIC 2 | WERFEN HONG KONG LIMITED | GN00004351 | PT TIRTA MEDICALINDO | MEDAN | SUMATERA UTARA | MEDAN | MAIN UNIT | EMP | 12 June 2020 | NOVAN KURNIARTATO - TSE | 30 August 2020 | ABDUL KARIM - TSE | 12 June 2020 | NOVAN KURNIARTATO - TSE | 30 August 2020 | ABDUL KARIM - TSE | ACTIVE
20032621 | 26001 | GEM PREMIER 3500 ANALYZER | DIAGNOSTIC 2 | WERFEN HONG KONG LIMITED | GN00002178 | RSUD DR SOETOMO SURABAYA | SURABAYA-1 | JAWA TIMUR | SURABAYA | MAIN UNIT | EMP | 12 June 2020 | NOVAN KURNIARTATO - TSE | 10 August 2020 | SARWANDI - TSE | 12 June 2020 | NOVAN KURNIARTATO - TSE | 14 May 2025 | SAHID DERMAWAN - SPV TSE BARAT | ACTIVE
20032622 | 26001 | GEM PREMIER 3500 ANALYZER | DIAGNOSTIC 2 | WERFEN HONG KONG LIMITED | GN00000447 | RSU GUNUNG SITOLI | PEMATANG SIANTAR | SUMATERA UTARA | GUNUNGSITOLI | MAIN UNIT | CUSTOMER | - |  | 31 August 2020 | BARITA P-SIMAMORA - TSE | 5 June 2020 | NOVAN KURNIARTATO - TSE | 31 August 2020 | BARITA P-SIMAMORA - TSE | ACTIVE
20032623 | 26001 | GEM PREMIER 3500 ANALYZER | DIAGNOSTIC 2 | WERFEN HONG KONG LIMITED | GN00000529 | RSUD RA KARTINI | SEMARANG | JAWA TENGAH | JEPARA | MAIN UNIT | EMP | 12 June 2020 | NOVAN KURNIARTATO - TSE | 8 September 2020 | RIDWAN - TSE | 12 June 2020 | NOVAN KURNIARTATO - TSE | 22 September 2025 | SAHID DERMAWAN - SPV TSE BARAT | ACTIVE
20032744 | 26001 | GEM PREMIER 3500 ANALYZER | DIAGNOSTIC 2 | WERFEN HONG KONG LIMITED | GN00000135 | RSUD SEKAYU | PALEMBANG | SUMATERA SELATAN | SEKAYU | MAIN UNIT | EMP | - |  | 11 November 2020 | AZLI YUDHA - TSE | 3 June 2020 | NOVAN KURNIARTATO - TSE | 11 November 2020 | AZLI YUDHA - TSE | ACTIVE
20032745 | 26001 | GEM PREMIER 3500 ANALYZER | DIAGNOSTIC 2 | WERFEN HONG KONG LIMITED | GN00000658 | RSUD DR DORIS SYLVANUS | BANJARMASIN | KALIMANTAN TENGAH | PALANGKA RAYA | MAIN UNIT | EMP | - |  | 5 December 2020 | SARWANDI - TSE | 3 June 2020 | NOVAN KURNIARTATO - TSE | 5 December 2020 | SARWANDI - TSE | ACTIVE
20032746 | 26001 | GEM PREMIER 3500 ANALYZER | DIAGNOSTIC 2 | WERFEN HONG KONG LIMITED | GN00003455 | LABKESDA PROPINSI JAMBI | JAMBI | JAMBI | JAMBI | MAIN UNIT | CUSTOMER | - |  | 26 January 2021 | ABDI PUTRA - TSE | 3 June 2020 | NOVAN KURNIARTATO - TSE | 26 January 2021 | ABDI PUTRA - TSE | ACTIVE
20042034 | JS002 | BIOHAZARD SAFETY CABINET TYPE A2 (1200 MM) | DIAGNOSTIC 2 | JS RESEARCH INC. | GN00002199 | RS PHC SURABAYA | SURABAYA-1 | JAWA TIMUR | SURABAYA | MAIN UNIT | CUSTOMER | 18 June 2020 | NOVAN KURNIARTATO - TSE | 29 June 2020 | MIKKI FAHRIZI - TSE | 18 June 2020 | NOVAN KURNIARTATO - TSE | 29 June 2020 | MIKKI FAHRIZI - TSE | ACTIVE
20042035 | JS002 | BIOHAZARD SAFETY CABINET TYPE A2 (1200 MM) | DIAGNOSTIC 2 | JS RESEARCH INC. | GN00001411 | RSU LARANTUKA | KUPANG | NUSA TENGGARA TIMUR | FLORES TIMUR | MAIN UNIT | CUSTOMER | 18 June 2020 | NOVAN KURNIARTATO - TSE | 6 April 2021 | YUNAN ARIMUNTIAN - TSE | 18 June 2020 | NOVAN KURNIARTATO - TSE | 6 April 2021 | YUNAN ARIMUNTIAN - TSE | ACTIVE
20042036 | JS002 | BIOHAZARD SAFETY CABINET TYPE A2 (1200 MM) | DIAGNOSTIC 2 | JS RESEARCH INC. | GN00000675 | RSUD TARAKAN | SAMARINDA | KALIMANTAN TIMUR | SAMARINDA | MAIN UNIT | CUSTOMER | 18 June 2020 | NOVAN KURNIARTATO - TSE | 31 July 2020 | SARWANDI - TSE | 18 June 2020 | NOVAN KURNIARTATO - TSE | 31 July 2020 | SARWANDI - TSE | ACTIVE
20042037 | JS002 | BIOHAZARD SAFETY CABINET TYPE A2 (1200 MM) | DIAGNOSTIC 2 | JS RESEARCH INC. | GN00002806 | RS PUSAT OTAK NASIONAL | JAKARTA-1 | DKI JAKARTA | JAKARTA TIMUR | MAIN UNIT | CUSTOMER | 18 June 2020 | NOVAN KURNIARTATO - TSE | - |  | 18 June 2020 | NOVAN KURNIARTATO - TSE | 25 October 2022 | NURIL MAGHFIROH - TSE CSR | ACTIVE
20042038 | JS002 | BIOHAZARD SAFETY CABINET TYPE A2 (1200 MM) | DIAGNOSTIC 2 | JS RESEARCH INC. | GN00002806 | RS PUSAT OTAK NASIONAL | JAKARTA-1 | DKI JAKARTA | JAKARTA TIMUR | MAIN UNIT | CUSTOMER | 18 June 2020 | NOVAN KURNIARTATO - TSE | - |  | 18 June 2020 | NOVAN KURNIARTATO - TSE | 25 October 2022 | NURIL MAGHFIROH - TSE CSR | ACTIVE
20042039 | JS002 | BIOHAZARD SAFETY CABINET TYPE A2 (1200 MM) | DIAGNOSTIC 2 | JS RESEARCH INC. | GN00010834 | RSUD. KABUPATEN BANGGAI | PALU | SULAWESI TENGAH | PALU | MAIN UNIT | CUSTOMER | 18 June 2020 | NOVAN KURNIARTATO - TSE | 11 August 2020 | PHILIP LAKRISNA - TSE | 18 June 2020 | NOVAN KURNIARTATO - TSE | 11 August 2020 | PHILIP LAKRISNA - TSE | ACTIVE
20042040 | JS002 | BIOHAZARD SAFETY CABINET TYPE A2 (1200 MM) | DIAGNOSTIC 2 | JS RESEARCH INC. | GN00001026 | RS ISLAM CEMPAKA PUTIH ( RS. ISLAM JAKARTA ) | JAKARTA-1 | DKI JAKARTA | JAKARTA PUSAT | MAIN UNIT | CUSTOMER | 18 June 2020 | NOVAN KURNIARTATO - TSE | 9 July 2020 | MOHAMAD SUKARJO - TSE CP | 18 June 2020 | NOVAN KURNIARTATO - TSE | 9 July 2020 | MOHAMAD SUKARJO - TSE CP | ACTIVE
20042041 | JS002 | BIOHAZARD SAFETY CABINET TYPE A2 (1200 MM) | DIAGNOSTIC 2 | JS RESEARCH INC. | GN00002986 | RDC PUSAT - RAWAGELAM | PUSAT | DKI JAKARTA | JAKARTA TIMUR | MAIN UNIT | EMP | 18 June 2020 | NOVAN KURNIARTATO - TSE | - |  | 18 June 2020 | NOVAN KURNIARTATO - TSE | - |  | ACTIVE
20050611 | JS001 | BIO SAFE-CAB TYPE-A2 900 | DIAGNOSTIC 2 | JS RESEARCH INC. | GN00002708 | Lab Parahita Dharmawangsa Sby | SURABAYA-2 | JAWA TIMUR |  | MAIN UNIT | CUSTOMER | 18 June 2020 | NOVAN KURNIARTATO - TSE | 30 June 2020 | MIKKI FAHRIZI - TSE | 18 June 2020 | NOVAN KURNIARTATO - TSE | 30 June 2020 | MIKKI FAHRIZI - TSE | ACTIVE
20050612 | JS001 | BIO SAFE-CAB TYPE-A2 900 | DIAGNOSTIC 2 | JS RESEARCH INC. | GN20110005 | PT FORSTA KALMEDIC GLOBAL | PUSAT | DKI JAKARTA | JAKARTA TIMUR | MAIN UNIT | CUSTOMER | 18 June 2020 | NOVAN KURNIARTATO - TSE | 28 September 2021 | ARDI HERMAWAN - TSE CP | 18 June 2020 | NOVAN KURNIARTATO - TSE | 28 September 2021 | ARDI HERMAWAN - TSE CP | ACTIVE
20054671 | AC111 | ACL ELITE PRO | DIAGNOSTIC 2 | WERFEN HONG KONG LIMITED | GN00007920 | RSUD TEUKU UMAR CALANG | BANDA ACEH | ACEH | BANDA ACEH | MAIN UNIT | EMP | - |  | 7 March 2022 |  | 2 February 2021 | LEO LANANG SIGIT - TSE CP | 14 December 2023 | SAHID DERMAWAN - SPV TSE BARAT | ACTIVE
20054672 | AC111 | ACL ELITE PRO | DIAGNOSTIC 2 | WERFEN HONG KONG LIMITED | GN00000165 | RSU RADEN MATTAHER | JAMBI | JAMBI | JAMBI |  | EMP | - |  | 7 December 2023 |  | 2 February 2021 | LEO LANANG SIGIT - TSE CP | 21 May 2025 | SAHID DERMAWAN - SPV TSE BARAT | ACTIVE
2007003 | NI20P | DOPPLER FETUS DETECTOR KD 250 | IMAGING | NAKAMURA MEDICAL | GN00000526 | RSUD KOTA SEMARANG | SEMARANG | JAWA TENGAH | SEMARANG | MAIN UNIT | CUSTOMER | 21 April 2022 | ANTONIUS SAGITA - KALIBRASI | 29 December 2021 | ANDRIAS NUGROHO - TSE | 15 December 2021 | ANTONIUS SAGITA - KALIBRASI | 21 April 2022 | ANTONIUS SAGITA - KALIBRASI | ACTIVE
2007004 | NI20P | DOPPLER FETUS DETECTOR KD 250 | IMAGING | NAKAMURA MEDICAL | GN18110016 | PT. ENSEVAL MEDIKA PRIMA ( SURABAYA -1 ) | SURABAYA-1 | JAWA TIMUR | SURABAYA | MAIN UNIT | EMP | - |  | 5 August 2022 | MIKKI FAHRIZI - TSE | 18 July 2022 | ANTONIUS SAGITA - KALIBRASI | 5 August 2022 | MIKKI FAHRIZI - TSE | ACTIVE
2007005 | NI20P | DOPPLER FETUS DETECTOR KD 250 | IMAGING | NAKAMURA MEDICAL | GN00003001 | PT. ENSEVAL MEDIKA PRIMA - HO | PUSAT | DKI JAKARTA | JAKARTA TIMUR | MAIN UNIT | EMP | - |  | - |  | 18 July 2022 | ANTONIUS SAGITA - KALIBRASI | - |  | ACTIVE
2007010 | NI20P | DOPPLER FETUS DETECTOR KD 250 | IMAGING | NAKAMURA MEDICAL | GN00001080 | RS HERMINA GALAXY | BEKASI | JAWA BARAT | BEKASI | MAIN UNIT | CUSTOMER | - |  | 19 May 2022 | GATOT SURYA ADIPUTRA - TSE | 17 May 2022 | ARIEF SETIAWAN - TSE CP | 19 May 2022 | GATOT SURYA ADIPUTRA - TSE | ACTIVE
2007014 | NI20P | DOPPLER FETUS DETECTOR KD 250 | IMAGING | NAKAMURA MEDICAL | GN00001104 | RS Pantai Indah Kapuk (PIK) | JAKARTA-2 | DKI JAKARTA | JAKARTA UTARA | MAIN UNIT | CUSTOMER | - |  | 27 April 2022 | MUHAMMAD FAJAR - TSE | 18 April 2022 | ARIEF SETIAWAN - TSE CP | 27 April 2022 | MUHAMMAD FAJAR - TSE | ACTIVE
2007015 | NI20P | DOPPLER FETUS DETECTOR KD 250 | IMAGING | NAKAMURA MEDICAL | GN22040010 | RS MITRA KELUARGA - DELTAMAS | BEKASI | JAWA BARAT | BEKASI | MAIN UNIT | CUSTOMER | - |  | 11 July 2022 | GATOT SURYA ADIPUTRA - TSE | 18 April 2022 | ARIEF SETIAWAN - TSE CP | 11 July 2022 | GATOT SURYA ADIPUTRA - TSE | ACTIVE
2007016 | NI20P | DOPPLER FETUS DETECTOR KD 250 | IMAGING | NAKAMURA MEDICAL | GN00002986 | RDC PUSAT - RAWAGELAM | PUSAT | DKI JAKARTA | JAKARTA TIMUR | MAIN UNIT | EMP | - |  | - |  | 18 April 2022 | ARIEF SETIAWAN - TSE CP | - |  | ACTIVE
2007017 | NI20P | DOPPLER FETUS DETECTOR KD 250 | IMAGING | NAKAMURA MEDICAL | GN00002986 | RDC PUSAT - RAWAGELAM | PUSAT | DKI JAKARTA | JAKARTA TIMUR | MAIN UNIT | EMP | - |  | - |  | 18 April 2022 | ARIEF SETIAWAN - TSE CP | - |  | ACTIVE
2007018 | NI20P | DOPPLER FETUS DETECTOR KD 250 | IMAGING | NAKAMURA MEDICAL | GN00001908 | RSUD PANEMBAHAN SENOPATI | YOGYAKARTA | YOGYAKARTA | YOGYAKARTA | MAIN UNIT | CUSTOMER | - |  | 20 May 2022 | DIAN FEBRIYANA - TSE | 18 April 2022 | ARIEF SETIAWAN - TSE CP | 20 May 2022 | DIAN FEBRIYANA - TSE | ACTIVE
2007019 | NI20P | DOPPLER FETUS DETECTOR KD 250 | IMAGING | NAKAMURA MEDICAL | GN00001908 | RSUD PANEMBAHAN SENOPATI | YOGYAKARTA | YOGYAKARTA | YOGYAKARTA | MAIN UNIT | CUSTOMER | - |  | 20 May 2022 | DIAN FEBRIYANA - TSE | 18 April 2022 | ARIEF SETIAWAN - TSE CP | 20 May 2022 | DIAN FEBRIYANA - TSE | ACTIVE
2007020 | NI20P | DOPPLER FETUS DETECTOR KD 250 | IMAGING | NAKAMURA MEDICAL | GN00001908 | RSUD PANEMBAHAN SENOPATI | YOGYAKARTA | YOGYAKARTA | YOGYAKARTA | MAIN UNIT | CUSTOMER | - |  | 20 May 2022 | DIAN FEBRIYANA - TSE | 18 April 2022 | ARIEF SETIAWAN - TSE CP | 20 May 2022 | DIAN FEBRIYANA - TSE | ACTIVE
2007021 | NI20P | DOPPLER FETUS DETECTOR KD 250 | IMAGING | NAKAMURA MEDICAL | GN00001908 | RSUD PANEMBAHAN SENOPATI | YOGYAKARTA | YOGYAKARTA | YOGYAKARTA | MAIN UNIT | CUSTOMER | - |  | 20 May 2022 | DIAN FEBRIYANA - TSE | 18 April 2022 | ARIEF SETIAWAN - TSE CP | 20 May 2022 | DIAN FEBRIYANA - TSE | ACTIVE
2007022 | NI20P | DOPPLER FETUS DETECTOR KD 250 | IMAGING | NAKAMURA MEDICAL | GN00000954 | RSIA HERMINA PASTEUR | BANDUNG | JAWA BARAT | BANDUNG | MAIN UNIT | CUSTOMER | - |  | 24 May 2022 | ARBIANSYAH - TSE | 18 April 2022 | ARIEF SETIAWAN - TSE CP | 24 May 2022 | ARBIANSYAH - TSE | ACTIVE
2007023 | NI20P | DOPPLER FETUS DETECTOR KD 250 | IMAGING | NAKAMURA MEDICAL | GN21060007 | EKA HOSPITAL CIBUBUR | DEPOK | JAWA BARAT | DEPOK | MAIN UNIT | CUSTOMER | - |  | 12 July 2022 | MUHAMMAD FAJAR - TSE | 18 April 2022 | ARIEF SETIAWAN - TSE CP | 12 July 2022 | MUHAMMAD FAJAR - TSE | ACTIVE
2007024 | NI20P | DOPPLER FETUS DETECTOR KD 250 | IMAGING | NAKAMURA MEDICAL | GN00001970 | RSIA HERMINA BEKASI | BEKASI | JAWA BARAT | BEKASI | MAIN UNIT | CUSTOMER | - |  | 19 August 2022 | GATOT SURYA ADIPUTRA - TSE | 18 April 2022 | ARIEF SETIAWAN - TSE CP | 19 August 2022 | GATOT SURYA ADIPUTRA - TSE | ACTIVE
2007025 | NI20P | DOPPLER FETUS DETECTOR KD 250 | IMAGING | NAKAMURA MEDICAL | GN18080023 | RS. OMNI HOSPITALS PEKAYON | BEKASI | JAWA BARAT | BEKASI | MAIN UNIT | CUSTOMER | - |  | 18 August 2022 | GATOT SURYA ADIPUTRA - TSE | 18 April 2022 | ARIEF SETIAWAN - TSE CP | 18 August 2022 | GATOT SURYA ADIPUTRA - TSE | ACTIVE
2007026 | NI20P | DOPPLER FETUS DETECTOR KD 250 | IMAGING | NAKAMURA MEDICAL | GN18080023 | RS. OMNI HOSPITALS PEKAYON | BEKASI | JAWA BARAT | BEKASI | MAIN UNIT | CUSTOMER | - |  | 18 August 2022 | GATOT SURYA ADIPUTRA - TSE | 20 July 2022 | ARIEF SETIAWAN - TSE CP | 18 August 2022 | GATOT SURYA ADIPUTRA - TSE | ACTIVE
2007027 | NI20P | DOPPLER FETUS DETECTOR KD 250 | IMAGING | NAKAMURA MEDICAL | GN22080048 | PUSKESMAS TAMBAK II | PURWOKERTO | JAWA TENGAH | PURWOKERTO | MAIN UNIT | CUSTOMER | - |  | 10 October 2022 | RIDWAN - TSE | 20 July 2022 | ARIEF SETIAWAN - TSE CP | 10 October 2022 | RIDWAN - TSE | ACTIVE
2007028 | NI20P | DOPPLER FETUS DETECTOR KD 250 | IMAGING | NAKAMURA MEDICAL | GN00002986 | RDC PUSAT - RAWAGELAM | PUSAT | DKI JAKARTA | JAKARTA TIMUR | MAIN UNIT | EMP | - |  | - |  | 20 July 2022 | ARIEF SETIAWAN - TSE CP | - |  | ACTIVE
2007029 | NI20P | DOPPLER FETUS DETECTOR KD 250 | IMAGING | NAKAMURA MEDICAL | GN00001214 | RSUD AJIBARANG | PURWOKERTO | JAWA TENGAH | BANYUMAS | MAIN UNIT | CUSTOMER | - |  | 3 October 2022 | RIDWAN - TSE | 16 September 2022 | ARIEF SETIAWAN - TSE CP | 3 October 2022 | RIDWAN - TSE | ACTIVE
2007030 | NI20P | DOPPLER FETUS DETECTOR KD 250 | IMAGING | NAKAMURA MEDICAL | GN00011332 | PUSKESMAS BATURADEN II | PURWOKERTO | JAWA TENGAH | UNKNOWN | MAIN UNIT | CUSTOMER | - |  | 11 October 2022 | RIDWAN - TSE | 20 July 2022 | ARIEF SETIAWAN - TSE CP | 11 October 2022 | RIDWAN - TSE | ACTIVE
2007031 | NI20P | DOPPLER FETUS DETECTOR KD 250 | IMAGING | NAKAMURA MEDICAL | GN22080049 | PUSKEMAS KEMBARAN II | PURWOKERTO | JAWA TENGAH | PURWOKERTO | MAIN UNIT | CUSTOMER | - |  | 10 October 2022 | RIDWAN - TSE | 20 July 2022 | ARIEF SETIAWAN - TSE CP | 10 October 2022 | RIDWAN - TSE | ACTIVE
2007032 | NI20P | DOPPLER FETUS DETECTOR KD 250 | IMAGING | NAKAMURA MEDICAL | GN00011333 | PUSKESMAS SOKARAJA I | PURWOKERTO | JAWA TENGAH | UNKNOWN | MAIN UNIT | CUSTOMER | - |  | 11 October 2022 | RIDWAN - TSE | 20 July 2022 | ARIEF SETIAWAN - TSE CP | 11 October 2022 | RIDWAN - TSE | ACTIVE
2007033 | NI20P | DOPPLER FETUS DETECTOR KD 250 | IMAGING | NAKAMURA MEDICAL | GN00011343 | PUSKESMAS KARANG LEWAS | PURWOKERTO | JAWA TENGAH | UNKNOWN | MAIN UNIT | CUSTOMER | - |  | 11 October 2022 | RIDWAN - TSE | 20 July 2022 | ARIEF SETIAWAN - TSE CP | 11 October 2022 | RIDWAN - TSE | ACTIVE
2007034 | NI20P | DOPPLER FETUS DETECTOR KD 250 | IMAGING | NAKAMURA MEDICAL | GN00011341 | PUSKESMAS PURWOKERTO UTARA I | PURWOKERTO | JAWA TENGAH | UNKNOWN | MAIN UNIT | CUSTOMER | - |  | 11 October 2022 | RIDWAN - TSE | 20 July 2022 | ARIEF SETIAWAN - TSE CP | 11 October 2022 | RIDWAN - TSE | ACTIVE
2007035 | NI20P | DOPPLER FETUS DETECTOR KD 250 | IMAGING | NAKAMURA MEDICAL | GN00012102 | RSUD IDAMAN BANJARBARU | BANJARMASIN | KALIMANTAN SELATAN | BANJARMASIN | MAIN UNIT | CUSTOMER | - |  | 3 October 2022 | AHMAD FATKHUDIN - TSE | 20 July 2022 | ARIEF SETIAWAN - TSE CP | 3 October 2022 | AHMAD FATKHUDIN - TSE | ACTIVE
2007036 | NI20P | DOPPLER FETUS DETECTOR KD 250 | IMAGING | NAKAMURA MEDICAL | GN00012102 | RSUD IDAMAN BANJARBARU | BANJARMASIN | KALIMANTAN SELATAN | BANJARMASIN | MAIN UNIT | CUSTOMER | - |  | 3 October 2022 | AHMAD FATKHUDIN - TSE | 20 July 2022 | ARIEF SETIAWAN - TSE CP | 3 October 2022 | AHMAD FATKHUDIN - TSE | ACTIVE
2007044 | NI20P | DOPPLER FETUS DETECTOR KD 250 | IMAGING | NAKAMURA MEDICAL | GN00012102 | RSUD IDAMAN BANJARBARU | BANJARMASIN | KALIMANTAN SELATAN | BANJARMASIN | MAIN UNIT | CUSTOMER | - |  | 3 October 2022 | AHMAD FATKHUDIN - TSE | 29 August 2022 | ANTONIUS SAGITA - KALIBRASI | 3 October 2022 | AHMAD FATKHUDIN - TSE | ACTIVE
2007045 | NI20P | DOPPLER FETUS DETECTOR KD 250 | IMAGING | NAKAMURA MEDICAL | GN00012102 | RSUD IDAMAN BANJARBARU | BANJARMASIN | KALIMANTAN SELATAN | BANJARMASIN | MAIN UNIT | CUSTOMER | - |  | 3 October 2022 | AHMAD FATKHUDIN - TSE | 29 August 2022 | ANTONIUS SAGITA - KALIBRASI | 3 October 2022 | AHMAD FATKHUDIN - TSE | ACTIVE
2007046 | NI20P | DOPPLER FETUS DETECTOR KD 250 | IMAGING | NAKAMURA MEDICAL | GN00000974 | RSUP HASAN SADIKIN ( RSHS ) | BANDUNG | JAWA BARAT | BANDUNG | MAIN UNIT | CUSTOMER | - |  | 11 October 2022 | ARBIANSYAH - TSE | 29 August 2022 | ANTONIUS SAGITA - KALIBRASI | 11 October 2022 | ARBIANSYAH - TSE | ACTIVE
2007047 | NI20P | DOPPLER FETUS DETECTOR KD 250 | IMAGING | NAKAMURA MEDICAL | GN00000974 | RSUP HASAN SADIKIN ( RSHS ) | BANDUNG | JAWA BARAT | BANDUNG | MAIN UNIT | CUSTOMER | - |  | 11 October 2022 | ARBIANSYAH - TSE | 29 August 2022 | ANTONIUS SAGITA - KALIBRASI | 11 October 2022 | ARBIANSYAH - TSE | ACTIVE
2007048 | NI20P | DOPPLER FETUS DETECTOR KD 250 | IMAGING | NAKAMURA MEDICAL | GN00000974 | RSUP HASAN SADIKIN ( RSHS ) | BANDUNG | JAWA BARAT | BANDUNG | MAIN UNIT | CUSTOMER | - |  | 11 October 2022 | ARBIANSYAH - TSE | 29 August 2022 | ANTONIUS SAGITA - KALIBRASI | 11 October 2022 | ARBIANSYAH - TSE | ACTIVE
2007049 | NI20P | DOPPLER FETUS DETECTOR KD 250 | IMAGING | NAKAMURA MEDICAL | GN00000954 | RSIA HERMINA PASTEUR | BANDUNG | JAWA BARAT | BANDUNG | MAIN UNIT | CUSTOMER | - |  | 16 March 2023 | ARBIANSYAH - TSE | 29 August 2022 | ANTONIUS SAGITA - KALIBRASI | 20 October 2023 | SAHID DERMAWAN - SPV TSE BARAT | ACTIVE
2007050 | NI20P | DOPPLER FETUS DETECTOR KD 250 | IMAGING | NAKAMURA MEDICAL | GN00005234 | RSIA ZAINAB | PEKAN BARU | RIAU | PEKANBARU | MAIN UNIT | CUSTOMER | - |  | 25 October 2022 | RUDI SETIAWAN - TSE | 29 August 2022 | ANTONIUS SAGITA - KALIBRASI | 25 October 2022 | RUDI SETIAWAN - TSE | ACTIVE
2007051 | NI20P | DOPPLER FETUS DETECTOR KD 250 | IMAGING | NAKAMURA MEDICAL | GN00001214 | RSUD AJIBARANG | PURWOKERTO | JAWA TENGAH | BANYUMAS | MAIN UNIT | CUSTOMER | - |  | 3 October 2022 | RIDWAN - TSE | 16 September 2022 | ARIEF SETIAWAN - TSE CP | 3 October 2022 | RIDWAN - TSE | ACTIVE
2007052 | NI20P | DOPPLER FETUS DETECTOR KD 250 | IMAGING | NAKAMURA MEDICAL | GN00002986 | RDC PUSAT - RAWAGELAM | PUSAT | DKI JAKARTA | JAKARTA TIMUR | MAIN UNIT | EMP | - |  | - |  | 16 September 2022 | ARIEF SETIAWAN - TSE CP | - |  | ACTIVE
2007053 | NI20P | DOPPLER FETUS DETECTOR KD 250 | IMAGING | NAKAMURA MEDICAL | GN00002986 | RDC PUSAT - RAWAGELAM | PUSAT | DKI JAKARTA | JAKARTA TIMUR | MAIN UNIT | EMP | - |  | - |  | 16 September 2022 | ARIEF SETIAWAN - TSE CP | - |  | ACTIVE
2007054 | NI20P | DOPPLER FETUS DETECTOR KD 250 | IMAGING | NAKAMURA MEDICAL | GN00000974 | RSUP HASAN SADIKIN ( RSHS ) | BANDUNG | JAWA BARAT | BANDUNG | MAIN UNIT | CUSTOMER | - |  | 25 October 2022 | ARBIANSYAH - TSE | 16 September 2022 | ARIEF SETIAWAN - TSE CP | 25 October 2022 | ARBIANSYAH - TSE | ACTIVE
2007055 | NI20P | DOPPLER FETUS DETECTOR KD 250 | IMAGING | NAKAMURA MEDICAL | GN00002986 | RDC PUSAT - RAWAGELAM | PUSAT | DKI JAKARTA | JAKARTA TIMUR | MAIN UNIT | EMP | - |  | - |  | 16 September 2022 | ARIEF SETIAWAN - TSE CP | - |  | ACTIVE
2007056 | NI20P | DOPPLER FETUS DETECTOR KD 250 | IMAGING | NAKAMURA MEDICAL | GN00002986 | RDC PUSAT - RAWAGELAM | PUSAT | DKI JAKARTA | JAKARTA TIMUR | MAIN UNIT | EMP | - |  | - |  | 16 September 2022 | ARIEF SETIAWAN - TSE CP | - |  | ACTIVE
2007057 | NI20P | DOPPLER FETUS DETECTOR KD 250 | IMAGING | NAKAMURA MEDICAL | GN00002986 | RDC PUSAT - RAWAGELAM | PUSAT | DKI JAKARTA | JAKARTA TIMUR | MAIN UNIT | EMP | - |  | - |  | 16 September 2022 | ARIEF SETIAWAN - TSE CP | - |  | ACTIVE
2007058 | NI20P | DOPPLER FETUS DETECTOR KD 250 | IMAGING | NAKAMURA MEDICAL | GN00002986 | RDC PUSAT - RAWAGELAM | PUSAT | DKI JAKARTA | JAKARTA TIMUR | MAIN UNIT | EMP | - |  | - |  | 16 September 2022 | ARIEF SETIAWAN - TSE CP | - |  | ACTIVE
2007059 | NI20P | DOPPLER FETUS DETECTOR KD 250 | IMAGING | NAKAMURA MEDICAL | GN00002986 | RDC PUSAT - RAWAGELAM | PUSAT | DKI JAKARTA | JAKARTA TIMUR | MAIN UNIT | EMP | - |  | - |  | 16 September 2022 | ARIEF SETIAWAN - TSE CP | - |  | ACTIVE
2007060 | NI20P | DOPPLER FETUS DETECTOR KD 250 | IMAGING | NAKAMURA MEDICAL | GN00002986 | RDC PUSAT - RAWAGELAM | PUSAT | DKI JAKARTA | JAKARTA TIMUR | MAIN UNIT | EMP | - |  | - |  | 16 September 2022 | ARIEF SETIAWAN - TSE CP | - |  | ACTIVE
2007061 | NI20P | DOPPLER FETUS DETECTOR KD 250 | IMAGING | NAKAMURA MEDICAL | GN00000954 | RSIA HERMINA PASTEUR | BANDUNG | JAWA BARAT | BANDUNG | MAIN UNIT | CUSTOMER | - |  | 16 March 2023 | ARBIANSYAH - TSE | 16 September 2022 | ARIEF SETIAWAN - TSE CP | 20 October 2023 | SAHID DERMAWAN - SPV TSE BARAT | ACTIVE
2007062 | NI20P | DOPPLER FETUS DETECTOR KD 250 | IMAGING | NAKAMURA MEDICAL | GN00002986 | RDC PUSAT - RAWAGELAM | PUSAT | DKI JAKARTA | JAKARTA TIMUR | MAIN UNIT | EMP | - |  | - |  | 16 September 2022 | ARIEF SETIAWAN - TSE CP | - |  | ACTIVE
20070621 | JS002 | BIOHAZARD SAFETY CABINET TYPE A2 (1200 MM) | DIAGNOSTIC 2 | JS RESEARCH INC. | GN00005325 | RS DIAN HARAPAN | JAYAPURA | PAPUA | JAYAPURA | MAIN UNIT | CUSTOMER | 13 August 2020 | NOVAN KURNIARTATO - TSE | 20 October 2020 | AUGESTA NANDA PRADANA - TSE | 11 August 2020 | NOVAN KURNIARTATO - TSE | 20 October 2020 | AUGESTA NANDA PRADANA - TSE | ACTIVE
20070622 | JS002 | BIOHAZARD SAFETY CABINET TYPE A2 (1200 MM) | DIAGNOSTIC 2 | JS RESEARCH INC. | GN00003130 | RS UNIVERSITAS MUHAMMADIYAH MALANG | MALANG | JAWA TIMUR | MALANG | MAIN UNIT | CUSTOMER | 13 August 2020 | NOVAN KURNIARTATO - TSE | 30 September 2020 | AHMAD FATKHUDIN - TSE | 11 August 2020 | NOVAN KURNIARTATO - TSE | 30 September 2020 | AHMAD FATKHUDIN - TSE | ACTIVE
20070623 | JS002 | BIOHAZARD SAFETY CABINET TYPE A2 (1200 MM) | DIAGNOSTIC 2 | JS RESEARCH INC. | GN00003801 | RSU DR H SOEWONDO KENDAL | SEMARANG | JAWA TENGAH | SEMARANG | MAIN UNIT | CUSTOMER | 13 August 2020 | NOVAN KURNIARTATO - TSE | 11 September 2020 | MUNADI - TSE | 11 August 2020 | NOVAN KURNIARTATO - TSE | 11 September 2020 | MUNADI - TSE | ACTIVE
20070624 | JS002 | BIOHAZARD SAFETY CABINET TYPE A2 (1200 MM) | DIAGNOSTIC 2 | JS RESEARCH INC. | GN00000719 | RS PUPUK KALTIM | SAMARINDA | KALIMANTAN TIMUR | SAMARINDA | MAIN UNIT | CUSTOMER | 13 August 2020 | NOVAN KURNIARTATO - TSE | 5 October 2020 | SARWANDI - TSE | 11 August 2020 | NOVAN KURNIARTATO - TSE | 5 October 2020 | SARWANDI - TSE | ACTIVE
20070625 | JS002 | BIOHAZARD SAFETY CABINET TYPE A2 (1200 MM) | DIAGNOSTIC 2 | JS RESEARCH INC. | GN00002464 | RSUD DR HARJONO S PONOROGO | KEDIRI | JAWA TIMUR | PONOROGO | MAIN UNIT | CUSTOMER | 13 August 2020 | NOVAN KURNIARTATO - TSE | 28 April 2021 | TEGAR PANDU - TSE | 11 August 2020 | NOVAN KURNIARTATO - TSE | 28 April 2021 | TEGAR PANDU - TSE | ACTIVE
20070626 | JS002 | BIOHAZARD SAFETY CABINET TYPE A2 (1200 MM) | DIAGNOSTIC 2 | JS RESEARCH INC. | GN00002464 | RSUD DR HARJONO S PONOROGO | KEDIRI | JAWA TIMUR | PONOROGO | MAIN UNIT | CUSTOMER | 13 August 2020 | NOVAN KURNIARTATO - TSE | 29 January 2021 | PHILIP LAKRISNA - TSE | 11 August 2020 | NOVAN KURNIARTATO - TSE | 29 January 2021 | PHILIP LAKRISNA - TSE | ACTIVE
20070627 | JS002 | BIOHAZARD SAFETY CABINET TYPE A2 (1200 MM) | DIAGNOSTIC 2 | JS RESEARCH INC. | GN00000210 | RSUD DR RM PRATOMO BAGANSI API API | PEKAN BARU | RIAU | ROKAN HILIR | MAIN UNIT | CUSTOMER | 13 August 2020 | NOVAN KURNIARTATO - TSE | 29 September 2020 | RUDI SETIAWAN - TSE | 11 August 2020 | NOVAN KURNIARTATO - TSE | 29 September 2020 | RUDI SETIAWAN - TSE | ACTIVE
2007063 | NI20P | DOPPLER FETUS DETECTOR KD 250 | IMAGING | NAKAMURA MEDICAL | GN19020018 | RS MITRA KELUARGA BINTARO | JAKARTA-2 | DKI JAKARTA | TANGERANG SELATAN | MAIN UNIT | CUSTOMER | - |  | 12 April 2023 | ADITIYA NOVANDRA - TSE | 16 September 2022 | ARIEF SETIAWAN - TSE CP | 20 October 2023 | SAHID DERMAWAN - SPV TSE BARAT | ACTIVE
2007064 | NI20P | DOPPLER FETUS DETECTOR KD 250 | IMAGING | NAKAMURA MEDICAL | GN00001970 | RSIA HERMINA BEKASI | BEKASI | JAWA BARAT | BEKASI | MAIN UNIT | CUSTOMER | - |  | 18 April 2023 | GATOT SURYA ADIPUTRA - TSE | 16 September 2022 | ARIEF SETIAWAN - TSE CP | 20 October 2023 | SAHID DERMAWAN - SPV TSE BARAT | ACTIVE
2007065 | NI20P | DOPPLER FETUS DETECTOR KD 250 | IMAGING | NAKAMURA MEDICAL | GN00001970 | RSIA HERMINA BEKASI | BEKASI | JAWA BARAT | BEKASI | MAIN UNIT | CUSTOMER | - |  | 18 April 2023 | GATOT SURYA ADIPUTRA - TSE | 16 September 2022 | ARIEF SETIAWAN - TSE CP | 20 October 2023 | SAHID DERMAWAN - SPV TSE BARAT | ACTIVE
2007066 | NI20P | DOPPLER FETUS DETECTOR KD 250 | IMAGING | NAKAMURA MEDICAL | GN00002233 | RS HERMINA PALEMBANG | PALEMBANG | SUMATERA SELATAN | PALEMBANG | MAIN UNIT | CUSTOMER | - |  | 25 May 2023 | SELAMAT SIPAHUTAR - TSE | 16 September 2022 | ARIEF SETIAWAN - TSE CP | 20 October 2023 | SAHID DERMAWAN - SPV TSE BARAT | ACTIVE
2007075 | NI20P | DOPPLER FETUS DETECTOR KD 250 | IMAGING | NAKAMURA MEDICAL | GN00004168 | PT BRAWIJAYA MEDIKATAMA (RS BRAWIJAYA ) | PEJATEN | JAWA BARAT | DEPOK | MAIN UNIT | CUSTOMER | - |  | 26 June 2023 |  | 9 March 2023 | ANTONIUS SAGITA - KALIBRASI | 20 October 2023 | SAHID DERMAWAN - SPV TSE BARAT | ACTIVE
2007076 | NI20P | DOPPLER FETUS DETECTOR KD 250 | IMAGING | NAKAMURA MEDICAL | GN00002921 | RS MITRA KELUARGA DEPOK ( RSMK ) | PEJATEN | JAWA BARAT | DEPOK | MAIN UNIT | CUSTOMER | - |  | 7 July 2023 |  | 9 March 2023 | ANTONIUS SAGITA - KALIBRASI | 19 October 2023 | SAHID DERMAWAN - SPV TSE BARAT | ACTIVE
2007077 | NI20P | DOPPLER FETUS DETECTOR KD 250 | IMAGING | NAKAMURA MEDICAL | GN00002986 | RDC PUSAT - RAWAGELAM | PUSAT | DKI JAKARTA | JAKARTA TIMUR | MAIN UNIT | EMP | - |  | - |  | 9 March 2023 | ANTONIUS SAGITA - KALIBRASI | - |  | ACTIVE
2007078 | NI20P | DOPPLER FETUS DETECTOR KD 250 | IMAGING | NAKAMURA MEDICAL | GN00003004 | RS HERMINA CIPUTAT | TANGERANG | BANTEN | TANGERANG | MAIN UNIT | CUSTOMER | - |  | 28 August 2023 |  | 9 March 2023 | ANTONIUS SAGITA - KALIBRASI | 16 October 2023 | SAHID DERMAWAN - SPV TSE BARAT | ACTIVE
2007080 | NI20P | DOPPLER FETUS DETECTOR KD 250 | IMAGING | NAKAMURA MEDICAL | GN00002986 | RDC PUSAT - RAWAGELAM | PUSAT | DKI JAKARTA | JAKARTA TIMUR | MAIN UNIT | EMP | - |  | - |  | 9 March 2023 | ANTONIUS SAGITA - KALIBRASI | - |  | ACTIVE
2007081 | NI20P | DOPPLER FETUS DETECTOR KD 250 | IMAGING | NAKAMURA MEDICAL | GN18040002 | RS HERMINA CIRUAS | TANGERANG | BANTEN | TANGERANG | MAIN UNIT | CUSTOMER | - |  | 26 September 2023 |  | 9 March 2023 | ANTONIUS SAGITA - KALIBRASI | 10 October 2023 | SAHID DERMAWAN - SPV TSE BARAT | ACTIVE
2007082 | NI20P | DOPPLER FETUS DETECTOR KD 250 | IMAGING | NAKAMURA MEDICAL | GN23080008 | RS MITRA KELUARGA GRAND WISATA | BEKASI | JAWA BARAT | BEKASI | MAIN UNIT | CUSTOMER | - |  | 10 November 2023 |  | 9 March 2023 | ANTONIUS SAGITA - KALIBRASI | 6 December 2023 | SAHID DERMAWAN - SPV TSE BARAT | ACTIVE
2007083 | NI20P | DOPPLER FETUS DETECTOR KD 250 | IMAGING | NAKAMURA MEDICAL | GN00008839 | RS HERMINA MEKAR SARI - CILEUNGSI | BOGOR | JAWA BARAT | BOGOR | MAIN UNIT | CUSTOMER | - |  | 12 December 2023 |  | 9 March 2023 | ANTONIUS SAGITA - KALIBRASI | 18 December 2023 | SAHID DERMAWAN - SPV TSE BARAT | ACTIVE
2007084 | NI20P | DOPPLER FETUS DETECTOR KD 250 | IMAGING | NAKAMURA MEDICAL | GN00002986 | RDC PUSAT - RAWAGELAM | PUSAT | DKI JAKARTA | JAKARTA TIMUR | MAIN UNIT | EMP | - |  | - |  | 9 March 2023 | ANTONIUS SAGITA - KALIBRASI | - |  | ACTIVE
2007085 | NI20P | DOPPLER FETUS DETECTOR KD 250 | IMAGING | NAKAMURA MEDICAL | GN00002986 | RDC PUSAT - RAWAGELAM | PUSAT | DKI JAKARTA | JAKARTA TIMUR | MAIN UNIT | EMP | - |  | - |  | 9 March 2023 | ANTONIUS SAGITA - KALIBRASI | - |  | ACTIVE
2007087 | NI20P | DOPPLER FETUS DETECTOR KD 250 | IMAGING | NAKAMURA MEDICAL | GN20050010 | RS. HERMINA KARAWANG | BEKASI | JAWA BARAT | BEKASI | MAIN UNIT | CUSTOMER | - |  | - |  | 17 October 2023 | ANTONIUS SAGITA - KALIBRASI | - |  | ACTIVE
2007088 | NI20P | DOPPLER FETUS DETECTOR KD 250 | IMAGING | NAKAMURA MEDICAL | GN20050010 | RS. HERMINA KARAWANG | BEKASI | JAWA BARAT | BEKASI | MAIN UNIT | CUSTOMER | - |  | 27 February 2024 |  | 17 October 2023 | ANTONIUS SAGITA - KALIBRASI | 4 March 2024 | SAHID DERMAWAN - SPV TSE BARAT | ACTIVE
2007089 | NI20P | DOPPLER FETUS DETECTOR KD 250 | IMAGING | NAKAMURA MEDICAL | GN00003004 | RS HERMINA CIPUTAT | TANGERANG | BANTEN | TANGERANG | MAIN UNIT | CUSTOMER | - |  | 29 April 2024 |  | 17 October 2023 | ANTONIUS SAGITA - KALIBRASI | 7 May 2024 | SAHID DERMAWAN - SPV TSE BARAT | ACTIVE
2007090 | NI20P | DOPPLER FETUS DETECTOR KD 250 | IMAGING | NAKAMURA MEDICAL | GN00001787 | RSUD SRAGEN | SOLO | JAWA TENGAH | SRAGEN | MAIN UNIT | CUSTOMER | - |  | 3 July 2024 |  | 17 October 2023 | ANTONIUS SAGITA - KALIBRASI | 5 July 2024 | ANDI ISMAIL - SPV TSE TIMUR | ACTIVE
2007091 | NI20P | DOPPLER FETUS DETECTOR KD 250 | IMAGING | NAKAMURA MEDICAL | GN00001787 | RSUD SRAGEN | SOLO | JAWA TENGAH | SRAGEN | MAIN UNIT | CUSTOMER | - |  | 3 July 2024 |  | 17 October 2023 | ANTONIUS SAGITA - KALIBRASI | 5 July 2024 | ANDI ISMAIL - SPV TSE TIMUR | ACTIVE
20071324 | JS001 | BIO SAFE-CAB TYPE-A2 900 | DIAGNOSTIC 2 | JS RESEARCH INC. | GN19120011 | RSUD BINTAN | BATAM | KEPULAUAN RIAU | BATAM | MAIN UNIT | CUSTOMER | 13 August 2020 | NOVAN KURNIARTATO - TSE | 21 September 2020 | RUDI SETIAWAN - TSE | 11 August 2020 | NOVAN KURNIARTATO - TSE | 21 September 2020 | RUDI SETIAWAN - TSE | ACTIVE
20071325 | JS001 | BIO SAFE-CAB TYPE-A2 900 | DIAGNOSTIC 2 | JS RESEARCH INC. | GN00002796 | LAB PRAMITA MATRAMAN | JAKARTA-1 | DKI JAKARTA | JAKARTA TIMUR | MAIN UNIT | CUSTOMER | 13 August 2020 | NOVAN KURNIARTATO - TSE | 25 September 2020 | ARDI HERMAWAN - TSE CP | 11 August 2020 | NOVAN KURNIARTATO - TSE | 25 September 2020 | ARDI HERMAWAN - TSE CP | ACTIVE
20071326 | JS001 | BIO SAFE-CAB TYPE-A2 900 | DIAGNOSTIC 2 | JS RESEARCH INC. | GN00002299 | LAB PRAMITA MEDAN | MEDAN | SUMATERA UTARA | MEDAN | MAIN UNIT | CUSTOMER | 13 August 2020 | NOVAN KURNIARTATO - TSE | 30 October 2020 | BARITA P-SIMAMORA - TSE | 11 August 2020 | NOVAN KURNIARTATO - TSE | 30 October 2020 | BARITA P-SIMAMORA - TSE | ACTIVE
20073865 | 26001 | GEM PREMIER 3500 ANALYZER | DIAGNOSTIC 2 | WERFEN HONG KONG LIMITED | GN20110008 | RSUD MUARA BELITI | BENGKULU | BENGKULU | BENGKULU | MAIN UNIT | CUSTOMER | - |  | 20 January 2021 | AZLI YUDHA - TSE | 19 October 2020 | LEO LANANG SIGIT - TSE CP | 20 January 2021 | AZLI YUDHA - TSE | ACTIVE
20073866 | 26001 | GEM PREMIER 3500 ANALYZER | DIAGNOSTIC 2 | WERFEN HONG KONG LIMITED | GN00005282 | RS SYAFIRA (PEKANBARU) | PEKAN BARU | RIAU | PEKANBARU | MAIN UNIT | EMP | - |  | 8 June 2021 | RUDI SETIAWAN - TSE | 19 October 2020 | LEO LANANG SIGIT - TSE CP | 8 June 2021 | RUDI SETIAWAN - TSE | ACTIVE
20083869 | 26001 | GEM PREMIER 3500 ANALYZER | DIAGNOSTIC 2 | WERFEN HONG KONG LIMITED | GN00001830 | RSUD LAWANG | MALANG | JAWA TIMUR | MALANG | MAIN UNIT | EMP | - |  | 31 March 2022 | AHMAD FATKHUDIN - TSE | 19 October 2020 | LEO LANANG SIGIT - TSE CP | 22 August 2025 | SAHID DERMAWAN - SPV TSE BARAT | ACTIVE
20083870 | 26001 | GEM PREMIER 3500 ANALYZER | DIAGNOSTIC 2 | WERFEN HONG KONG LIMITED | GN00001220 | RSUP SANGLAH DENPASAR | DENPASAR | BALI | DENPASAR | MAIN UNIT | CUSTOMER | - |  | 22 February 2021 | I KADEK - TSE | 19 October 2020 | LEO LANANG SIGIT - TSE CP | 22 February 2021 | I KADEK - TSE | ACTIVE
20083969 | 26001 | GEM PREMIER 3500 ANALYZER | DIAGNOSTIC 2 | WERFEN HONG KONG LIMITED | GN00001220 | RSUP SANGLAH DENPASAR | DENPASAR | BALI | DENPASAR | MAIN UNIT | CUSTOMER | 5 December 2020 | NOVAN KURNIARTATO - TSE | 22 February 2021 | I KADEK - TSE | 17 November 2020 | NOVAN KURNIARTATO - TSE | 22 February 2021 | I KADEK - TSE | ACTIVE
20084131 | 26001 | GEM PREMIER 3500 ANALYZER | DIAGNOSTIC 2 | WERFEN HONG KONG LIMITED | GN00001205 | RSUD BANYUMAS | PURWOKERTO | JAWA TENGAH | BANYUMAS | MAIN UNIT | EMP | 5 December 2020 | NOVAN KURNIARTATO - TSE | 14 February 2023 | I KADEK - TSE | 17 November 2020 | NOVAN KURNIARTATO - TSE | 16 October 2023 | ANDI ISMAIL - SPV TSE TIMUR | ACTIVE
20084132 | 26001 | GEM PREMIER 3500 ANALYZER | DIAGNOSTIC 2 | WERFEN HONG KONG LIMITED | GN00000488 | RSUD LANGSA | LHOKSEUMAWE | ACEH | LANGSA | MAIN UNIT | EMP | 5 December 2020 | NOVAN KURNIARTATO - TSE | 15 May 2024 | BARITA P-SIMAMORA - TSE | 17 November 2020 | NOVAN KURNIARTATO - TSE | 24 May 2024 | SAHID DERMAWAN - SPV TSE BARAT | ACTIVE
20084133 | 26001 | GEM PREMIER 3500 ANALYZER | DIAGNOSTIC 2 | WERFEN HONG KONG LIMITED | GN00003130 | RS UNIVERSITAS MUHAMMADIYAH MALANG | MALANG | JAWA TIMUR | MALANG | MAIN UNIT | CUSTOMER | 5 December 2020 | NOVAN KURNIARTATO - TSE | 31 March 2021 | AHMAD FATKHUDIN - TSE | 17 November 2020 | NOVAN KURNIARTATO - TSE | 31 March 2021 | AHMAD FATKHUDIN - TSE | ACTIVE
200E65TA0447 | CPB59 | PARAFFIN SECTION - ROUND BATH |  |  | GN00011810 | LAB ABC | JAKARTA-2 | DKI JAKARTA | JAKARTA BARAT | MAIN UNIT | CUSTOMER | - |  | - |  | 24 June 2022 | LEO LANANG SIGIT - TSE CP | - |  | ACTIVE
200E65TA0498 | CPB59 | PARAFFIN SECTION - ROUND BATH |  |  | GN00000125 | RS CHARITAS PALEMBANG | PALEMBANG | SUMATERA SELATAN | PALEMBANG | MAIN UNIT | CUSTOMER | - |  | 1 August 2008 |  | - |  | - |  | ACTIVE
200E66TC0392 | SWD57 | WAX DISPENSER |  |  | GN00001026 | RS ISLAM CEMPAKA PUTIH ( RS. ISLAM JAKARTA ) | JAKARTA-1 | DKI JAKARTA | JAKARTA PUSAT | MAIN UNIT | CUSTOMER | - |  | 1 January 2014 |  | - |  | - |  | ACTIVE
201/IX/14 | EH910 |  |  |  | GN00006640 | SANTOSA HOSPITAL KOPO | BANDUNG | JAWA BARAT | BANDUNG | MAIN UNIT | CUSTOMER | 7 October 2014 | SUKMA WIJAYA - TSE | 7 October 2014 |  | 7 October 2014 | SUKMA WIJAYA - TSE | - |  | INACTIVE
201/V/14 | TM01U | Infant Incubator Tsn910Sc |  |  | GN00007180 | RSUD KAB BUTON UTARA | MAKASSAR | SULAWESI SELATAN | KENDARI | MAIN UNIT | CUSTOMER | 27 November 2014 | HARI UDI RAHARJO - TSE | 27 November 2014 |  | 27 November 2014 | HARI UDI RAHARJO - TSE | - |  | ACTIVE
20101908 | JS001 | BIO SAFE-CAB TYPE-A2 900 | DIAGNOSTIC 2 | JS RESEARCH INC. | GN00011535 | LAB PRAMITA - AHMAD DAHLAN | PALEMBANG | SUMATERA SELATAN | PALEMBANG | MAIN UNIT | CUSTOMER | 25 November 2020 | FAJAR FAHMI - TSE | 21 December 2020 | AZLI YUDHA - TSE | 25 November 2020 | FAJAR FAHMI - TSE | 21 December 2020 | AZLI YUDHA - TSE | ACTIVE
20101909 | JS001 | BIO SAFE-CAB TYPE-A2 900 | DIAGNOSTIC 2 | JS RESEARCH INC. | GN00002464 | RSUD DR HARJONO S PONOROGO | KEDIRI | JAWA TIMUR | PONOROGO | MAIN UNIT | CUSTOMER | 25 November 2020 | FAJAR FAHMI - TSE | 4 May 2021 | FAJAR FAHMI - TSE | 25 November 2020 | FAJAR FAHMI - TSE | 4 May 2021 | FAJAR FAHMI - TSE | ACTIVE
20110211 | JS002 | BIOHAZARD SAFETY CABINET TYPE A2 (1200 MM) | DIAGNOSTIC 2 | JS RESEARCH INC. | GN00000004 | RSUD BEKASI ( RSUD PEMERINTAH KOTA BEKASI ) | BEKASI | JAWA BARAT | BEKASI | MAIN UNIT | CUSTOMER | 25 November 2020 | FAJAR FAHMI - TSE | 2 December 2020 | GATOT SURYA ADIPUTRA - TSE | 25 November 2020 | FAJAR FAHMI - TSE | 2 December 2020 | GATOT SURYA ADIPUTRA - TSE | ACTIVE
20110212 | JS002 | BIOHAZARD SAFETY CABINET TYPE A2 (1200 MM) | DIAGNOSTIC 2 | JS RESEARCH INC. | GN00001029 | RS Mitra Kemayoran | JAKARTA-1 | DKI JAKARTA | JAKARTA PUSAT | MAIN UNIT | CUSTOMER | 25 November 2020 | FAJAR FAHMI - TSE | 5 January 2021 | MOHAMAD SUKARJO - TSE CP | 25 November 2020 | FAJAR FAHMI - TSE | 5 January 2021 | MOHAMAD SUKARJO - TSE CP | ACTIVE
20110213 | JS002 | BIOHAZARD SAFETY CABINET TYPE A2 (1200 MM) | DIAGNOSTIC 2 | JS RESEARCH INC. | GN19090012 | LAB PRAMITA RAGUNAN | DEPOK | DKI JAKARTA | DEPOK | MAIN UNIT | CUSTOMER | 25 November 2020 | FAJAR FAHMI - TSE | 10 December 2020 | IBNUL AZIZ - TSE | 25 November 2020 | FAJAR FAHMI - TSE | 10 December 2020 | IBNUL AZIZ - TSE | ACTIVE
20110214 | JS001 | BIO SAFE-CAB TYPE-A2 900 | DIAGNOSTIC 2 | JS RESEARCH INC. | GN00011244 | RS BRAWIJAYA | MALANG | JAWA TIMUR | MALANG | MAIN UNIT | CUSTOMER | 25 November 2020 | FAJAR FAHMI - TSE | 31 December 2020 | YUNAN ARIMUNTIAN - TSE | 25 November 2020 | FAJAR FAHMI - TSE | 31 December 2020 | YUNAN ARIMUNTIAN - TSE | ACTIVE
20110215 | JS002 | BIOHAZARD SAFETY CABINET TYPE A2 (1200 MM) | DIAGNOSTIC 2 | JS RESEARCH INC. | GN00004285 | PT PRODIA WIDYAHUSADA ( LAB PRODIA - MEDAN ) | MEDAN | SUMATERA UTARA | MEDAN | MAIN UNIT | CUSTOMER | 25 November 2020 | FAJAR FAHMI - TSE | 25 January 2021 | BARITA P-SIMAMORA - TSE | 25 November 2020 | FAJAR FAHMI - TSE | 25 January 2021 | BARITA P-SIMAMORA - TSE | ACTIVE
20110216 | JS001 | BIO SAFE-CAB TYPE-A2 900 | DIAGNOSTIC 2 | JS RESEARCH INC. | GN00001608 | RS PANTI WALUYO SAWAHAN | MALANG | JAWA TIMUR | MALANG | MAIN UNIT | CUSTOMER | 25 November 2020 | FAJAR FAHMI - TSE | 31 December 2020 | AHMAD FATKHUDIN - TSE | 25 November 2020 | FAJAR FAHMI - TSE | 31 December 2020 | AHMAD FATKHUDIN - TSE | ACTIVE
20110217 | JS002 | BIOHAZARD SAFETY CABINET TYPE A2 (1200 MM) | DIAGNOSTIC 2 | JS RESEARCH INC. | GN00000004 | RSUD BEKASI ( RSUD PEMERINTAH KOTA BEKASI ) | BEKASI | JAWA BARAT | BEKASI | MAIN UNIT | CUSTOMER | 25 November 2020 | FAJAR FAHMI - TSE | 2 December 2020 | GATOT SURYA ADIPUTRA - TSE | 25 November 2020 | FAJAR FAHMI - TSE | 2 December 2020 | GATOT SURYA ADIPUTRA - TSE | ACTIVE
20110218 | JS002 | BIOHAZARD SAFETY CABINET TYPE A2 (1200 MM) | DIAGNOSTIC 2 | JS RESEARCH INC. | GN20120006 | Klinik Karunia | BALIKPAPAN | KALIMANTAN TIMUR | BALIKPAPAN | MAIN UNIT | CUSTOMER | 25 November 2020 | FAJAR FAHMI - TSE | 5 January 2021 | SARWANDI - TSE | 25 November 2020 | FAJAR FAHMI - TSE | 5 January 2021 | SARWANDI - TSE | ACTIVE
20112315 | JS001 | BIO SAFE-CAB TYPE-A2 900 | DIAGNOSTIC 2 | JS RESEARCH INC. | GN00008190 | LAB WESTERINDO CIBUBUR | BOGOR | JAWA BARAT | BOGOR | MAIN UNIT | CUSTOMER | 27 January 2021 | NOVAN KURNIARTATO - TSE | 21 January 2021 | ARDI HERMAWAN - TSE CP | 14 January 2021 | NOVAN KURNIARTATO - TSE | - |  | ACTIVE
20112316 | JS001 | BIO SAFE-CAB TYPE-A2 900 | DIAGNOSTIC 2 | JS RESEARCH INC. | GN00002300 | RS SILOAM ( PT SILOAM INTERNATIONAL HOSPITALS ) GUBENG | SURABAYA-1 | JAWA TIMUR | SURABAYA | MAIN UNIT | CUSTOMER | - |  | 19 January 2021 | YUNAN ARIMUNTIAN - TSE | 15 January 2021 | LEO LANANG SIGIT - TSE CP | 19 January 2021 | YUNAN ARIMUNTIAN - TSE | ACTIVE
20112317 | JS001 | BIO SAFE-CAB TYPE-A2 900 | DIAGNOSTIC 2 | JS RESEARCH INC. | GN21010034 | Klinik PHC Pedurungan | SEMARANG | JAWA TENGAH | SEMARANG | MAIN UNIT | CUSTOMER | 27 January 2021 | NOVAN KURNIARTATO - TSE | 1 February 2021 | MUNADI - TSE | 26 January 2021 | NOVAN KURNIARTATO - TSE | 1 February 2021 | MUNADI - TSE | ACTIVE
20112318 | JS001 | BIO SAFE-CAB TYPE-A2 900 | DIAGNOSTIC 2 | JS RESEARCH INC. | GN21050009 | RSU ISLAM - BOYOLALI | SOLO | JAWA TENGAH | SURAKARTA | MAIN UNIT | CUSTOMER | 27 January 2021 | NOVAN KURNIARTATO - TSE | 23 August 2021 | HARI UDI RAHARJO - TSE | 14 January 2021 | NOVAN KURNIARTATO - TSE | 23 August 2021 | HARI UDI RAHARJO - TSE | ACTIVE
20112319 | JS001 | BIO SAFE-CAB TYPE-A2 900 | DIAGNOSTIC 2 | JS RESEARCH INC. | GN00002986 | RDC PUSAT - RAWAGELAM | PUSAT | DKI JAKARTA | JAKARTA TIMUR | MAIN UNIT | EMP | 6 January 2021 | NOVAN KURNIARTATO - TSE | - |  | 6 January 2021 | NOVAN KURNIARTATO - TSE | - |  | ACTIVE
20112320 | JS001 | BIO SAFE-CAB TYPE-A2 900 | DIAGNOSTIC 2 | JS RESEARCH INC. | GN00005543 | BALAI BUDIDAYA AIR PAYAU SITUBONDO | JEMBER | JAWA TIMUR | JEMBER | MAIN UNIT | CUSTOMER | 27 January 2021 | NOVAN KURNIARTATO - TSE | 15 January 2021 | GANDHI YANRANGGA | 13 January 2021 | NOVAN KURNIARTATO - TSE | 27 January 2021 | NOVAN KURNIARTATO - TSE | ACTIVE
20112321 | JS001 | BIO SAFE-CAB TYPE-A2 900 | DIAGNOSTIC 2 | JS RESEARCH INC. | GN00002986 | RDC PUSAT - RAWAGELAM | PUSAT | DKI JAKARTA | JAKARTA TIMUR | MAIN UNIT | EMP | 27 January 2021 | NOVAN KURNIARTATO - TSE | - |  | 20 January 2021 | NOVAN KURNIARTATO - TSE | - |  | ACTIVE
20112323 | JS002 | BIOHAZARD SAFETY CABINET TYPE A2 (1200 MM) | DIAGNOSTIC 2 | JS RESEARCH INC. | GN00002986 | RDC PUSAT - RAWAGELAM | PUSAT | DKI JAKARTA | JAKARTA TIMUR | MAIN UNIT | EMP | 27 January 2021 | NOVAN KURNIARTATO - TSE | - |  | 14 January 2021 | NOVAN KURNIARTATO - TSE | - |  | ACTIVE
20112324 | JS002 | BIOHAZARD SAFETY CABINET TYPE A2 (1200 MM) | DIAGNOSTIC 2 | JS RESEARCH INC. | GN00001105 | RS ST ELISABETH | BEKASI | JAWA BARAT | BEKASI | MAIN UNIT | CUSTOMER | 27 January 2021 | NOVAN KURNIARTATO - TSE | 20 January 2021 | GATOT SURYA ADIPUTRA - TSE | 20 January 2021 | NOVAN KURNIARTATO - TSE | 27 January 2021 | NOVAN KURNIARTATO - TSE | ACTIVE
20112325 | JS002 | BIOHAZARD SAFETY CABINET TYPE A2 (1200 MM) | DIAGNOSTIC 2 | JS RESEARCH INC. | GN00001994 | LAB PRODIA DENPASAR | DENPASAR | BALI | DENPASAR | MAIN UNIT | CUSTOMER | - |  | 20 January 2021 | I KADEK - TSE | 20 January 2021 | LEO LANANG SIGIT - TSE CP | 20 January 2021 | I KADEK - TSE | ACTIVE
20112326 | JS002 | BIOHAZARD SAFETY CABINET TYPE A2 (1200 MM) | DIAGNOSTIC 2 | JS RESEARCH INC. | GN00005670 | RSI UNISMA | MALANG | JAWA TIMUR | MALANG | MAIN UNIT | CUSTOMER | - |  | 28 January 2021 | AHMAD FATKHUDIN - TSE | 28 January 2021 | LEO LANANG SIGIT - TSE CP | 28 January 2021 | AHMAD FATKHUDIN - TSE | ACTIVE
2011310 | NI29U |  |  |  | GN00007237 | RSUD SEI DAREH ( SUNGAI DAREH ) | PADANG | SUMATERA BARAT | PULAU PUNJUNG | MAIN UNIT | CUSTOMER | 26 December 2014 | TRIYONO - TSE AREA BARAT | 1 January 2015 |  | 26 December 2014 | TRIYONO - TSE AREA BARAT | - |  | INACTIVE
20114553 | 26001 | GEM PREMIER 3500 ANALYZER | DIAGNOSTIC 2 | WERFEN HONG KONG LIMITED | GN00000461 | RSUD PIDIE JAYA | BANDA ACEH | ACEH | BANDA ACEH | MAIN UNIT | EMP | 26 January 2022 | ARBIANSYAH - TSE | 19 September 2024 | ARBIANSYAH - TSE | 18 March 2021 | LEO LANANG SIGIT - TSE CP | 20 September 2024 | SAHID DERMAWAN - SPV TSE BARAT | ACTIVE
20124671 | 26001 | GEM PREMIER 3500 ANALYZER | DIAGNOSTIC 2 | WERFEN HONG KONG LIMITED | GN00008397 | RS TK II DR. SOEPRAOEN | MALANG | JAWA TIMUR | MALANG | MAIN UNIT | EMP | - |  | 2 November 2023 | AHMAD FATKHUDIN - TSE | 18 March 2021 | LEO LANANG SIGIT - TSE CP | 13 November 2023 | ANDI ISMAIL - SPV TSE TIMUR | ACTIVE
201310Z000030 | F0080 | VERTICAL FLOOR ATV 80 | DIAGNOSTIC 2 | FALC INSTRUMENT S.R.L. | GN00001771 | RSUD DR WAHIDIN SUDIROHUSODO | MAKASSAR | SULAWESI SELATAN | MAKASSAR | MAIN UNIT | CUSTOMER | 15 July 2014 | HARI UDI RAHARJO - TSE | 1 January 1900 |  | 15 July 2014 | HARI UDI RAHARJO - TSE | - |  | ACTIVE
201311Z000046 | JSAC8 |  |  |  | GN00001160 | RSUD Arjawinangun | CIREBON | JAWA BARAT | CIREBON | MAIN UNIT | CUSTOMER | 3 March 2015 | SUKMA WIJAYA - TSE | 3 March 2015 |  | 3 March 2015 | SUKMA WIJAYA - TSE | - |  | INACTIVE
201311Z000047 | F0080 | VERTICAL FLOOR ATV 80 | DIAGNOSTIC 2 | FALC INSTRUMENT S.R.L. | GN00002986 | RDC PUSAT - RAWAGELAM | PUSAT | DKI JAKARTA | JAKARTA TIMUR | MAIN UNIT | EMP | 28 April 2015 | TRIYONO - TSE AREA BARAT | 1 January 1900 |  | 28 April 2015 | TRIYONO - TSE AREA BARAT | - |  | ACTIVE
201311Z000050 | F0080 | VERTICAL FLOOR ATV 80 | DIAGNOSTIC 2 | FALC INSTRUMENT S.R.L. | GN00001824 | RSU KANJURUHAN KEPANJEN | MALANG | JAWA TIMUR | MALANG | MAIN UNIT | CUSTOMER | - |  | 8 December 2014 |  | - |  | - |  | ACTIVE
2015037VV0018 | F0060 | ATV 60 TABLETOP AUTOCLAVE | DIAGNOSTIC 2 | FALC INSTRUMENT S.R.L. | GN00000011 | RSUD BUDHI ASIH | JAKARTA-1 | DKI JAKARTA | JAKARTA TIMUR | MAIN UNIT | CUSTOMER | - |  | 17 December 2015 |  | - |  | - |  | ACTIVE
20150ZVV0026 | JSAC8 |  |  |  | GN00001707 | RSUD DR ISKAK TULUNGAGUNG | KEDIRI | JAWA TIMUR | TULUNGAGUNG | MAIN UNIT | CUSTOMER | - |  | 18 December 2015 |  | - |  | - |  | INACTIVE
201510ZVV0023 | F0080 | VERTICAL FLOOR ATV 80 | DIAGNOSTIC 2 | FALC INSTRUMENT S.R.L. | GN00004951 | RS. UMUM TARAKAN/SWADANA | SAMARINDA | KALIMANTAN TIMUR | SAMARINDA | MAIN UNIT | CUSTOMER | 21 April 2017 | FARIDA ADELINA | 21 April 2016 |  | 21 April 2017 | FARIDA ADELINA | - |  | ACTIVE
201510ZVV0024 | JSAC8 |  |  |  | GN00002457 | RSU PARE | KEDIRI | JAWA TIMUR | KEDIRI | MAIN UNIT | CUSTOMER | - |  | 11 February 2015 |  | - |  | - |  | INACTIVE
202/IX/12 TLC 2H4 | HT2LC |  |  |  | GN00000634 | RSUD RATU ZALECHA | BANJARMASIN | KALIMANTAN SELATAN | BANJARMASIN | MAIN UNIT | CUSTOMER | 10 April 2015 |  | 1 January 1900 |  | 10 April 2015 |  | - |  | INACTIVE
202/IX/14 | EH910 |  |  |  | GN00000967 | RSUD CILILIN | BANDUNG | JAWA BARAT | BANDUNG BARAT | MAIN UNIT | CUSTOMER | 18 December 2014 | SUKMA WIJAYA - TSE | 18 December 2014 |  | 18 December 2014 | SUKMA WIJAYA - TSE | - |  | INACTIVE
202/V/14 | TM01U | Infant Incubator Tsn910Sc |  |  | GN00007180 | RSUD KAB BUTON UTARA | MAKASSAR | SULAWESI SELATAN | KENDARI | MAIN UNIT | CUSTOMER | 27 November 2014 | HARI UDI RAHARJO - TSE | 27 November 2014 |  | 27 November 2014 | HARI UDI RAHARJO - TSE | - |  | ACTIVE
2023028053 | AC550 | ACL TOP 550 CTS SYSTEM | DIAGNOSTIC 2 | WERFEN HONG KONG LIMITED | GN00002986 | RDC PUSAT - RAWAGELAM | PUSAT | DKI JAKARTA | JAKARTA TIMUR | MAIN UNIT | EMP | - |  | - |  | 15 June 2023 | LEO LANANG SIGIT - TSE CP | - |  | ACTIVE
202CL4370 | 47006 | BACT/ALERT 3D COMBO 230V | DIAGNOSTIC 1 | BIOMERIEUX, INC. | GN22080018 | PT GENOMIK SOLIDARITAS INDONESIA | PEJATEN | DKI JAKARTA | JAKARTA TIMUR | MAIN UNIT | CUSTOMER | - |  | 1 July 2022 |  | 21 July 2022 | LEO LANANG SIGIT - TSE CP | 21 January 2025 | SAHID DERMAWAN - SPV TSE BARAT | ACTIVE
202CL4371 | 47006 | BACT/ALERT 3D COMBO 230V | DIAGNOSTIC 1 | BIOMERIEUX, INC. | GN00002986 | RDC PUSAT - RAWAGELAM | PUSAT | DKI JAKARTA | JAKARTA TIMUR | MAIN UNIT | EMP | - |  | 2 February 2023 |  | 21 July 2022 | LEO LANANG SIGIT - TSE CP | - |  | ACTIVE
202CL4372 | 47006 | BACT/ALERT 3D COMBO 230V | DIAGNOSTIC 1 | BIOMERIEUX, INC. | GN00001206 | RSUD PROF DR MARGONO SOEKARJO | PURWOKERTO | JAWA TENGAH | BANYUMAS | MAIN UNIT | CUSTOMER | - |  | 28 November 2022 |  | 21 July 2022 | LEO LANANG SIGIT - TSE CP | 10 October 2023 | ANDI ISMAIL - SPV TSE TIMUR | ACTIVE
203/IX/14T910SCEHL | EH910 |  |  |  | GN00003358 | RSU PRAYA | MATARAM | NUSA TENGGARA BARAT | PRAYA | MAIN UNIT | CUSTOMER | 12 November 2014 | HARI UDI RAHARJO - TSE | 12 November 2014 |  | 12 November 2014 | HARI UDI RAHARJO - TSE | - |  | INACTIVE
203/V/14 | TM01U | Infant Incubator Tsn910Sc |  |  | GN00001171 | RS Pertamina Klayan | CIREBON | JAWA BARAT | CIREBON | MAIN UNIT | CUSTOMER | 11 August 2014 | SUKMA WIJAYA - TSE | 11 August 2014 |  | 11 August 2014 | SUKMA WIJAYA - TSE | - |  | ACTIVE
203/VIII/14 | TF168 |  |  |  | GN00001824 | RSU KANJURUHAN KEPANJEN | MALANG | JAWA TIMUR | MALANG | MAIN UNIT | CUSTOMER | 5 December 2014 | ZENZEN | 4 December 2014 |  | 5 December 2014 | ZENZEN | - |  | INACTIVE
203CL4389 | 47006 | BACT/ALERT 3D COMBO 230V | DIAGNOSTIC 1 | BIOMERIEUX, INC. | GN00003187 | RS UMMI | BOGOR | JAWA BARAT | BOGOR | MAIN UNIT | CUSTOMER | - |  | 3 January 2023 |  | 21 July 2022 | LEO LANANG SIGIT - TSE CP | 20 October 2023 | SAHID DERMAWAN - SPV TSE BARAT | ACTIVE
204/IX/14T910SCEHL | EH910 |  |  |  | GN00003358 | RSU PRAYA | MATARAM | NUSA TENGGARA BARAT | PRAYA | MAIN UNIT | CUSTOMER | 12 November 2014 | HARI UDI RAHARJO - TSE | 12 November 2014 |  | 12 November 2014 | HARI UDI RAHARJO - TSE | - |  | INACTIVE
204/VII/14 | BD910 |  |  |  | GN00008209 | PUSKESMAS MUARA GEMBONG | BEKASI | JAWA BARAT | BEKASI | MAIN UNIT | CUSTOMER | 31 December 2014 | GATOT SURYA ADIPUTRA - TSE | 17 December 2014 |  | 31 December 2014 | GATOT SURYA ADIPUTRA - TSE | - |  | INACTIVE
20493 | F0060 | ATV 60 TABLETOP AUTOCLAVE | DIAGNOSTIC 2 | FALC INSTRUMENT S.R.L. | GN00001159 | RSK BEDAH MITRA PLUMBON | CIREBON | JAWA BARAT | CIREBON | MAIN UNIT | CUSTOMER | 27 July 2016 | BUDI SUROSO - TSE | 26 July 2016 |  | 27 July 2016 | BUDI SUROSO - TSE | - |  | ACTIVE
205/IX/14 | EH910 |  |  |  | GN00000967 | RSUD CILILIN | BANDUNG | JAWA BARAT | BANDUNG BARAT | MAIN UNIT | CUSTOMER | 18 December 2014 | SUKMA WIJAYA - TSE | 18 December 2014 |  | 18 December 2014 | SUKMA WIJAYA - TSE | - |  | INACTIVE
205/VIII/14 | TM01U | Infant Incubator Tsn910Sc |  |  | GN00001824 | RSU KANJURUHAN KEPANJEN | MALANG | JAWA TIMUR | MALANG | MAIN UNIT | CUSTOMER | - |  | 11 December 2014 |  | - |  | - |  | ACTIVE
205CL4401 | 47006 | BACT/ALERT 3D COMBO 230V | DIAGNOSTIC 1 | BIOMERIEUX, INC. | GN00000945 | RS ST BORROMEUS | BANDUNG | JAWA BARAT | BANDUNG | MAIN UNIT | EMP | - |  | 13 September 2023 | SUKMA WIJAYA - TSE | 21 July 2022 | LEO LANANG SIGIT - TSE CP | 13 September 2023 | SUKMA WIJAYA - TSE | ACTIVE
205CL4402 | 47006 | BACT/ALERT 3D COMBO 230V | DIAGNOSTIC 1 | BIOMERIEUX, INC. | GN17030031 | RSIA HERMINA ARCAMANIK | BANDUNG-2 | JAWA BARAT | BANDUNG | MAIN UNIT | CUSTOMER | - |  | 19 December 2023 |  | 21 July 2022 | LEO LANANG SIGIT - TSE CP | 17 January 2025 | SAHID DERMAWAN - SPV TSE BARAT | ACTIVE
205CL4413 | 47006 | BACT/ALERT 3D COMBO 230V | DIAGNOSTIC 1 | BIOMERIEUX, INC. | GN00000684 | RSUD KAB PENAJAM PASER UTARA- BALIKPAPAN | BALIKPAPAN | KALIMANTAN TIMUR | BALIKPAPAN | MAIN UNIT | CUSTOMER | - |  | 11 April 2023 |  | 20 October 2022 | LEO LANANG SIGIT - TSE CP | 16 October 2023 | ANDI ISMAIL - SPV TSE TIMUR | ACTIVE
205CL4415 | 47006 | BACT/ALERT 3D COMBO 230V | DIAGNOSTIC 1 | BIOMERIEUX, INC. | GN00004589 | RSUP SARDJITO YOGYAKARTA | YOGYAKARTA | YOGYAKARTA | YOGYAKARTA | MAIN UNIT | CUSTOMER | - |  | 4 April 2023 |  | 20 October 2022 | LEO LANANG SIGIT - TSE CP | 12 October 2023 | ANDI ISMAIL - SPV TSE TIMUR | ACTIVE
205CL4416 | 47006 | BACT/ALERT 3D COMBO 230V | DIAGNOSTIC 1 | BIOMERIEUX, INC. | GN00001193 | RS KUSTA SITANALA | TANGERANG | BANTEN | TANGERANG | MAIN UNIT | CUSTOMER | - |  | 7 April 2023 | ADITIYA NOVANDRA - TSE | 24 October 2022 | LEO LANANG SIGIT - TSE CP | 20 October 2023 | SAHID DERMAWAN - SPV TSE BARAT | ACTIVE
206/IX/14 | TM01U | Infant Incubator Tsn910Sc |  |  | GN00001824 | RSU KANJURUHAN KEPANJEN | MALANG | JAWA TIMUR | MALANG | MAIN UNIT | CUSTOMER | 4 December 2014 | NGATARI | 4 December 2014 |  | 4 December 2014 | NGATARI | - |  | ACTIVE
206/X/14 | TE002 | INCUBATOR TSN910SC-WHL | IMAGING | TESENA INOVINDO, PT | GN00007404 | RSUD TABANAN | DENPASAR | BALI | DENPASAR | MAIN UNIT | CUSTOMER | 19 November 2014 | I KADEK - TSE | 19 November 2014 |  | 19 November 2014 | I KADEK - TSE | - |  | ACTIVE
2062 | CL631 | CL ANALYZER | DIAGNOSTIC 2 | WERFEN HONG KONG LIMITED | GN00002986 | RDC PUSAT - RAWAGELAM | PUSAT | DKI JAKARTA | JAKARTA TIMUR | MAIN UNIT | EMP | 26 September 2018 | ANTONIUS SAGITA - KALIBRASI | 26 September 2018 |  | 26 September 2018 | ANTONIUS SAGITA - KALIBRASI | - |  | ACTIVE
2063 | CL631 | CL ANALYZER | DIAGNOSTIC 2 | WERFEN HONG KONG LIMITED | GN00002986 | RDC PUSAT - RAWAGELAM | PUSAT | DKI JAKARTA | JAKARTA TIMUR | MAIN UNIT | EMP | 18 September 2018 | SAHID DERMAWAN - SPV TSE BARAT | 18 September 2018 |  | 18 September 2018 | SAHID DERMAWAN - SPV TSE BARAT | - |  | ACTIVE
207/IX/14 | TM01U | Infant Incubator Tsn910Sc |  |  | GN00001824 | RSU KANJURUHAN KEPANJEN | MALANG | JAWA TIMUR | MALANG | MAIN UNIT | CUSTOMER | - |  | 4 December 2014 |  | - |  | - |  | ACTIVE
207/VIII/13 | TE004 | INCUBATOR TSN910SCC | IMAGING | TESENA INOVINDO, PT | GN00000522 | RSUD DR. SOETIJONO BLORA | SEMARANG | JAWA TENGAH | BLORA | MAIN UNIT | CUSTOMER | 9 May 2014 | FIRMAN GEA | 1 January 1900 |  | 9 May 2014 | FIRMAN GEA | - |  | ACTIVE
207/X/14 | TE002 | INCUBATOR TSN910SC-WHL | IMAGING | TESENA INOVINDO, PT | GN00007404 | RSUD TABANAN | DENPASAR | BALI | DENPASAR | MAIN UNIT | CUSTOMER | 19 November 2014 | I KADEK - TSE | 19 November 2014 |  | 19 November 2014 | I KADEK - TSE | - |  | ACTIVE
208/IX/14 | TE005 | INCUBATOR TSN910SC CBNT | IMAGING | TESENA INOVINDO, PT | GN00001334 | RSUD Sanjiwani Gianyar | DENPASAR | BALI |  | MAIN UNIT | CUSTOMER | - |  | 13 November 2014 |  | - |  | - |  | ACTIVE
208/XI/14 | TE005 | INCUBATOR TSN910SC CBNT | IMAGING | TESENA INOVINDO, PT | GN00008376 | PUSKESMAS SENDANA 1 | MAKASSAR | SULAWESI SELATAN | MAKASSAR | MAIN UNIT | CUSTOMER | 8 January 2015 | HARI UDI RAHARJO - TSE | 8 January 2015 |  | 8 January 2015 | HARI UDI RAHARJO - TSE | - |  | ACTIVE
209/X/14 | TE005 | INCUBATOR TSN910SC CBNT | IMAGING | TESENA INOVINDO, PT | GN00001334 | RSUD Sanjiwani Gianyar | DENPASAR | BALI |  | MAIN UNIT | CUSTOMER | - |  | 13 November 2014 |  | - |  | - |  | ACTIVE
2098 | CL631 | CL ANALYZER | DIAGNOSTIC 2 | WERFEN HONG KONG LIMITED | GN00002985 | WORKSHOOP CSM PUSAT | PUSAT | DKI JAKARTA | JAKARTA TIMUR | MAIN UNIT | EMP | 13 July 2019 | SUKMA WIJAYA - TSE | 7 December 2017 |  | 13 July 2019 | SUKMA WIJAYA - TSE | - |  | ACTIVE
2099 | CL631 | CL ANALYZER | DIAGNOSTIC 2 | WERFEN HONG KONG LIMITED | GN17040016 | RS PROF MULYANTO PENDIDIKAN UNIVERSITAS MATARAM | MATARAM | NUSA TENGGARA BARAT | MATARAM | MAIN UNIT | EMP | 8 December 2017 | IRWIN HADI SUTJAHJONO | 7 December 2017 |  | 8 December 2017 | IRWIN HADI SUTJAHJONO | - |  | ACTIVE
20E6527A0442 | PMB58 |  |  |  | GN00001972 | RS MITRA KELUARGA BEKASI TIMUR | BEKASI | JAWA BARAT | BEKASI | MAIN UNIT | CUSTOMER | 1 February 1990 | GATOT SURYA ADIPUTRA - TSE | 3 March 2011 |  | 1 February 1990 | GATOT SURYA ADIPUTRA - TSE | - |  | INACTIVE
20E652T-A0409 | PMB58 |  |  |  | GN00001387 | RSUD JOMBANG | SURABAYA-1 | JAWA TIMUR | JOMBANG | MAIN UNIT | CUSTOMER | 2 April 2015 | ANDI ISMAIL - SPV TSE TIMUR | 1 January 1900 |  | 2 April 2015 | ANDI ISMAIL - SPV TSE TIMUR | - |  | INACTIVE
20E652TA0391 | CPB59 | PARAFFIN SECTION - ROUND BATH |  |  | GN00001026 | RS ISLAM CEMPAKA PUTIH ( RS. ISLAM JAKARTA ) | JAKARTA-1 | DKI JAKARTA | JAKARTA PUSAT | MAIN UNIT | CUSTOMER | - |  | 1 January 2009 |  | - |  | - |  | ACTIVE
210/X/14 | TE005 | INCUBATOR TSN910SC CBNT | IMAGING | TESENA INOVINDO, PT | GN00001334 | RSUD Sanjiwani Gianyar | DENPASAR | BALI |  | MAIN UNIT | CUSTOMER | - |  | 13 November 2014 |  | - |  | - |  | ACTIVE
2100100FUS0001 | H0601 | URINE SEDIMENT ANALYSER FUS-100 | DIAGNOSTIC 2 | DIRUI MEDICAL INDONESIA, PT. | GN00012162 | RSUD Jatirogo | SURABAYA-2 | JAWA TIMUR | SURABAYA | MAIN UNIT | CUSTOMER | - |  | 29 July 2022 | MIKKI FAHRIZI - TSE | 26 July 2022 | LEO LANANG SIGIT - TSE CP | 29 July 2022 | MIKKI FAHRIZI - TSE | ACTIVE
2101000FUS0292 | FUS10 | URINALYSIS HYBRID FUS1000 | DIAGNOSTIC 2 | DIRUI MEDICAL INDONESIA, PT. | GN00000676 | RSUD A.M. PARIKESIT | SAMARINDA | KALIMANTAN TIMUR | TENGGARONG | MAIN UNIT | CUSTOMER | 21 February 2022 | NOVAN KURNIARTATO - TSE | 13 June 2023 |  | 17 February 2022 | NOVAN KURNIARTATO - TSE | 23 October 2023 | ANDI ISMAIL - SPV TSE TIMUR | ACTIVE
2101000FUS0401 | FUS10 | URINALYSIS HYBRID FUS1000 | DIAGNOSTIC 2 | DIRUI MEDICAL INDONESIA, PT. | GN00000188 | RS AWAL BROS PEKANBARU | PEKAN BARU | RIAU | PEKANBARU | MAIN UNIT | CUSTOMER | 21 February 2022 | NOVAN KURNIARTATO - TSE | 10 June 2023 | RUDI SETIAWAN - TSE | 17 February 2022 | NOVAN KURNIARTATO - TSE | 20 October 2023 | SAHID DERMAWAN - SPV TSE BARAT | ACTIVE
21012446 | AC350 | ACL TOP 350 CTS SYSTEM | DIAGNOSTIC 2 | WERFEN HONG KONG LIMITED | GN00001064 | RSUD R SYAMSUDIN SH | BOGOR | JAWA BARAT | SUKABUMI | MAIN UNIT | EMP | - |  | 2 August 2023 | AHMAD FATKHUDIN - TSE | 22 June 2021 | NOVAN KURNIARTATO - TSE | 16 October 2023 | SAHID DERMAWAN - SPV TSE BARAT | ACTIVE
21014739 | 26001 | GEM PREMIER 3500 ANALYZER | DIAGNOSTIC 2 | WERFEN HONG KONG LIMITED | GN19030008 | RS PRIMA HUSADA - SUKOREJO | MALANG | JAWA TIMUR | MALANG | MAIN UNIT | EMP | - |  | 1 January 2023 |  | 18 March 2021 | LEO LANANG SIGIT - TSE CP | 2 January 2024 | ANDI ISMAIL - SPV TSE TIMUR | ACTIVE
21014740 | 26001 | GEM PREMIER 3500 ANALYZER | DIAGNOSTIC 2 | WERFEN HONG KONG LIMITED | GN00004351 | PT TIRTA MEDICALINDO | MEDAN | SUMATERA UTARA | MEDAN | MAIN UNIT | EMP | - |  | 9 June 2021 |  | 18 March 2021 | LEO LANANG SIGIT - TSE CP | 17 January 2024 | SAHID DERMAWAN - SPV TSE BARAT | ACTIVE
21014741 | 26001 | GEM PREMIER 3500 ANALYZER | DIAGNOSTIC 2 | WERFEN HONG KONG LIMITED | GN17030002 | RSUD DR. R SOEJONO SELONG | MATARAM | NUSA TENGGARA BARAT | MATARAM | MAIN UNIT | CUSTOMER | - |  | 29 September 2021 | I KADEK - TSE | 18 March 2021 | LEO LANANG SIGIT - TSE CP | 29 September 2021 | I KADEK - TSE | ACTIVE
2102000FUS0126 | FUS20 | URINALISIS HYBRID FUS2000 | DIAGNOSTIC 2 | DIRUI MEDICAL INDONESIA, PT. | GN00002985 | WORKSHOOP CSM PUSAT | PUSAT | DKI JAKARTA | JAKARTA TIMUR | MAIN UNIT | EMP | 21 February 2022 | NOVAN KURNIARTATO - TSE | 31 October 2023 |  | 16 February 2022 | NOVAN KURNIARTATO - TSE | 13 December 2024 | SAHID DERMAWAN - SPV TSE BARAT | ACTIVE
2102000FUS0127 | FUS20 | URINALISIS HYBRID FUS2000 | DIAGNOSTIC 2 | DIRUI MEDICAL INDONESIA, PT. | GN24050009 | LAKESPRA DR SARYANTO | JAKARTA-1 | DKI JAKARTA | JAKARTA SELATAN | MAIN UNIT | CUSTOMER | 21 February 2022 | NOVAN KURNIARTATO - TSE | 6 May 2024 |  | 16 February 2022 | NOVAN KURNIARTATO - TSE | 24 May 2024 | SAHID DERMAWAN - SPV TSE BARAT | ACTIVE
21021507 | JS002 | BIOHAZARD SAFETY CABINET TYPE A2 (1200 MM) | DIAGNOSTIC 2 | JS RESEARCH INC. | GN00002986 | RDC PUSAT - RAWAGELAM | PUSAT | DKI JAKARTA | JAKARTA TIMUR | MAIN UNIT | EMP | - |  | - |  | 19 March 2021 | LEO LANANG SIGIT - TSE CP | - |  | ACTIVE
21021508 | JS002 | BIOHAZARD SAFETY CABINET TYPE A2 (1200 MM) | DIAGNOSTIC 2 | JS RESEARCH INC. | GN21030079 | RS BRAWIJAYA SAHARJO | JAKARTA-1 | DKI JAKARTA | JAKARTA SELATAN | MAIN UNIT | CUSTOMER | 20 January 2022 | ARDI HERMAWAN - TSE CP | 24 June 2021 | ARDI HERMAWAN - TSE CP | 19 March 2021 | LEO LANANG SIGIT - TSE CP | 20 January 2022 | ARDI HERMAWAN - TSE CP | ACTIVE
21021509 | JS002 | BIOHAZARD SAFETY CABINET TYPE A2 (1200 MM) | DIAGNOSTIC 2 | JS RESEARCH INC. | GN00000367 | RS HARAPAN | PEMATANG SIANTAR | SUMATERA UTARA | PEMATANG SIANTAR | MAIN UNIT | CUSTOMER | - |  | 31 March 2021 | BARITA P-SIMAMORA - TSE | 19 March 2021 | LEO LANANG SIGIT - TSE CP | 31 March 2021 | BARITA P-SIMAMORA - TSE | ACTIVE
21021510 | JS002 | BIOHAZARD SAFETY CABINET TYPE A2 (1200 MM) | DIAGNOSTIC 2 | JS RESEARCH INC. | GN00011252 | POLTEKES SURABAYA | SURABAYA-2 | JAWA TIMUR | SURABAYA | MAIN UNIT | CUSTOMER | - |  | 1 April 2021 | MIKKI FAHRIZI - TSE | 19 March 2021 | LEO LANANG SIGIT - TSE CP | 1 April 2021 | MIKKI FAHRIZI - TSE | ACTIVE
21021519 | JS001 | BIO SAFE-CAB TYPE-A2 900 | DIAGNOSTIC 2 | JS RESEARCH INC. | GN00000366 | RS VITA INSANI | PEMATANG SIANTAR | SUMATERA UTARA | PEMATANG SIANTAR | MAIN UNIT | CUSTOMER | - |  | 31 March 2021 | BARITA P-SIMAMORA - TSE | 18 March 2021 | LEO LANANG SIGIT - TSE CP | 31 March 2021 | BARITA P-SIMAMORA - TSE | ACTIVE
21022214 | JS001 | BIO SAFE-CAB TYPE-A2 900 | DIAGNOSTIC 2 | JS RESEARCH INC. | GN17030008 | POLTEKKES KEMENKES JAKARTA III | JAKARTA-1 | DKI JAKARTA | BEKASI | MAIN UNIT | CUSTOMER | - |  | 29 April 2021 | GATOT SURYA ADIPUTRA - TSE | 18 March 2021 | LEO LANANG SIGIT - TSE CP | 29 April 2021 | GATOT SURYA ADIPUTRA - TSE | ACTIVE
21022215 | JS001 | BIO SAFE-CAB TYPE-A2 900 | DIAGNOSTIC 2 | JS RESEARCH INC. | GN00001538 | RS JIWA DR. RADJIMAN WEDIODININGRAT | MALANG | JAWA TIMUR | MALANG | MAIN UNIT | CUSTOMER | - |  | 30 April 2021 |  | 18 March 2021 | LEO LANANG SIGIT - TSE CP | 10 October 2023 | ANDI ISMAIL - SPV TSE TIMUR | ACTIVE
21022216 | JS001 | BIO SAFE-CAB TYPE-A2 900 | DIAGNOSTIC 2 | JS RESEARCH INC. | GN21060017 | RS Siloam Bekasi Sepanjang | BEKASI | JAWA BARAT | BEKASI | MAIN UNIT | CUSTOMER | - |  | 26 February 2022 | GATOT SURYA ADIPUTRA - TSE | 18 March 2021 | LEO LANANG SIGIT - TSE CP | 26 February 2022 | GATOT SURYA ADIPUTRA - TSE | ACTIVE
21022217 | JS001 | BIO SAFE-CAB TYPE-A2 900 | DIAGNOSTIC 2 | JS RESEARCH INC. | GN00011571 | PUSKESMAS KECAMATAN SENEN | JAKARTA-1 | DKI JAKARTA | JAKARTA PUSAT | MAIN UNIT | CUSTOMER | - |  | 24 February 2022 | ARDI HERMAWAN - TSE CP | 18 March 2021 | LEO LANANG SIGIT - TSE CP | 24 February 2022 | ARDI HERMAWAN - TSE CP | ACTIVE
21022218 | JS001 | BIO SAFE-CAB TYPE-A2 900 | DIAGNOSTIC 2 | JS RESEARCH INC. | GN00002986 | RDC PUSAT - RAWAGELAM | PUSAT | DKI JAKARTA | JAKARTA TIMUR | MAIN UNIT | EMP | - |  | - |  | 18 March 2021 | LEO LANANG SIGIT - TSE CP | - |  | ACTIVE
21022219 | JS001 | BIO SAFE-CAB TYPE-A2 900 | DIAGNOSTIC 2 | JS RESEARCH INC. | GN21080005 | Laboratorium Klinik Biodika | MAKASSAR | SULAWESI SELATAN | MAKASSAR | MAIN UNIT | CUSTOMER | 23 June 2022 | ASRULLAH - TSE | 28 August 2021 | ASRULLAH - TSE | 18 March 2021 | LEO LANANG SIGIT - TSE CP | 23 June 2022 | ASRULLAH - TSE | ACTIVE
21022220 | JS001 | BIO SAFE-CAB TYPE-A2 900 | DIAGNOSTIC 2 | JS RESEARCH INC. | GN17030008 | POLTEKKES KEMENKES JAKARTA III | JAKARTA-1 | DKI JAKARTA | BEKASI | MAIN UNIT | CUSTOMER | - |  | 29 April 2021 | GATOT SURYA ADIPUTRA - TSE | 18 March 2021 | LEO LANANG SIGIT - TSE CP | 29 April 2021 | GATOT SURYA ADIPUTRA - TSE | ACTIVE
21022221 | JS001 | BIO SAFE-CAB TYPE-A2 900 | DIAGNOSTIC 2 | JS RESEARCH INC. | GN00002986 | RDC PUSAT - RAWAGELAM | PUSAT | DKI JAKARTA | JAKARTA TIMUR | MAIN UNIT | EMP | - |  | - |  | 18 March 2021 | LEO LANANG SIGIT - TSE CP | - |  | ACTIVE
21022222 | JS001 | BIO SAFE-CAB TYPE-A2 900 | DIAGNOSTIC 2 | JS RESEARCH INC. | GN21090007 | Lab Biologi UIN Alauddin Samata Gowa | MAKASSAR | SULAWESI SELATAN | MAKASSAR | MAIN UNIT | CUSTOMER | 23 June 2022 | ASRULLAH - TSE | 1 October 2021 | ASRULLAH - TSE | 18 March 2021 | LEO LANANG SIGIT - TSE CP | 23 June 2022 | ASRULLAH - TSE | ACTIVE
21022224 | JS002 | BIOHAZARD SAFETY CABINET TYPE A2 (1200 MM) | DIAGNOSTIC 2 | JS RESEARCH INC. | GN00011252 | POLTEKES SURABAYA | SURABAYA-2 | JAWA TIMUR | SURABAYA | MAIN UNIT | CUSTOMER | - |  | 1 April 2021 | MIKKI FAHRIZI - TSE | 19 March 2021 | LEO LANANG SIGIT - TSE CP | 1 April 2021 | MIKKI FAHRIZI - TSE | ACTIVE
21022225 | JS002 | BIOHAZARD SAFETY CABINET TYPE A2 (1200 MM) | DIAGNOSTIC 2 | JS RESEARCH INC. | GN00011252 | POLTEKES SURABAYA | SURABAYA-2 | JAWA TIMUR | SURABAYA | MAIN UNIT | CUSTOMER | - |  | 1 April 2021 | MIKKI FAHRIZI - TSE | 19 March 2021 | LEO LANANG SIGIT - TSE CP | 1 April 2021 | MIKKI FAHRIZI - TSE | ACTIVE
21022226 | JS002 | BIOHAZARD SAFETY CABINET TYPE A2 (1200 MM) | DIAGNOSTIC 2 | JS RESEARCH INC. | GN00000954 | RSIA HERMINA PASTEUR | BANDUNG | JAWA BARAT | BANDUNG | MAIN UNIT | CUSTOMER | 26 January 2022 | ARBIANSYAH - TSE | 14 June 2021 | ARBIANSYAH - TSE | 19 March 2021 | LEO LANANG SIGIT - TSE CP | 26 January 2022 | ARBIANSYAH - TSE | ACTIVE
21022227 | JS002 | BIOHAZARD SAFETY CABINET TYPE A2 (1200 MM) | DIAGNOSTIC 2 | JS RESEARCH INC. | GN20020070 | SILOAM HOSPITAL MATARAM | MATARAM | NUSA TENGGARA BARAT | MATARAM | MAIN UNIT | CUSTOMER | - |  | 3 May 2021 | I KADEK - TSE | 19 March 2021 | LEO LANANG SIGIT - TSE CP | 3 May 2021 | I KADEK - TSE | ACTIVE
21022228 | JS002 | BIOHAZARD SAFETY CABINET TYPE A2 (1200 MM) | DIAGNOSTIC 2 | JS RESEARCH INC. | GN00001051 | RS HERMINA BOGOR | BOGOR | JAWA BARAT | BOGOR | MAIN UNIT | CUSTOMER | 25 January 2022 | IBNUL AZIZ - TSE | 30 April 2021 | IBNUL AZIZ - TSE | 19 March 2021 | LEO LANANG SIGIT - TSE CP | 25 January 2022 | IBNUL AZIZ - TSE | ACTIVE
21022229 | JS002 | BIOHAZARD SAFETY CABINET TYPE A2 (1200 MM) | DIAGNOSTIC 2 | JS RESEARCH INC. | GN21050009 | RSU ISLAM - BOYOLALI | SOLO | JAWA TENGAH | SURAKARTA | MAIN UNIT | CUSTOMER | 25 January 2022 | TEGAR PANDU - TSE | 19 May 2021 | TEGAR PANDU - TSE | 19 March 2021 | LEO LANANG SIGIT - TSE CP | 25 January 2022 | TEGAR PANDU - TSE | ACTIVE
21022230 | JS003 | BIOHAZARD SAFETY CABINET TYPE A2 (1500 MM) | DIAGNOSTIC 2 | JS RESEARCH INC. | GN00002199 | RS PHC SURABAYA | SURABAYA-1 | JAWA TIMUR | SURABAYA | MAIN UNIT | CUSTOMER | - |  | 14 April 2021 | GANDHI YANRANGGA | 18 March 2021 | LEO LANANG SIGIT - TSE CP | 14 April 2021 | GANDHI YANRANGGA | ACTIVE
21025149 | 26001 | GEM PREMIER 3500 ANALYZER | DIAGNOSTIC 2 | WERFEN HONG KONG LIMITED | GN18110016 | PT. ENSEVAL MEDIKA PRIMA ( SURABAYA -1 ) | SURABAYA-1 | JAWA TIMUR | SURABAYA | MAIN UNIT | EMP | - |  | 18 July 2021 | MIKKI FAHRIZI - TSE | 7 May 2021 | LEO LANANG SIGIT - TSE CP | 17 October 2025 | SAHID DERMAWAN - SPV TSE BARAT | ACTIVE
21032595 | AC350 | ACL TOP 350 CTS SYSTEM | DIAGNOSTIC 2 | WERFEN HONG KONG LIMITED | GN00002985 | WORKSHOOP CSM PUSAT | PUSAT | DKI JAKARTA | JAKARTA TIMUR | MAIN UNIT | EMP | 24 January 2022 | NOVAN KURNIARTATO - TSE | 5 September 2023 | HARI UDI RAHARJO - TSE | 22 June 2021 | NOVAN KURNIARTATO - TSE | 25 November 2024 | SAHID DERMAWAN - SPV TSE BARAT | ACTIVE
21035209 | 26001 | GEM PREMIER 3500 ANALYZER | DIAGNOSTIC 2 | WERFEN HONG KONG LIMITED | GN00001510 | RSUD DR H KOESNADI | JEMBER | JAWA TIMUR | BONDOWOSO | MAIN UNIT | CUSTOMER | - |  | 2 August 2021 | GANDHI YANRANGGA | 7 May 2021 | LEO LANANG SIGIT - TSE CP | 2 August 2021 | GANDHI YANRANGGA | ACTIVE
21035211 | 26001 | GEM PREMIER 3500 ANALYZER | DIAGNOSTIC 2 | WERFEN HONG KONG LIMITED | GN00000488 | RSUD LANGSA | LHOKSEUMAWE | ACEH | LANGSA | MAIN UNIT | EMP | - |  | 20 August 2021 | BARITA P-SIMAMORA - TSE | 7 May 2021 | LEO LANANG SIGIT - TSE CP | 20 August 2021 | BARITA P-SIMAMORA - TSE | ACTIVE
21035212 | 26001 | GEM PREMIER 3500 ANALYZER | DIAGNOSTIC 2 | WERFEN HONG KONG LIMITED | GN00002986 | RDC PUSAT - RAWAGELAM | PUSAT | DKI JAKARTA | JAKARTA TIMUR | MAIN UNIT | EMP | - |  | - |  | 7 May 2021 | LEO LANANG SIGIT - TSE CP | - |  | ACTIVE
21035213 | 26001 | GEM PREMIER 3500 ANALYZER | DIAGNOSTIC 2 | WERFEN HONG KONG LIMITED | GN00002986 | RDC PUSAT - RAWAGELAM | PUSAT | DKI JAKARTA | JAKARTA TIMUR | MAIN UNIT | EMP | - |  | - |  | 7 May 2021 | LEO LANANG SIGIT - TSE CP | - |  | ACTIVE
21035268 | 26001 | GEM PREMIER 3500 ANALYZER | DIAGNOSTIC 2 | WERFEN HONG KONG LIMITED | GN00002986 | RDC PUSAT - RAWAGELAM | PUSAT | DKI JAKARTA | JAKARTA TIMUR | MAIN UNIT | EMP | 24 January 2022 | NOVAN KURNIARTATO - TSE | - |  | 9 June 2021 | NOVAN KURNIARTATO - TSE | - |  | ACTIVE
21035269 | 26001 | GEM PREMIER 3500 ANALYZER | DIAGNOSTIC 2 | WERFEN HONG KONG LIMITED | GN00001887 | RS BAPTIS KEDIRI | KEDIRI | JAWA TIMUR | KEDIRI | MAIN UNIT | EMP | 24 January 2022 | NOVAN KURNIARTATO - TSE | 28 February 2022 | FAJAR FAHMI - TSE | 9 June 2021 | NOVAN KURNIARTATO - TSE | 24 January 2025 | SAHID DERMAWAN - SPV TSE BARAT | ACTIVE
21035270 | 26001 | GEM PREMIER 3500 ANALYZER | DIAGNOSTIC 2 | WERFEN HONG KONG LIMITED | GN00003956 | PT DEXA ARFINDO PRATAMA | SURABAYA-1 | JAWA TIMUR |  | MAIN UNIT | CUSTOMER | - |  | 11 October 2021 |  | 9 June 2021 | NOVAN KURNIARTATO - TSE | 24 January 2025 | ANDI ISMAIL - SPV TSE TIMUR | ACTIVE
21035271 | 26001 | GEM PREMIER 3500 ANALYZER | DIAGNOSTIC 2 | WERFEN HONG KONG LIMITED | GN00001419 | RS Mawaddah Medika | SURABAYA-1 | JAWA TIMUR |  | MAIN UNIT | EMP | - |  | 15 February 2022 | PHILIP LAKRISNA - TSE | 9 June 2021 | NOVAN KURNIARTATO - TSE | 14 August 2025 | SAHID DERMAWAN - SPV TSE BARAT | ACTIVE
21035272 | 26001 | GEM PREMIER 3500 ANALYZER | DIAGNOSTIC 2 | WERFEN HONG KONG LIMITED | GN00003140 | RS ADHYAKSA | JAKARTA-1 | DKI JAKARTA | JAKARTA TIMUR | MAIN UNIT | EMP | 25 January 2022 | IBNUL AZIZ - TSE | 17 January 2022 | IBNUL AZIZ - TSE | 9 June 2021 | NOVAN KURNIARTATO - TSE | 10 September 2025 | SAHID DERMAWAN - SPV TSE BARAT | ACTIVE
21052411 | JS003 | BIOHAZARD SAFETY CABINET TYPE A2 (1500 MM) | DIAGNOSTIC 2 | JS RESEARCH INC. | GN21030048 | LABKESDA BONDOWOSO | SURABAYA-1 | JAWA TIMUR | SURABAYA | MAIN UNIT | CUSTOMER | - |  | 28 July 2021 | PHILIP LAKRISNA - TSE | 25 June 2021 | LEO LANANG SIGIT - TSE CP | 28 July 2021 | PHILIP LAKRISNA - TSE | ACTIVE
21052412 | JS003 | BIOHAZARD SAFETY CABINET TYPE A2 (1500 MM) | DIAGNOSTIC 2 | JS RESEARCH INC. | GN21030049 | LABKESDA LUMAJANG | SURABAYA-1 | JAWA TIMUR | SURABAYA | MAIN UNIT | CUSTOMER | - |  | 11 October 2021 | AHMAD FATKHUDIN - TSE | 25 June 2021 | LEO LANANG SIGIT - TSE CP | 11 October 2021 | AHMAD FATKHUDIN - TSE | ACTIVE
2105307 | JS002 | BIOHAZARD SAFETY CABINET TYPE A2 (1200 MM) | DIAGNOSTIC 2 | JS RESEARCH INC. | GN00002986 | RDC PUSAT - RAWAGELAM | PUSAT | DKI JAKARTA | JAKARTA TIMUR | MAIN UNIT | EMP | - |  | - |  | 25 June 2021 | LEO LANANG SIGIT - TSE CP | - |  | INACTIVE
2105308 | JS002 | BIOHAZARD SAFETY CABINET TYPE A2 (1200 MM) | DIAGNOSTIC 2 | JS RESEARCH INC. | GN00002986 | RDC PUSAT - RAWAGELAM | PUSAT | DKI JAKARTA | JAKARTA TIMUR | MAIN UNIT | EMP | - |  | - |  | 25 June 2021 | LEO LANANG SIGIT - TSE CP | - |  | INACTIVE
21053107 | JS002 | BIOHAZARD SAFETY CABINET TYPE A2 (1200 MM) | DIAGNOSTIC 2 | JS RESEARCH INC. | GN21070006 | PT MULTI INDOMANDIRI | BEKASI | JAWA BARAT | BEKASI | MAIN UNIT | CUSTOMER | - |  | 7 March 2022 | GATOT SURYA ADIPUTRA - TSE | 25 June 2021 | LEO LANANG SIGIT - TSE CP | 7 March 2022 | GATOT SURYA ADIPUTRA - TSE | ACTIVE
21053108 | JS002 | BIOHAZARD SAFETY CABINET TYPE A2 (1200 MM) | DIAGNOSTIC 2 | JS RESEARCH INC. | GN00002986 | RDC PUSAT - RAWAGELAM | PUSAT | DKI JAKARTA | JAKARTA TIMUR | MAIN UNIT | EMP | - |  | - |  | 25 June 2021 | LEO LANANG SIGIT - TSE CP | - |  | ACTIVE
21053109 | JS002 | BIOHAZARD SAFETY CABINET TYPE A2 (1200 MM) | DIAGNOSTIC 2 | JS RESEARCH INC. | GN00001918 | RS ISLAM KLATEN | YOGYAKARTA | YOGYAKARTA | YOGYAKARTA | MAIN UNIT | CUSTOMER | - |  | 27 July 2021 | HARI UDI RAHARJO - TSE | 25 June 2021 | LEO LANANG SIGIT - TSE CP | - |  | ACTIVE
21053110 | JS002 | BIOHAZARD SAFETY CABINET TYPE A2 (1200 MM) | DIAGNOSTIC 2 | JS RESEARCH INC. | GN21030050 | LABKESDA PONOROGO | SURABAYA-1 | JAWA TIMUR | SURABAYA | MAIN UNIT | CUSTOMER | 28 January 2022 | FAJAR FAHMI - TSE | 9 August 2021 | FAJAR FAHMI - TSE | 25 June 2021 | LEO LANANG SIGIT - TSE CP | 28 January 2022 | FAJAR FAHMI - TSE | ACTIVE
21053111 | JS002 | BIOHAZARD SAFETY CABINET TYPE A2 (1200 MM) | DIAGNOSTIC 2 | JS RESEARCH INC. | GN21120003 | UPT Laboratorium Kesehatan Prov Sulawesi Tengah | PALU | SULAWESI TENGAH | PALU | MAIN UNIT | CUSTOMER | - |  | 23 February 2022 | HARI UDI RAHARJO - TSE | 25 June 2021 | LEO LANANG SIGIT - TSE CP | 23 February 2022 | HARI UDI RAHARJO - TSE | ACTIVE
21053112 | JS002 | BIOHAZARD SAFETY CABINET TYPE A2 (1200 MM) | DIAGNOSTIC 2 | JS RESEARCH INC. | GN00001906 | RSUD KAB SLEMAN | YOGYAKARTA | YOGYAKARTA | YOGYAKARTA | MAIN UNIT | CUSTOMER | - |  | 29 September 2021 | RIDWAN - TSE | 25 June 2021 | LEO LANANG SIGIT - TSE CP | 29 September 2021 | RIDWAN - TSE | ACTIVE
21053113 | JS002 | BIOHAZARD SAFETY CABINET TYPE A2 (1200 MM) | DIAGNOSTIC 2 | JS RESEARCH INC. | GN21120003 | UPT Laboratorium Kesehatan Prov Sulawesi Tengah | PALU | SULAWESI TENGAH | PALU | MAIN UNIT | CUSTOMER | - |  | 23 February 2022 | HARI UDI RAHARJO - TSE | 25 June 2021 | LEO LANANG SIGIT - TSE CP | 23 February 2022 | HARI UDI RAHARJO - TSE | ACTIVE
21053114 | JS002 | BIOHAZARD SAFETY CABINET TYPE A2 (1200 MM) | DIAGNOSTIC 2 | JS RESEARCH INC. | GN00002416 | RSU PROF DR H ALIE SABOE | MANADO | SULAWESI UTARA | GORONTALO | MAIN UNIT | CUSTOMER | - |  | 18 February 2022 | ANDRIAS NUGROHO - TSE | 25 June 2021 | LEO LANANG SIGIT - TSE CP | 18 February 2022 | ANDRIAS NUGROHO - TSE | ACTIVE
21068271 | GP500 | GEM PREMIER 5000 Analyzer | DIAGNOSTIC 2 | WERFEN ITALY (INSTRUMENTATION LAB SPA) | GN00001160 | RSUD Arjawinangun | CIREBON | JAWA BARAT | CIREBON | MAIN UNIT | EMP | 24 January 2022 | NOVAN KURNIARTATO - TSE | 26 August 2024 |  | 23 September 2021 | NOVAN KURNIARTATO - TSE | 23 January 2025 | SAHID DERMAWAN - SPV TSE BARAT | ACTIVE
21076128 | 26001 | GEM PREMIER 3500 ANALYZER | DIAGNOSTIC 2 | WERFEN HONG KONG LIMITED | GN00002986 | RDC PUSAT - RAWAGELAM | PUSAT | DKI JAKARTA | JAKARTA TIMUR | MAIN UNIT | EMP | - |  | - |  | 2 December 2021 | LEO LANANG SIGIT - TSE CP | - |  | ACTIVE
21076129 | 26001 | GEM PREMIER 3500 ANALYZER | DIAGNOSTIC 2 | WERFEN HONG KONG LIMITED | GN00001757 | RSUD DR. M. ASHARI | TEGAL | JAWA TENGAH | PEMALANG | MAIN UNIT | EMP | - |  | 1 August 2022 | MUNADI - TSE | 2 December 2021 | LEO LANANG SIGIT - TSE CP | 1 August 2022 | MUNADI - TSE | ACTIVE
21076130 | 26001 | GEM PREMIER 3500 ANALYZER | DIAGNOSTIC 2 | WERFEN HONG KONG LIMITED | GN25070002 | RSUD CILOGRANG - CIJENGKOL | TANGERANG | BANTEN | TANGERANG | MAIN UNIT | EMP | - |  | 21 October 2025 |  | 2 December 2021 | LEO LANANG SIGIT - TSE CP | 3 November 2025 | SAHID DERMAWAN - SPV TSE BARAT | ACTIVE
21076131 | 26001 | GEM PREMIER 3500 ANALYZER | DIAGNOSTIC 2 | WERFEN HONG KONG LIMITED | GN00002986 | RDC PUSAT - RAWAGELAM | PUSAT | DKI JAKARTA | JAKARTA TIMUR | MAIN UNIT | EMP | - |  | - |  | 2 December 2021 | LEO LANANG SIGIT - TSE CP | - |  | ACTIVE
21076132 | 26001 | GEM PREMIER 3500 ANALYZER | DIAGNOSTIC 2 | WERFEN HONG KONG LIMITED | GN00000658 | RSUD DR DORIS SYLVANUS | BANJARMASIN | KALIMANTAN TENGAH | PALANGKA RAYA | MAIN UNIT | EMP | - |  | 2 December 2021 |  | 2 December 2021 | LEO LANANG SIGIT - TSE CP | 27 August 2025 | SAHID DERMAWAN - SPV TSE BARAT | ACTIVE
21076133 | 26001 | GEM PREMIER 3500 ANALYZER | DIAGNOSTIC 2 | WERFEN HONG KONG LIMITED | GN00002985 | WORKSHOOP CSM PUSAT | PUSAT | DKI JAKARTA | JAKARTA TIMUR | MAIN UNIT | EMP | - |  | 19 June 2025 |  | 2 December 2021 | LEO LANANG SIGIT - TSE CP | 15 August 2025 | SAHID DERMAWAN - SPV TSE BARAT | ACTIVE
21076134 | 26001 | GEM PREMIER 3500 ANALYZER | DIAGNOSTIC 2 | WERFEN HONG KONG LIMITED | GN00006946 | RSUD LABUAN | TANGERANG | BANTEN | TANGERANG | MAIN UNIT | CUSTOMER | - |  | 18 June 2025 |  | 2 December 2021 | LEO LANANG SIGIT - TSE CP | 19 June 2025 | SAHID DERMAWAN - SPV TSE BARAT | ACTIVE
21076186 | 26001 | GEM PREMIER 3500 ANALYZER | DIAGNOSTIC 2 | WERFEN HONG KONG LIMITED | GN00001783 | RS PKU Muhammadiyah Surakarta | SOLO | JAWA TENGAH | SURAKARTA | MAIN UNIT | EMP | - |  | 7 June 2022 | TEGAR PANDU - TSE | 2 December 2021 | LEO LANANG SIGIT - TSE CP | 7 June 2022 | TEGAR PANDU - TSE | ACTIVE
21076187 | 26001 | GEM PREMIER 3500 ANALYZER | DIAGNOSTIC 2 | WERFEN HONG KONG LIMITED | GN00007806 | RSUD KABUPATEN KEPULAUAN MERANTI | PEKAN BARU | RIAU | PEKANBARU | MAIN UNIT | CUSTOMER | - |  | 16 September 2025 |  | 2 December 2021 | LEO LANANG SIGIT - TSE CP | 2 October 2025 | SAHID DERMAWAN - SPV TSE BARAT | ACTIVE
210BS4115 | 48009 | BACT ALERT 3D 60 | DIAGNOSTIC 1 | BIOMERIEUX, INC. | GN00002921 | RS MITRA KELUARGA DEPOK ( RSMK ) | PEJATEN | JAWA BARAT | DEPOK | MAIN UNIT | EMP | 4 August 2016 |  | 1 January 2013 |  | 4 August 2016 |  | - |  | ACTIVE
210BS4125 | 48009 | BACT ALERT 3D 60 | DIAGNOSTIC 1 | BIOMERIEUX, INC. | GN00002335 | LAB THAMRIN S.BATANGHARI | MEDAN | SUMATERA UTARA | MEDAN | MAIN UNIT | EMP | 1 February 1990 | ARBIANSYAH - TSE | 1 January 2013 |  | 1 February 1990 | ARBIANSYAH - TSE | - |  | ACTIVE
210BS4126 | 48009 | BACT ALERT 3D 60 | DIAGNOSTIC 1 | BIOMERIEUX, INC. | GN24110008 | LAB PRAMITA WAHID HASYIM - MEDAN | MEDAN | SUMATERA UTARA | MEDAN | MAIN UNIT | EMP | 1 February 1990 | ARBIANSYAH - TSE | 6 June 2013 |  | 1 February 1990 | ARBIANSYAH - TSE | - |  | ACTIVE
210BS4127 | 48009 | BACT ALERT 3D 60 | DIAGNOSTIC 1 | BIOMERIEUX, INC. | GN00001999 | LAB PRODIA - DIPONEGORO | DENPASAR | BALI | DENPASAR | MAIN UNIT | EMP | - |  | 25 June 2013 |  | - |  | - |  | ACTIVE
210BS4128 | 48009 | BACT ALERT 3D 60 | DIAGNOSTIC 1 | BIOMERIEUX, INC. | GN00002333 | RS KEN SARAS | SEMARANG | JAWA TENGAH | UNGARAN | MAIN UNIT | CUSTOMER | - |  | 1 January 2014 |  | - |  | - |  | ACTIVE
210BS4129 | 48009 | BACT ALERT 3D 60 | DIAGNOSTIC 1 | BIOMERIEUX, INC. | GN00000003 | RSUD KAB BEKASI | BEKASI | JAWA BARAT | BEKASI | MAIN UNIT | CUSTOMER | 13 August 2014 | GATOT SURYA ADIPUTRA - TSE | 1 June 2013 |  | 13 August 2014 | GATOT SURYA ADIPUTRA - TSE | - |  | ACTIVE
210BS4130 | 48009 | BACT ALERT 3D 60 | DIAGNOSTIC 1 | BIOMERIEUX, INC. | GN00002165 | RSUD Dr R Koesma tuban pop | SURABAYA-1 | JAWA TIMUR | TUBAN | MAIN UNIT | CUSTOMER | - |  | 6 September 2013 |  | - |  | - |  | ACTIVE
210BS4132 | 48009 | BACT ALERT 3D 60 | DIAGNOSTIC 1 | BIOMERIEUX, INC. | GN00002447 | RS PROF D R KANDAU MANADO ( RSUP PROF D R KANDAU MANADO ) | MANADO | SULAWESI UTARA | MANADO | MAIN UNIT | CUSTOMER | 4 March 2016 |  | 1 January 1900 |  | 4 March 2016 |  | - |  | ACTIVE
210BS4133 | 48009 | BACT ALERT 3D 60 | DIAGNOSTIC 1 | BIOMERIEUX, INC. | GN00000197 | RS SANTA MARIA PEKANBARU | PEKAN BARU | RIAU | PEKANBARU | MAIN UNIT | CUSTOMER | - |  | 1 October 2013 |  | - |  | - |  | ACTIVE
211/VIII/12 | TM01U | Infant Incubator Tsn910Sc |  |  | GN00001720 | RSU SUMBAWA BESAR | MATARAM | NUSA TENGGARA BARAT | MATARAM | MAIN UNIT | CUSTOMER | - |  | 21 December 2013 |  | - |  | - |  | ACTIVE
211/X/14 | TM01U | Infant Incubator Tsn910Sc |  |  | GN00008000 | PUSKESMAS KARANG BAHAGIA | BEKASI | JAWA BARAT | BEKASI | MAIN UNIT | CUSTOMER | 28 November 2014 | GATOT SURYA ADIPUTRA - TSE | 28 November 2014 |  | 28 November 2014 | GATOT SURYA ADIPUTRA - TSE | - |  | ACTIVE
21100800H0947 | H0301 | URINE ANALYZER H-800 BASIC | DIAGNOSTIC 2 | DIRUI MEDICAL INDONESIA, PT. | GN00011635 | LAB. THAMRIN - BANDA ACEH | BANDA ACEH | ACEH | BANDA ACEH | MAIN UNIT | EMP | - |  | 14 June 2022 |  | 26 July 2024 | LEO LANANG SIGIT - TSE CP | 13 December 2024 | SAHID DERMAWAN - SPV TSE BARAT | ACTIVE
2110112 | JS002 | BIOHAZARD SAFETY CABINET TYPE A2 (1200 MM) | DIAGNOSTIC 2 | JS RESEARCH INC. | GN00002986 | RDC PUSAT - RAWAGELAM | PUSAT | DKI JAKARTA | JAKARTA TIMUR | MAIN UNIT | EMP | - |  | - |  | 10 November 2021 | LEO LANANG SIGIT - TSE CP | - |  | INACTIVE
21101124 | JS002 | BIOHAZARD SAFETY CABINET TYPE A2 (1200 MM) | DIAGNOSTIC 2 | JS RESEARCH INC. | GN00002986 | RDC PUSAT - RAWAGELAM | PUSAT | DKI JAKARTA | JAKARTA TIMUR | MAIN UNIT | EMP | - |  | - |  | 10 November 2021 | LEO LANANG SIGIT - TSE CP | - |  | ACTIVE
21101125 | JS002 | BIOHAZARD SAFETY CABINET TYPE A2 (1200 MM) | DIAGNOSTIC 2 | JS RESEARCH INC. | GN21120002 | LABKESDA PROBOLINGGO | MALANG | JAWA TIMUR | MALANG | MAIN UNIT | CUSTOMER | - |  | 31 December 2021 | PHILIP LAKRISNA - TSE | 10 November 2021 | LEO LANANG SIGIT - TSE CP | 31 December 2021 | PHILIP LAKRISNA - TSE | ACTIVE
21101126 | JS002 | BIOHAZARD SAFETY CABINET TYPE A2 (1200 MM) | DIAGNOSTIC 2 | JS RESEARCH INC. | GN19030046 | LABORATORIUM KESEHATAN DAERAH GRESIK | SURABAYA-2 | JAWA TIMUR | SURABAYA | MAIN UNIT | CUSTOMER | - |  | 29 November 2021 | MIKKI FAHRIZI - TSE | 10 November 2021 | LEO LANANG SIGIT - TSE CP | 29 November 2021 | MIKKI FAHRIZI - TSE | ACTIVE
21101127 | JS002 | BIOHAZARD SAFETY CABINET TYPE A2 (1200 MM) | DIAGNOSTIC 2 | JS RESEARCH INC. | GN00006470 | DINAS KESEHATAN KAB/ KOTA. REJANG LEBONG | BENGKULU | BENGKULU | CURUP | MAIN UNIT | CUSTOMER | - |  | 1 December 2021 | ABDI PUTRA - TSE | 10 November 2021 | LEO LANANG SIGIT - TSE CP | 1 December 2021 | ABDI PUTRA - TSE | ACTIVE
21101133 | JS003 | BIOHAZARD SAFETY CABINET TYPE A2 (1500 MM) | DIAGNOSTIC 2 | JS RESEARCH INC. | GN00000554 | LABKESDA KAB. KENDAL | SEMARANG | JAWA TENGAH | KENDAL | MAIN UNIT | CUSTOMER | - |  | 28 November 2021 | MUNADI - TSE | 10 November 2021 | LEO LANANG SIGIT - TSE CP | 28 November 2021 | MUNADI - TSE | ACTIVE
21101134 | JS003 | BIOHAZARD SAFETY CABINET TYPE A2 (1500 MM) | DIAGNOSTIC 2 | JS RESEARCH INC. | GN21090007 | Lab Biologi UIN Alauddin Samata Gowa | MAKASSAR | SULAWESI SELATAN | MAKASSAR | MAIN UNIT | CUSTOMER | - |  | 31 December 2021 | ASRULLAH - TSE | 2 December 2021 | LEO LANANG SIGIT - TSE CP | 31 December 2021 | ASRULLAH - TSE | ACTIVE
21101135 | JS001 | BIO SAFE-CAB TYPE-A2 900 | DIAGNOSTIC 2 | JS RESEARCH INC. | GN00002986 | RDC PUSAT - RAWAGELAM | PUSAT | DKI JAKARTA | JAKARTA TIMUR | MAIN UNIT | EMP | - |  | - |  | 10 November 2021 | LEO LANANG SIGIT - TSE CP | - |  | ACTIVE
21101136 | JS001 | BIO SAFE-CAB TYPE-A2 900 | DIAGNOSTIC 2 | JS RESEARCH INC. | GN00001811 | RS MEDIKA MULYA - HERMINA WONOGIRI | SOLO | JAWA TENGAH | BOYOLALI | MAIN UNIT | CUSTOMER | 25 January 2022 | TEGAR PANDU - TSE | 17 December 2021 | TEGAR PANDU - TSE | 10 November 2021 | LEO LANANG SIGIT - TSE CP | 25 January 2022 | TEGAR PANDU - TSE | ACTIVE
21101137 | JS001 | BIO SAFE-CAB TYPE-A2 900 | DIAGNOSTIC 2 | JS RESEARCH INC. | GN00005543 | BALAI BUDIDAYA AIR PAYAU SITUBONDO | JEMBER | JAWA TIMUR | JEMBER | MAIN UNIT | CUSTOMER | - |  | 6 December 2021 | FAJAR LESMANA - TSE | 10 November 2021 | LEO LANANG SIGIT - TSE CP | 6 December 2021 | FAJAR LESMANA - TSE | ACTIVE
21101138 | JS001 | BIO SAFE-CAB TYPE-A2 900 | DIAGNOSTIC 2 | JS RESEARCH INC. | GN00009409 | PUSKESMAS KEC. MENTENG | JAKARTA-1 | DKI JAKARTA | JAKARTA PUSAT | MAIN UNIT | CUSTOMER | - |  | 27 November 2021 | ARDI HERMAWAN - TSE CP | 10 November 2021 | LEO LANANG SIGIT - TSE CP | 27 November 2021 | ARDI HERMAWAN - TSE CP | ACTIVE
21101139 | JS001 | BIO SAFE-CAB TYPE-A2 900 | DIAGNOSTIC 2 | JS RESEARCH INC. | GN00008659 | PUSKESMAS JUNREJO | MALANG | JAWA TIMUR | MALANG | MAIN UNIT | CUSTOMER | - |  | 31 December 2021 | PHILIP LAKRISNA - TSE | 2 December 2021 | LEO LANANG SIGIT - TSE CP | 31 December 2021 | PHILIP LAKRISNA - TSE | ACTIVE
21101140 | JS001 | BIO SAFE-CAB TYPE-A2 900 | DIAGNOSTIC 2 | JS RESEARCH INC. | GN00000403 | RSUD DELI SERDANG | MEDAN | SUMATERA UTARA | LUBUK PAKAM | MAIN UNIT | CUSTOMER | - |  | 28 January 2022 | AZLI YUDHA - TSE | 2 December 2021 | LEO LANANG SIGIT - TSE CP | 28 January 2022 | AZLI YUDHA - TSE | ACTIVE
21101141 | JS001 | BIO SAFE-CAB TYPE-A2 900 | DIAGNOSTIC 2 | JS RESEARCH INC. | GN22020008 | PUSKESMAS BEJI KAB MALANG | MALANG | JAWA TIMUR | MALANG | MAIN UNIT | CUSTOMER | - |  | 1 March 2022 | AHMAD FATKHUDIN - TSE | 2 December 2021 | LEO LANANG SIGIT - TSE CP | 1 March 2022 | AHMAD FATKHUDIN - TSE | ACTIVE
21101142 | JS001 | BIO SAFE-CAB TYPE-A2 900 | DIAGNOSTIC 2 | JS RESEARCH INC. | GN00008535 | FK MIPA UNHAS | MAKASSAR | SULAWESI SELATAN | MAKASSAR | MAIN UNIT | CUSTOMER | - |  | 27 December 2021 | ASRULLAH - TSE | 2 December 2021 | LEO LANANG SIGIT - TSE CP | 27 December 2021 | ASRULLAH - TSE | ACTIVE
21101143 | JS001 | BIO SAFE-CAB TYPE-A2 900 | DIAGNOSTIC 2 | JS RESEARCH INC. | GN00007796 | PUSKESMAS BUMI AJI | MALANG | JAWA TIMUR | MALANG | MAIN UNIT | CUSTOMER | - |  | 4 January 2022 | MIKKI FAHRIZI - TSE | 2 December 2021 | LEO LANANG SIGIT - TSE CP | 4 January 2022 | MIKKI FAHRIZI - TSE | ACTIVE
21101144 | JS001 | BIO SAFE-CAB TYPE-A2 900 | DIAGNOSTIC 2 | JS RESEARCH INC. | GN00001340 | RSUD DR. H. SLAMET MARTODIRDJO | SURABAYA-1 | JAWA TIMUR | PAMEKASAN | MAIN UNIT | CUSTOMER | - |  | 31 December 2021 | PHILIP LAKRISNA - TSE | 2 December 2021 | LEO LANANG SIGIT - TSE CP | 31 December 2021 | PHILIP LAKRISNA - TSE | ACTIVE
21101815 | JS002 | BIOHAZARD SAFETY CABINET TYPE A2 (1200 MM) | DIAGNOSTIC 2 | JS RESEARCH INC. | GN00007841 | PUSKESMAS BATU | MALANG | JAWA TIMUR | MALANG | MAIN UNIT | CUSTOMER | - |  | 4 January 2022 | MIKKI FAHRIZI - TSE | 2 December 2021 | LEO LANANG SIGIT - TSE CP | 4 January 2022 | MIKKI FAHRIZI - TSE | ACTIVE
21101816 | JS002 | BIOHAZARD SAFETY CABINET TYPE A2 (1200 MM) | DIAGNOSTIC 2 | JS RESEARCH INC. | GN00002986 | RDC PUSAT - RAWAGELAM | PUSAT | DKI JAKARTA | JAKARTA TIMUR | MAIN UNIT | EMP | - |  | - |  | 2 December 2021 | LEO LANANG SIGIT - TSE CP | - |  | ACTIVE
21101817 | JS002 | BIOHAZARD SAFETY CABINET TYPE A2 (1200 MM) | DIAGNOSTIC 2 | JS RESEARCH INC. | GN00007264 | RSUD KALIANDA | BANDAR LAMPUNG | LAMPUNG | KALIANDA | MAIN UNIT | CUSTOMER | - |  | 31 December 2021 | ABDI PUTRA - TSE | 2 December 2021 | LEO LANANG SIGIT - TSE CP | 31 December 2021 | ABDI PUTRA - TSE | ACTIVE
21101818 | JS002 | BIOHAZARD SAFETY CABINET TYPE A2 (1200 MM) | DIAGNOSTIC 2 | JS RESEARCH INC. | GN00000521 | RSUD DR. R. SOEPRAPTO CEPU | SEMARANG | JAWA TENGAH | BLORA | MAIN UNIT | CUSTOMER | - |  | 31 January 2022 | ANDRIAS NUGROHO - TSE | 2 December 2021 | LEO LANANG SIGIT - TSE CP | 31 January 2022 | ANDRIAS NUGROHO - TSE | ACTIVE
21101819 | JS002 | BIOHAZARD SAFETY CABINET TYPE A2 (1200 MM) | DIAGNOSTIC 2 | JS RESEARCH INC. | GN00002986 | RDC PUSAT - RAWAGELAM | PUSAT | DKI JAKARTA | JAKARTA TIMUR | MAIN UNIT | EMP | - |  | - |  | 2 December 2021 | LEO LANANG SIGIT - TSE CP | - |  | ACTIVE
21101820 | JS002 | BIOHAZARD SAFETY CABINET TYPE A2 (1200 MM) | DIAGNOSTIC 2 | JS RESEARCH INC. | GN00002986 | RDC PUSAT - RAWAGELAM | PUSAT | DKI JAKARTA | JAKARTA TIMUR | MAIN UNIT | EMP | - |  | - |  | 2 December 2021 | LEO LANANG SIGIT - TSE CP | - |  | ACTIVE
21101822 | JS006 | LAMINAR FLOW CABINET VERTICAL (1200 MM) | DIAGNOSTIC 2 | JS RESEARCH INC. | GN00002908 | RSIA HERMINA DEPOK | PEJATEN | JAWA BARAT | DEPOK | MAIN UNIT | CUSTOMER | 25 January 2022 | IBNUL AZIZ - TSE | 30 December 2021 | IBNUL AZIZ - TSE | 2 December 2021 | LEO LANANG SIGIT - TSE CP | 25 January 2022 | IBNUL AZIZ - TSE | ACTIVE
21101823 | JS006 | LAMINAR FLOW CABINET VERTICAL (1200 MM) | DIAGNOSTIC 2 | JS RESEARCH INC. | GN00008805 | RS MITRA KELUARGA KALIDERES | JAKARTA-2 | DKI JAKARTA | JAKARTA BARAT | MAIN UNIT | CUSTOMER | - |  | 14 February 2023 | ADITIYA NOVANDRA - TSE | 2 December 2021 | LEO LANANG SIGIT - TSE CP | 20 October 2023 | SAHID DERMAWAN - SPV TSE BARAT | ACTIVE
21102507 | JS003 | BIOHAZARD SAFETY CABINET TYPE A2 (1500 MM) | DIAGNOSTIC 2 | JS RESEARCH INC. | GN00000234 | RSU DR ACHMAD MOCHTAR | PADANG | SUMATERA BARAT | BUKITTINGGI | MAIN UNIT | CUSTOMER | - |  | 19 July 2022 | ABDI PUTRA - TSE | 2 December 2021 | LEO LANANG SIGIT - TSE CP | 19 July 2022 | ABDI PUTRA - TSE | ACTIVE
21102508 | JS003 | BIOHAZARD SAFETY CABINET TYPE A2 (1500 MM) | DIAGNOSTIC 2 | JS RESEARCH INC. | GN00001909 | RSUD MUNTILAN | YOGYAKARTA | YOGYAKARTA | YOGYAKARTA | MAIN UNIT | CUSTOMER | - |  | 21 June 2022 | RIDWAN - TSE | 2 December 2021 | LEO LANANG SIGIT - TSE CP | 21 June 2022 | RIDWAN - TSE | ACTIVE
21112203 | JS002 | BIOHAZARD SAFETY CABINET TYPE A2 (1200 MM) | DIAGNOSTIC 2 | JS RESEARCH INC. | GN00002569 | PT. PRODIA WIDYAHUSADA ( LAB PRODIA - WASTU KENCANA ) | BANDUNG | JAWA BARAT | BANDUNG | MAIN UNIT | CUSTOMER | 26 January 2022 | ARBIANSYAH - TSE | - |  | 21 December 2021 | LEO LANANG SIGIT - TSE CP | 26 January 2022 | ARBIANSYAH - TSE | ACTIVE
21112204 | JS002 | BIOHAZARD SAFETY CABINET TYPE A2 (1200 MM) | DIAGNOSTIC 2 | JS RESEARCH INC. | GN20010027 | RSUD BENDAN KOTA PEKALONGAN | TEGAL | JAWA TENGAH | TEGAL | MAIN UNIT | CUSTOMER | - |  | 15 February 2022 | ANDRIAS NUGROHO - TSE | 21 December 2021 | LEO LANANG SIGIT - TSE CP | 15 February 2022 | ANDRIAS NUGROHO - TSE | ACTIVE
21112205 | JS002 | BIOHAZARD SAFETY CABINET TYPE A2 (1200 MM) | DIAGNOSTIC 2 | JS RESEARCH INC. | GN22040010 | RS MITRA KELUARGA - DELTAMAS | BEKASI | JAWA BARAT | BEKASI | MAIN UNIT | CUSTOMER | - |  | 1 July 2022 | GATOT SURYA ADIPUTRA - TSE | 21 December 2021 | LEO LANANG SIGIT - TSE CP | 1 July 2022 | GATOT SURYA ADIPUTRA - TSE | ACTIVE
21112206 | JS002 | BIOHAZARD SAFETY CABINET TYPE A2 (1200 MM) | DIAGNOSTIC 2 | JS RESEARCH INC. | GN00011160 | PUSKESMAS KEC TANAH ABANG | JAKARTA-2 | DKI JAKARTA | JAKARTA BARAT | MAIN UNIT | CUSTOMER | - |  | 27 April 2022 | MUHAMMAD FAJAR - TSE | 21 December 2021 | LEO LANANG SIGIT - TSE CP | 27 April 2022 | MUHAMMAD FAJAR - TSE | ACTIVE
21112207 | JS002 | BIOHAZARD SAFETY CABINET TYPE A2 (1200 MM) | DIAGNOSTIC 2 | JS RESEARCH INC. | GN00001907 | RSUD KRT SETJONEGORO WONOSOBO | YOGYAKARTA | YOGYAKARTA | YOGYAKARTA | MAIN UNIT | CUSTOMER | - |  | 28 April 2022 | RIDWAN - TSE | 21 December 2021 | LEO LANANG SIGIT - TSE CP | 28 April 2022 | RIDWAN - TSE | ACTIVE
21112208 | JS002 | BIOHAZARD SAFETY CABINET TYPE A2 (1200 MM) | DIAGNOSTIC 2 | JS RESEARCH INC. | GN00008625 | RS UDAYANA | DENPASAR | BALI | DENPASAR | MAIN UNIT | CUSTOMER | - |  | 31 May 2022 | I KADEK - TSE | 21 December 2021 | LEO LANANG SIGIT - TSE CP | 31 May 2022 | I KADEK - TSE | ACTIVE
21112209 | JS002 | BIOHAZARD SAFETY CABINET TYPE A2 (1200 MM) | DIAGNOSTIC 2 | JS RESEARCH INC. | GN00000129 | RSUP DR MOHAMMAD HOESIN | PALEMBANG | SUMATERA SELATAN | PALEMBANG | MAIN UNIT | CUSTOMER | - |  | 25 June 2022 | SELAMAT SIPAHUTAR - TSE | 21 December 2021 | LEO LANANG SIGIT - TSE CP | 25 June 2022 | SELAMAT SIPAHUTAR - TSE | ACTIVE
21112210 | JS002 | BIOHAZARD SAFETY CABINET TYPE A2 (1200 MM) | DIAGNOSTIC 2 | JS RESEARCH INC. | GN00002986 | RDC PUSAT - RAWAGELAM | PUSAT | DKI JAKARTA | JAKARTA TIMUR | MAIN UNIT | EMP | - |  | - |  | 21 December 2021 | LEO LANANG SIGIT - TSE CP | - |  | ACTIVE
21112211 | JS002 | BIOHAZARD SAFETY CABINET TYPE A2 (1200 MM) | DIAGNOSTIC 2 | JS RESEARCH INC. | GN00002986 | RDC PUSAT - RAWAGELAM | PUSAT | DKI JAKARTA | JAKARTA TIMUR | MAIN UNIT | EMP | - |  | - |  | 21 December 2021 | LEO LANANG SIGIT - TSE CP | - |  | ACTIVE
21112212 | JS002 | BIOHAZARD SAFETY CABINET TYPE A2 (1200 MM) | DIAGNOSTIC 2 | JS RESEARCH INC. | GN00002986 | RDC PUSAT - RAWAGELAM | PUSAT | DKI JAKARTA | JAKARTA TIMUR | MAIN UNIT | EMP | - |  | - |  | 21 December 2021 | LEO LANANG SIGIT - TSE CP | - |  | ACTIVE
21112213 | JS001 | BIO SAFE-CAB TYPE-A2 900 | DIAGNOSTIC 2 | JS RESEARCH INC. | GN00004285 | PT PRODIA WIDYAHUSADA ( LAB PRODIA - MEDAN ) | MEDAN | SUMATERA UTARA | MEDAN | MAIN UNIT | CUSTOMER | - |  | 31 January 2022 | BARITA P-SIMAMORA - TSE | 21 December 2021 | LEO LANANG SIGIT - TSE CP | 31 January 2022 | BARITA P-SIMAMORA - TSE | ACTIVE
21112214 | JS001 | BIO SAFE-CAB TYPE-A2 900 | DIAGNOSTIC 2 | JS RESEARCH INC. | GN00002688 | LAB BIOGEN SURABAYA | SURABAYA-2 | JAWA TIMUR | SURABAYA | MAIN UNIT | CUSTOMER | - |  | 3 February 2022 | MIKKI FAHRIZI - TSE | 21 December 2021 | LEO LANANG SIGIT - TSE CP | 3 February 2022 | MIKKI FAHRIZI - TSE | ACTIVE
21112215 | JS001 | BIO SAFE-CAB TYPE-A2 900 | DIAGNOSTIC 2 | JS RESEARCH INC. | GN00001006 | RS HARAPAN BUNDA | JAKARTA-1 | DKI JAKARTA | JAKARTA TIMUR | MAIN UNIT | CUSTOMER | - |  | 25 January 2022 | IBNUL AZIZ - TSE | 21 December 2021 | LEO LANANG SIGIT - TSE CP | 25 January 2022 | IBNUL AZIZ - TSE | ACTIVE
21112216 | JS001 | BIO SAFE-CAB TYPE-A2 900 | DIAGNOSTIC 2 | JS RESEARCH INC. | GN00002921 | RS MITRA KELUARGA DEPOK ( RSMK ) | PEJATEN | JAWA BARAT | DEPOK | MAIN UNIT | CUSTOMER | - |  | 19 July 2022 | MUHAMMAD FAJAR - TSE | 21 December 2021 | LEO LANANG SIGIT - TSE CP | 19 July 2022 | MUHAMMAD FAJAR - TSE | ACTIVE
21112217 | JS001 | BIO SAFE-CAB TYPE-A2 900 | DIAGNOSTIC 2 | JS RESEARCH INC. | GN00001067 | RSUD CILEUNGSI | BOGOR | JAWA BARAT | BOGOR | MAIN UNIT | CUSTOMER | - |  | 7 July 2022 | GATOT SURYA ADIPUTRA - TSE | 21 December 2021 | LEO LANANG SIGIT - TSE CP | 7 July 2022 | GATOT SURYA ADIPUTRA - TSE | ACTIVE
21112218 | JS001 | BIO SAFE-CAB TYPE-A2 900 | DIAGNOSTIC 2 | JS RESEARCH INC. | GN00002986 | RDC PUSAT - RAWAGELAM | PUSAT | DKI JAKARTA | JAKARTA TIMUR | MAIN UNIT | EMP | - |  | - |  | 21 December 2021 | LEO LANANG SIGIT - TSE CP | - |  | ACTIVE
21112219 | JS001 | BIO SAFE-CAB TYPE-A2 900 | DIAGNOSTIC 2 | JS RESEARCH INC. | GN22050002 | PRIMAYA HOSPITAL DEPOK | DEPOK | JAWA BARAT | DEPOK | MAIN UNIT | CUSTOMER | - |  | 4 October 2022 | IBNUL AZIZ - TSE | 21 December 2021 | LEO LANANG SIGIT - TSE CP | 4 October 2022 | IBNUL AZIZ - TSE | ACTIVE
21112220 | JS001 | BIO SAFE-CAB TYPE-A2 900 | DIAGNOSTIC 2 | JS RESEARCH INC. | GN21070005 | Primaya Hospital Semarang | SEMARANG | JAWA TENGAH | SEMARANG | MAIN UNIT | CUSTOMER | - |  | 31 January 2022 | ANDRIAS NUGROHO - TSE | 21 December 2021 | LEO LANANG SIGIT - TSE CP | 31 January 2022 | ANDRIAS NUGROHO - TSE | ACTIVE
21112221 | JS001 | BIO SAFE-CAB TYPE-A2 900 | DIAGNOSTIC 2 | JS RESEARCH INC. | GN00001040 | RS PGI CIKINI | JAKARTA-1 | DKI JAKARTA | JAKARTA PUSAT | MAIN UNIT | CUSTOMER | - |  | 8 July 2022 | ARDI HERMAWAN - TSE CP | 21 December 2021 | LEO LANANG SIGIT - TSE CP | 8 July 2022 | ARDI HERMAWAN - TSE CP | ACTIVE
21112222 | JS001 | BIO SAFE-CAB TYPE-A2 900 | DIAGNOSTIC 2 | JS RESEARCH INC. | GN00004056 | RS PROVINSI DR IR H SOEKARNO | PANGKAL PINANG | KEPULAUAN BANGKA BELITUNG | PANGKAL PINANG | MAIN UNIT | CUSTOMER | - |  | 2 September 2022 | SELAMAT SIPAHUTAR - TSE | 21 December 2021 | LEO LANANG SIGIT - TSE CP | 2 September 2022 | SELAMAT SIPAHUTAR - TSE | ACTIVE
2111579 | NX16U |  |  |  | GN00000631 | RSUD H BADARUDDIN | BANJARMASIN | KALIMANTAN SELATAN | BANJARMASIN | MAIN UNIT | CUSTOMER | 20 May 2015 |  | 1 January 1900 |  | 20 May 2015 |  | - |  | INACTIVE
21120869 | GP500 | GEM PREMIER 5000 Analyzer | DIAGNOSTIC 2 | WERFEN ITALY (INSTRUMENTATION LAB SPA) | GN00001029 | RS Mitra Kemayoran | JAKARTA-1 | DKI JAKARTA | JAKARTA PUSAT | MAIN UNIT | EMP | - |  | 11 July 2022 |  | 1 July 2022 | LEO LANANG SIGIT - TSE CP | 1 July 2025 | SAHID DERMAWAN - SPV TSE BARAT | ACTIVE
21123126 | AC350 | ACL TOP 350 CTS SYSTEM | DIAGNOSTIC 2 | WERFEN HONG KONG LIMITED | GN00002985 | WORKSHOOP CSM PUSAT | PUSAT | DKI JAKARTA | JAKARTA TIMUR | MAIN UNIT | EMP | - |  | 11 October 2024 |  | 26 April 2022 | LEO LANANG SIGIT - TSE CP | 25 November 2024 | SAHID DERMAWAN - SPV TSE BARAT | ACTIVE
21125016 | AC111 | ACL ELITE PRO | DIAGNOSTIC 2 | WERFEN HONG KONG LIMITED | GN00012192 | RSU PREMBUN KEBUMEN | PURWOKERTO | JAWA TENGAH | PURWOKERTO | MAIN UNIT | EMP | - |  | 14 July 2025 |  | 26 April 2022 | LEO LANANG SIGIT - TSE CP | 4 August 2025 | SAHID DERMAWAN - SPV TSE BARAT | ACTIVE
21198 | JSAC8 |  |  |  | GN00001161 | RSUD WALED | CIREBON | JAWA BARAT | CIREBON | MAIN UNIT | CUSTOMER | - |  | 16 May 2017 |  | - |  | - |  | INACTIVE
211CL3407 | 47006 | BACT/ALERT 3D COMBO 230V | DIAGNOSTIC 1 | BIOMERIEUX, INC. | GN00011710 | BALAI BESAR LABORATORIUM KESEHATAN SURABAYA | SURABAYA-1 | JAWA TIMUR | SURABAYA | MAIN UNIT | EMP | - |  | 26 September 2024 |  | - |  | 30 September 2024 | ANDI ISMAIL - SPV TSE TIMUR | ACTIVE
211CL3409 | 47006 | BACT/ALERT 3D COMBO 230V | DIAGNOSTIC 1 | BIOMERIEUX, INC. | GN00002025 | LAB BIOMEDIKA | JAKARTA-2 | DKI JAKARTA | JAKARTA BARAT | MAIN UNIT | EMP | - |  | 17 October 2014 |  | - |  | - |  | ACTIVE
211CL3410 | 47006 | BACT/ALERT 3D COMBO 230V | DIAGNOSTIC 1 | BIOMERIEUX, INC. | GN00003001 | PT. ENSEVAL MEDIKA PRIMA - HO | PUSAT | DKI JAKARTA | JAKARTA TIMUR | MAIN UNIT | EMP | - |  | 24 August 2021 | NICO HERMAWAN - TSE CP | - |  | 31 March 2022 | NICO HERMAWAN - TSE CP | ACTIVE
211CL3411 | 47006 | BACT/ALERT 3D COMBO 230V | DIAGNOSTIC 1 | BIOMERIEUX, INC. | GN00002295 | RSAL DR RAMELAN | SURABAYA-1 | JAWA TIMUR |  | MAIN UNIT | EMP | - |  | 31 August 2022 | MIKKI FAHRIZI - TSE | - |  | 31 August 2022 | MIKKI FAHRIZI - TSE | ACTIVE
211CL3412 | 47006 | BACT/ALERT 3D COMBO 230V | DIAGNOSTIC 1 | BIOMERIEUX, INC. | GN00000009 | RSU DR CIPTO MANGUNKUSUMO | JAKARTA-1 | DKI JAKARTA | JAKARTA PUSAT | MAIN UNIT | EMP | 17 October 2019 | ARDI HERMAWAN - TSE CP | 17 October 2019 |  | 17 October 2019 | ARDI HERMAWAN - TSE CP | - |  | ACTIVE
212/X/14 | TE005 | INCUBATOR TSN910SC CBNT | IMAGING | TESENA INOVINDO, PT | GN00001334 | RSUD Sanjiwani Gianyar | DENPASAR | BALI |  | MAIN UNIT | CUSTOMER | - |  | 13 November 2014 |  | - |  | - |  | ACTIVE
212/XI/14 | BD910 |  |  |  | GN00000028 | RS BAKTI TIMAH KARIMUN | BATAM | KEPULAUAN RIAU | TANJUNG BALAI KARIMUN | MAIN UNIT | CUSTOMER | 31 March 2015 | MULKAN | 2 April 2015 |  | 31 March 2015 | MULKAN | - |  | INACTIVE
212053 | NI20P | DOPPLER FETUS DETECTOR KD 250 | IMAGING | NAKAMURA MEDICAL | GN00001971 | RS MITRA KELUARGA BEKASI BARAT | BEKASI | JAWA BARAT | BEKASI | MAIN UNIT | CUSTOMER | 15 December 2014 | ARIEF SETIAWAN - TSE CP | 4 February 2004 |  | 15 December 2014 | ARIEF SETIAWAN - TSE CP | - |  | ACTIVE
21267063 | EM217 | EIZO RadiForce MX217 | PACS | TRIPUTRA TECHNO MED, PT. | GN00002986 | RDC PUSAT - RAWAGELAM | PUSAT | DKI JAKARTA | JAKARTA TIMUR | MAIN UNIT | EMP | - |  | - |  | 22 December 2023 | ANTONIUS SAGITA - KALIBRASI | - |  | ACTIVE
212CL4453 | 47006 | BACT/ALERT 3D COMBO 230V | DIAGNOSTIC 1 | BIOMERIEUX, INC. | GN00000069 | RSUD DR HI ABDUL MOELOEK | BANDAR LAMPUNG | LAMPUNG | BANDAR LAMPUNG | MAIN UNIT | CUSTOMER | - |  | 26 August 2023 |  | 11 April 2023 | LEO LANANG SIGIT - TSE CP | 16 January 2025 | SAHID DERMAWAN - SPV TSE BARAT | ACTIVE
212CL4456 | 47006 | BACT/ALERT 3D COMBO 230V | DIAGNOSTIC 1 | BIOMERIEUX, INC. | GN00002231 | RS DR.M.HOSEIN | PALEMBANG | SUMATERA SELATAN | PALEMBANG | MAIN UNIT | EMP | - |  | 18 July 2023 | SELAMAT SIPAHUTAR - TSE | 11 April 2023 | LEO LANANG SIGIT - TSE CP | 19 October 2023 | SAHID DERMAWAN - SPV TSE BARAT | ACTIVE
212CL4457 | 47006 | BACT/ALERT 3D COMBO 230V | DIAGNOSTIC 1 | BIOMERIEUX, INC. | GN23060001 | LAB KLINIK KIMIA FARMA BENHIL | JAKARTA-2 | DKI JAKARTA | JAKARTA PUSAT | MAIN UNIT | CUSTOMER | - |  | 23 June 2023 |  | 11 April 2023 | LEO LANANG SIGIT - TSE CP | 20 October 2023 | SAHID DERMAWAN - SPV TSE BARAT | ACTIVE
213/VIII/12 | BD910 |  |  |  | GN00002406 | RUMKIT TK II DR. SOEDJONO | YOGYAKARTA | YOGYAKARTA | MAGELANG | MAIN UNIT | CUSTOMER | 3 December 2014 | DIAN FEBRIYANA - TSE | 24 December 2013 |  | 3 December 2014 | DIAN FEBRIYANA - TSE | - |  | INACTIVE
213/X/14 | TE005 | INCUBATOR TSN910SC CBNT | IMAGING | TESENA INOVINDO, PT | GN00001334 | RSUD Sanjiwani Gianyar | DENPASAR | BALI |  | MAIN UNIT | CUSTOMER | - |  | 13 November 2014 |  | - |  | - |  | ACTIVE
213/XI/14 | TE005 | INCUBATOR TSN910SC CBNT | IMAGING | TESENA INOVINDO, PT | GN00008375 | PUSKESMAS LEMBANG | MAKASSAR | SULAWESI SELATAN | MAKASSAR | MAIN UNIT | CUSTOMER | 8 January 2015 | HARI UDI RAHARJO - TSE | 8 January 2015 |  | 8 January 2015 | HARI UDI RAHARJO - TSE | - |  | ACTIVE
214/X/14 | BD910 |  |  |  | GN00008200 | PUSKESMAS PEBAYURAN | BEKASI | JAWA BARAT | BEKASI | MAIN UNIT | CUSTOMER | 30 December 2014 | GATOT SURYA ADIPUTRA - TSE | 10 October 2014 |  | 30 December 2014 | GATOT SURYA ADIPUTRA - TSE | - |  | INACTIVE
21468001 | MPESU | MEGA POWER ELECTROSURGICAL GENERATOR | IMAGING | MEGADYNE MEDICAL | GN00001909 | RSUD MUNTILAN | YOGYAKARTA | YOGYAKARTA | YOGYAKARTA | MAIN UNIT | CUSTOMER | 28 March 2015 | DIAN FEBRIYANA - TSE | 1 January 1900 |  | 28 March 2015 | DIAN FEBRIYANA - TSE | - |  | ACTIVE
215/X/14 | BD910 |  |  |  | GN00008199 | PUSKESMAS SUKAINDAH | BEKASI | JAWA BARAT | BEKASI | MAIN UNIT | CUSTOMER | 30 December 2014 | GATOT SURYA ADIPUTRA - TSE | 10 October 2014 |  | 30 December 2014 | GATOT SURYA ADIPUTRA - TSE | - |  | INACTIVE
216/IX/09 | TM09U | Infant Warmer Tsn89/W |  |  | GN00001413 | RSU DR TC HILLERS MAUMERE | KUPANG | NUSA TENGGARA TIMUR | MAUMERE | MAIN UNIT | CUSTOMER | 1 February 1990 | I KADEK - TSE | 1 January 1900 |  | 1 February 1990 | I KADEK - TSE | - |  | ACTIVE
216/X/14 | TE005 | INCUBATOR TSN910SC CBNT | IMAGING | TESENA INOVINDO, PT | GN00001334 | RSUD Sanjiwani Gianyar | DENPASAR | BALI |  | MAIN UNIT | CUSTOMER | - |  | 13 November 2014 |  | - |  | - |  | ACTIVE
217/V/05 | TE005 | INCUBATOR TSN910SC CBNT | IMAGING | TESENA INOVINDO, PT | GN00002996 | RSUD KOTA DEPOK | PEJATEN | JAWA BARAT | DEPOK | MAIN UNIT | CUSTOMER | 27 January 2015 | IBNUL AZIZ - TSE | 1 February 2009 |  | 27 January 2015 | IBNUL AZIZ - TSE | - |  | ACTIVE
217/VIII/12 | TM01U | Infant Incubator Tsn910Sc |  |  | GN00001720 | RSU SUMBAWA BESAR | MATARAM | NUSA TENGGARA BARAT | MATARAM | MAIN UNIT | CUSTOMER | - |  | 21 December 2013 |  | - |  | - |  | ACTIVE
217/X/14 | TM01U | Infant Incubator Tsn910Sc |  |  | GN00001824 | RSU KANJURUHAN KEPANJEN | MALANG | JAWA TIMUR | MALANG | MAIN UNIT | CUSTOMER | - |  | 4 December 2014 |  | - |  | - |  | ACTIVE
21716001 | MPESU | MEGA POWER ELECTROSURGICAL GENERATOR | IMAGING | MEGADYNE MEDICAL | GN00008179 | BP 4 MADIUN | KEDIRI | JAWA TIMUR | KEDIRI | MAIN UNIT | CUSTOMER | 11 December 2014 | GANDHI YANRANGGA | 11 December 2014 |  | 11 December 2014 | GANDHI YANRANGGA | - |  | ACTIVE
2186900 | MPESU | MEGA POWER ELECTROSURGICAL GENERATOR | IMAGING | MEGADYNE MEDICAL | GN00002985 | WORKSHOOP CSM PUSAT | PUSAT | DKI JAKARTA | JAKARTA TIMUR | MAIN UNIT | EMP | 29 August 2014 | ANTONIUS SAGITA - KALIBRASI | 1 January 1900 |  | 29 August 2014 | ANTONIUS SAGITA - KALIBRASI | - |  | ACTIVE
21869001 | MPESU | MEGA POWER ELECTROSURGICAL GENERATOR | IMAGING | MEGADYNE MEDICAL | GN00000201 | RSUD ARIFIN ACHMAD - PEKANBARU | PEKAN BARU | RIAU | PEKANBARU | MAIN UNIT | CUSTOMER | 16 April 2018 | TRIYONO - TSE AREA BARAT | 5 March 2015 |  | 16 April 2018 | TRIYONO - TSE AREA BARAT | - |  | ACTIVE
219/V/143 | TE014 |  |  |  | GN00003120 | RS AMINAH | MALANG | JAWA TIMUR | BLITAR | MAIN UNIT | CUSTOMER | 13 April 2015 |  | 1 January 1900 |  | 13 April 2015 |  | - |  | INACTIVE
21926063 | EM217 | EIZO RadiForce MX217 | PACS | TRIPUTRA TECHNO MED, PT. | GN00002986 | RDC PUSAT - RAWAGELAM | PUSAT | DKI JAKARTA | JAKARTA TIMUR | MAIN UNIT | EMP | - |  | - |  | 22 December 2023 | ANTONIUS SAGITA - KALIBRASI | - |  | ACTIVE
21945 | 84141 | Konelab 20 XT ISE |  |  | GN00010027 | PT. PATHLAB INDONESIA | JAKARTA-1 | DKI JAKARTA | JAKARTA PUSAT | MAIN UNIT | CUSTOMER | - |  | 1 January 1900 |  | - |  | - |  | ACTIVE
22/X/14 | TE039 | EXAMINATION TSN 015 FHC | IMAGING | TESENA INOVINDO, PT | GN00000967 | RSUD CILILIN | BANDUNG | JAWA BARAT | BANDUNG BARAT | MAIN UNIT | CUSTOMER | 18 December 2014 | SUKMA WIJAYA - TSE | 18 December 2014 |  | 18 December 2014 | SUKMA WIJAYA - TSE | - |  | ACTIVE
2200100H0479 | H0102 | URINE ANALYSER H-100 | DIAGNOSTIC 2 | DIRUI MEDICAL INDONESIA, PT. | GN00002634 | LAB THAMRIN PEKANBARU | PEKAN BARU | RIAU | PEKANBARU | MAIN UNIT | EMP | - |  | - |  | 27 March 2025 | LEO LANANG SIGIT - TSE CP | - |  | ACTIVE
2200100H0481 | H0102 | URINE ANALYSER H-100 | DIAGNOSTIC 2 | DIRUI MEDICAL INDONESIA, PT. | GN22090018 | RS HAMORI | BANDUNG-2 | JAWA BARAT | BANDUNG | MAIN UNIT | CUSTOMER | - |  | 5 April 2024 |  | 6 August 2024 | LEO LANANG SIGIT - TSE CP | 2 September 2024 | SAHID DERMAWAN - SPV TSE BARAT | ACTIVE
2200100H0967 | H0102 | URINE ANALYSER H-100 | DIAGNOSTIC 2 | DIRUI MEDICAL INDONESIA, PT. | GN23070005 | KLINIK PAKAM MEDICAL CENTER | MEDAN | SUMATERA UTARA | MEDAN | MAIN UNIT | CUSTOMER | - |  | 17 March 2023 |  | 16 March 2023 |  | 20 October 2023 | SAHID DERMAWAN - SPV TSE BARAT | ACTIVE
2200100H0968 | H0102 | URINE ANALYSER H-100 | DIAGNOSTIC 2 | DIRUI MEDICAL INDONESIA, PT. | GN00000301 | RSU WULAN WINDY | MEDAN | SUMATERA UTARA | MEDAN | MAIN UNIT | CUSTOMER | - |  | 16 March 2023 |  | 16 March 2023 | LEO LANANG SIGIT - TSE CP | 20 October 2023 | SAHID DERMAWAN - SPV TSE BARAT | ACTIVE
2200100H0969 | H0102 | URINE ANALYSER H-100 | DIAGNOSTIC 2 | DIRUI MEDICAL INDONESIA, PT. | GN00002986 | RDC PUSAT - RAWAGELAM | PUSAT | DKI JAKARTA | JAKARTA TIMUR | MAIN UNIT | EMP | - |  | - |  | 16 March 2023 | LEO LANANG SIGIT - TSE CP | - |  | ACTIVE
2200100H0970 | H0102 | URINE ANALYSER H-100 | DIAGNOSTIC 2 | DIRUI MEDICAL INDONESIA, PT. | GN21040013 | Politeknik Kesehatan Banten | TANGERANG | BANTEN | TANGERANG | MAIN UNIT | CUSTOMER | - |  | 13 April 2023 |  | 16 March 2023 | LEO LANANG SIGIT - TSE CP | 20 October 2023 | SAHID DERMAWAN - SPV TSE BARAT | ACTIVE
2200100H0971 | H0102 | URINE ANALYSER H-100 | DIAGNOSTIC 2 | DIRUI MEDICAL INDONESIA, PT. | GN22080018 | PT GENOMIK SOLIDARITAS INDONESIA | PEJATEN | DKI JAKARTA | JAKARTA TIMUR | MAIN UNIT | CUSTOMER | - |  | 21 May 2024 |  | 16 March 2023 | LEO LANANG SIGIT - TSE CP | 19 March 2025 | SAHID DERMAWAN - SPV TSE BARAT | ACTIVE
2200100H0972 | H0102 | URINE ANALYSER H-100 | DIAGNOSTIC 2 | DIRUI MEDICAL INDONESIA, PT. | GN23090009 | RS SUCI PARAMITA | TANGERANG | BANTEN | TANGERANG | MAIN UNIT | CUSTOMER | - |  | 23 November 2023 |  | 16 March 2023 | LEO LANANG SIGIT - TSE CP | 28 May 2024 | SAHID DERMAWAN - SPV TSE BARAT | ACTIVE
2200100H0973 | H0102 | URINE ANALYSER H-100 | DIAGNOSTIC 2 | DIRUI MEDICAL INDONESIA, PT. | GN00002985 | WORKSHOOP CSM PUSAT | PUSAT | DKI JAKARTA | JAKARTA TIMUR | MAIN UNIT | EMP | - |  | - |  | 16 March 2023 | LEO LANANG SIGIT - TSE CP | - |  | ACTIVE
2200100H0974 | H0102 | URINE ANALYSER H-100 | DIAGNOSTIC 2 | DIRUI MEDICAL INDONESIA, PT. | GN00002307 | RSUD DR TENGKU MANSYUR | MEDAN | SUMATERA UTARA | MEDAN | MAIN UNIT | CUSTOMER | - |  | 10 November 2023 |  | 16 March 2023 | LEO LANANG SIGIT - TSE CP | 6 December 2023 | SAHID DERMAWAN - SPV TSE BARAT | ACTIVE
2200500H0507 | H0104 | URINE ANALYSER H-500 | DIAGNOSTIC 2 | DIRUI MEDICAL INDONESIA, PT. | GN00002818 | PT. INNOLAB SAINS INTERNATIONAL ( KALGEN INNOLAB ) | JAKARTA-1 | DKI JAKARTA | JAKARTA TIMUR | MAIN UNIT | EMP | - |  | 31 March 2023 |  | 26 July 2024 | LEO LANANG SIGIT - TSE CP | 26 August 2024 | SAHID DERMAWAN - SPV TSE BARAT | ACTIVE
2200500H0567 | H0104 | URINE ANALYSER H-500 | DIAGNOSTIC 2 | DIRUI MEDICAL INDONESIA, PT. | GN24040014 | KALGEN INNOLAB BANDUNG | BANDUNG-2 | JAWA BARAT | BANDUNG | MAIN UNIT | EMP | - |  | 6 June 2024 |  | 15 March 2023 | LEO LANANG SIGIT - TSE CP | 24 June 2024 | SAHID DERMAWAN - SPV TSE BARAT | ACTIVE
2200500H0568 | H0104 | URINE ANALYSER H-500 | DIAGNOSTIC 2 | DIRUI MEDICAL INDONESIA, PT. | GN00012130 | RSUD DR. ZUBIR MAHMUD | BANDA ACEH | ACEH | BANDA ACEH | MAIN UNIT | CUSTOMER | - |  | 8 June 2023 |  | 15 March 2023 | LEO LANANG SIGIT - TSE CP | 20 October 2023 | SAHID DERMAWAN - SPV TSE BARAT | ACTIVE
22013201 | AC350 | ACL TOP 350 CTS SYSTEM | DIAGNOSTIC 2 | WERFEN HONG KONG LIMITED | GN00002985 | WORKSHOOP CSM PUSAT | PUSAT | DKI JAKARTA | JAKARTA TIMUR | MAIN UNIT | EMP | - |  | 1 August 2022 | MUNADI - TSE | 26 April 2022 | LEO LANANG SIGIT - TSE CP | 14 October 2025 | SAHID DERMAWAN - SPV TSE BARAT | ACTIVE
22013202 | AC350 | ACL TOP 350 CTS SYSTEM | DIAGNOSTIC 2 | WERFEN HONG KONG LIMITED | GN00000465 | RSUD TAMIANG | BANDA ACEH | ACEH | TAMIANG | MAIN UNIT | EMP | - |  | 20 September 2022 |  | 26 April 2022 | LEO LANANG SIGIT - TSE CP | 14 October 2024 | SAHID DERMAWAN - SPV TSE BARAT | ACTIVE
22015048 | AC111 | ACL ELITE PRO | DIAGNOSTIC 2 | WERFEN HONG KONG LIMITED | GN00002985 | WORKSHOOP CSM PUSAT | PUSAT | DKI JAKARTA | JAKARTA TIMUR | MAIN UNIT | EMP | - |  | 6 January 2025 |  | 26 April 2022 | LEO LANANG SIGIT - TSE CP | 24 March 2025 | SAHID DERMAWAN - SPV TSE BARAT | ACTIVE
22015049 | AC111 | ACL ELITE PRO | DIAGNOSTIC 2 | WERFEN HONG KONG LIMITED | GN00002986 | RDC PUSAT - RAWAGELAM | PUSAT | DKI JAKARTA | JAKARTA TIMUR | MAIN UNIT | EMP | - |  | - |  | 26 April 2022 | LEO LANANG SIGIT - TSE CP | - |  | ACTIVE
22021269 | GP500 | GEM PREMIER 5000 Analyzer | DIAGNOSTIC 2 | WERFEN ITALY (INSTRUMENTATION LAB SPA) | GN00002985 | WORKSHOOP CSM PUSAT | PUSAT | DKI JAKARTA | JAKARTA TIMUR | MAIN UNIT | EMP | - |  | 9 March 2023 |  | 1 July 2022 | LEO LANANG SIGIT - TSE CP | 25 March 2025 | SAHID DERMAWAN - SPV TSE BARAT | ACTIVE
22022127 | AC550 | ACL TOP 550 CTS SYSTEM | DIAGNOSTIC 2 | WERFEN HONG KONG LIMITED | GN00004589 | RSUP SARDJITO YOGYAKARTA | YOGYAKARTA | YOGYAKARTA | YOGYAKARTA | MAIN UNIT | CUSTOMER | 20 June 2022 | NOVAN KURNIARTATO - TSE | 12 May 2023 |  | 16 June 2022 | NOVAN KURNIARTATO - TSE | 12 October 2023 | ANDI ISMAIL - SPV TSE TIMUR | ACTIVE
2203 | ST121 | STP120-1 | DIAGNOSTIC 2 | SHANDON DIAGNOSTICS Ltd. | GN00000514 | RS ST. ELISABETH (RJ) | SEMARANG | JAWA TENGAH | SEMARANG | MAIN UNIT | CUSTOMER | 13 February 2017 | ANDRIAS NUGROHO - TSE | 14 February 2016 |  | 13 February 2017 | ANDRIAS NUGROHO - TSE | - |  | ACTIVE
22031436 | GP500 | GEM PREMIER 5000 Analyzer | DIAGNOSTIC 2 | WERFEN ITALY (INSTRUMENTATION LAB SPA) | GN00000626 | RSIA ANUGERAH BUNDA KHATULISTIWA | PONTIANAK | KALIMANTAN BARAT | PONTIANAK | MAIN UNIT | EMP | - |  | 21 June 2023 |  | 31 August 2022 | NOVAN KURNIARTATO - TSE | 20 October 2023 | SAHID DERMAWAN - SPV TSE BARAT | ACTIVE
22041693 | GP500 | GEM PREMIER 5000 Analyzer | DIAGNOSTIC 2 | WERFEN ITALY (INSTRUMENTATION LAB SPA) | GN00000390 | RSU GRAND MEDISTRA | MEDAN | SUMATERA UTARA | DELI SERDANG | MAIN UNIT | EMP | - |  | 12 September 2023 |  | 31 August 2022 | NOVAN KURNIARTATO - TSE | 20 June 2025 | SAHID DERMAWAN - SPV TSE BARAT | ACTIVE
22041694 | GP500 | GEM PREMIER 5000 Analyzer | DIAGNOSTIC 2 | WERFEN ITALY (INSTRUMENTATION LAB SPA) | GN19120011 | RSUD BINTAN | BATAM | KEPULAUAN RIAU | BATAM | MAIN UNIT | EMP | - |  | 3 April 2023 | GATOT SURYA ADIPUTRA - TSE | 31 August 2022 | NOVAN KURNIARTATO - TSE | 20 October 2023 | SAHID DERMAWAN - SPV TSE BARAT | ACTIVE
22051819 | GP500 | GEM PREMIER 5000 Analyzer | DIAGNOSTIC 2 | WERFEN ITALY (INSTRUMENTATION LAB SPA) | GN00002985 | WORKSHOOP CSM PUSAT | PUSAT | DKI JAKARTA | JAKARTA TIMUR | MAIN UNIT | EMP | 22 December 2022 | MOHAMAD SUKARJO - TSE CP | 13 September 2023 | GATOT SURYA ADIPUTRA - TSE | 23 March 2023 |  | 9 September 2024 | SAHID DERMAWAN - SPV TSE BARAT | ACTIVE
22051850 | GP500 | GEM PREMIER 5000 Analyzer | DIAGNOSTIC 2 | WERFEN ITALY (INSTRUMENTATION LAB SPA) | GN00007546 | PT. ENSEVAL MEDIKA PRIMA - MEDAN | MEDAN | SUMATERA UTARA | MEDAN | MAIN UNIT | EMP | 22 December 2022 | MOHAMAD SUKARJO - TSE CP | 15 August 2023 |  | 23 March 2023 |  | 26 January 2024 | SAHID DERMAWAN - SPV TSE BARAT | ACTIVE
22053392 | AC350 | ACL TOP 350 CTS SYSTEM | DIAGNOSTIC 2 | WERFEN HONG KONG LIMITED | GN00001065 | RSU CIAWI | BOGOR | JAWA BARAT | BOGOR | MAIN UNIT | EMP | - |  | 3 May 2023 |  | 11 October 2022 | NOVAN KURNIARTATO - TSE | 21 January 2025 | SAHID DERMAWAN - SPV TSE BARAT | ACTIVE
22053393 | AC350 | ACL TOP 350 CTS SYSTEM | DIAGNOSTIC 2 | WERFEN HONG KONG LIMITED | GN00006018 | RSUD GUNUNGJATI | CIREBON | JAWA BARAT | CIREBON | MAIN UNIT | CUSTOMER | - |  | 29 August 2023 |  | 11 October 2022 | NOVAN KURNIARTATO - TSE | 16 October 2023 | SAHID DERMAWAN - SPV TSE BARAT | ACTIVE
22062709 | JS005 | LAMINAR FLOW VERT 900MM | DIAGNOSTIC 2 | JS RESEARCH INC. | GN00000162 | RS SANTA THERESIA | JAMBI | JAMBI | JAMBI | MAIN UNIT | CUSTOMER | - |  | 30 August 2022 | ABDI PUTRA - TSE | 5 August 2022 | LEO LANANG SIGIT - TSE CP | 30 August 2022 | ABDI PUTRA - TSE | ACTIVE
22062716 | JS003 | BIOHAZARD SAFETY CABINET TYPE A2 (1500 MM) | DIAGNOSTIC 2 | JS RESEARCH INC. | GN22090032 | UPT LABKES KOTAWARINGIN BARAT | BANJARMASIN | KALIMANTAN SELATAN | BANJARMASIN | MAIN UNIT | CUSTOMER | - |  | 28 September 2022 | DIAN FEBRIYANA - TSE | 5 August 2022 | LEO LANANG SIGIT - TSE CP | 28 September 2022 | DIAN FEBRIYANA - TSE | ACTIVE
22062717 | JS003 | BIOHAZARD SAFETY CABINET TYPE A2 (1500 MM) | DIAGNOSTIC 2 | JS RESEARCH INC. | GN22090032 | UPT LABKES KOTAWARINGIN BARAT | BANJARMASIN | KALIMANTAN SELATAN | BANJARMASIN | MAIN UNIT | CUSTOMER | - |  | 28 September 2022 | DIAN FEBRIYANA - TSE | 5 August 2022 | LEO LANANG SIGIT - TSE CP | 28 September 2022 | DIAN FEBRIYANA - TSE | ACTIVE
22071801 | JS002 | BIOHAZARD SAFETY CABINET TYPE A2 (1200 MM) | DIAGNOSTIC 2 | JS RESEARCH INC. | GN00001283 | RSU WIRADADI HUSADA | PURWOKERTO | JAWA TENGAH | BANYUMAS | MAIN UNIT | CUSTOMER | - |  | 20 September 2022 | RIDWAN - TSE | 25 August 2022 | LEO LANANG SIGIT - TSE CP | 20 September 2022 | RIDWAN - TSE | ACTIVE
22071802 | JS002 | BIOHAZARD SAFETY CABINET TYPE A2 (1200 MM) | DIAGNOSTIC 2 | JS RESEARCH INC. | GN22080054 | RS MITRA KELUARGA PAMULANG | DEPOK | BANTEN | DEPOK | MAIN UNIT | CUSTOMER | - |  | 6 October 2022 | IBNUL AZIZ - TSE | 25 August 2022 | LEO LANANG SIGIT - TSE CP | 6 October 2022 | IBNUL AZIZ - TSE | ACTIVE
22071803 | JS002 | BIOHAZARD SAFETY CABINET TYPE A2 (1200 MM) | DIAGNOSTIC 2 | JS RESEARCH INC. | GN20080010 | RS Mitra Plumbon Indramayu | CIREBON | JAWA BARAT | CIREBON | MAIN UNIT | CUSTOMER | - |  | 11 October 2022 | ARBIANSYAH - TSE | 25 August 2022 | LEO LANANG SIGIT - TSE CP | 11 October 2022 | ARBIANSYAH - TSE | ACTIVE
22071804 | JS002 | BIOHAZARD SAFETY CABINET TYPE A2 (1200 MM) | DIAGNOSTIC 2 | JS RESEARCH INC. | GN00002986 | RDC PUSAT - RAWAGELAM | PUSAT | DKI JAKARTA | JAKARTA TIMUR | MAIN UNIT | EMP | - |  | - |  | 25 August 2022 | LEO LANANG SIGIT - TSE CP | - |  | ACTIVE
22071805 | JS002 | BIOHAZARD SAFETY CABINET TYPE A2 (1200 MM) | DIAGNOSTIC 2 | JS RESEARCH INC. | GN00002986 | RDC PUSAT - RAWAGELAM | PUSAT | DKI JAKARTA | JAKARTA TIMUR | MAIN UNIT | EMP | - |  | - |  | 25 August 2022 | LEO LANANG SIGIT - TSE CP | - |  | ACTIVE
22071806 | JS002 | BIOHAZARD SAFETY CABINET TYPE A2 (1200 MM) | DIAGNOSTIC 2 | JS RESEARCH INC. | GN00002986 | RDC PUSAT - RAWAGELAM | PUSAT | DKI JAKARTA | JAKARTA TIMUR | MAIN UNIT | EMP | - |  | - |  | 25 August 2022 | LEO LANANG SIGIT - TSE CP | - |  | ACTIVE
22071807 | JS002 | BIOHAZARD SAFETY CABINET TYPE A2 (1200 MM) | DIAGNOSTIC 2 | JS RESEARCH INC. | GN00001280 | RS KERTHA USADA II | DENPASAR | BALI | BULELENG | MAIN UNIT | CUSTOMER | - |  | 28 February 2023 |  | 25 August 2022 | LEO LANANG SIGIT - TSE CP | 9 February 2024 | ANDI ISMAIL - SPV TSE TIMUR | ACTIVE
22071808 | JS002 | BIOHAZARD SAFETY CABINET TYPE A2 (1200 MM) | DIAGNOSTIC 2 | JS RESEARCH INC. | GN19020014 | RSUD SAYANG CIANJUR | SUKABUMI | JAWA BARAT | SUKABUMI | MAIN UNIT | CUSTOMER | - |  | 18 April 2023 |  | 25 August 2022 | LEO LANANG SIGIT - TSE CP | 20 October 2023 | SAHID DERMAWAN - SPV TSE BARAT | ACTIVE
22071809 | JS002 | BIOHAZARD SAFETY CABINET TYPE A2 (1200 MM) | DIAGNOSTIC 2 | JS RESEARCH INC. | GN00002986 | RDC PUSAT - RAWAGELAM | PUSAT | DKI JAKARTA | JAKARTA TIMUR | MAIN UNIT | EMP | - |  | - |  | 25 August 2022 | LEO LANANG SIGIT - TSE CP | - |  | ACTIVE
22071810 | JS002 | BIOHAZARD SAFETY CABINET TYPE A2 (1200 MM) | DIAGNOSTIC 2 | JS RESEARCH INC. | GN00000342 | RS ISLAM MALAHAYATI | MEDAN | SUMATERA UTARA | MEDAN | MAIN UNIT | CUSTOMER | - |  | 23 June 2023 |  | 25 August 2022 | LEO LANANG SIGIT - TSE CP | 20 October 2023 | SAHID DERMAWAN - SPV TSE BARAT | ACTIVE
22071811 | JS006 | LAMINAR FLOW CABINET VERTICAL (1200 MM) | DIAGNOSTIC 2 | JS RESEARCH INC. | GN00002986 | RDC PUSAT - RAWAGELAM | PUSAT | DKI JAKARTA | JAKARTA TIMUR | MAIN UNIT | EMP | - |  | - |  | 25 August 2022 | LEO LANANG SIGIT - TSE CP | - |  | ACTIVE
22072514 | JS005 | LAMINAR FLOW VERT 900MM | DIAGNOSTIC 2 | JS RESEARCH INC. | GN00001051 | RS HERMINA BOGOR | BOGOR | JAWA BARAT | BOGOR | MAIN UNIT | CUSTOMER | - |  | 13 November 2023 |  | 25 August 2022 | LEO LANANG SIGIT - TSE CP | 6 December 2023 | SAHID DERMAWAN - SPV TSE BARAT | ACTIVE
22072515 | JS001 | BIO SAFE-CAB TYPE-A2 900 | DIAGNOSTIC 2 | JS RESEARCH INC. | GN00002986 | RDC PUSAT - RAWAGELAM | PUSAT | DKI JAKARTA | JAKARTA TIMUR | MAIN UNIT | EMP | - |  | - |  | 25 August 2022 | LEO LANANG SIGIT - TSE CP | - |  | ACTIVE
22072516 | JS001 | BIO SAFE-CAB TYPE-A2 900 | DIAGNOSTIC 2 | JS RESEARCH INC. | GN00001679 | RSUD ABEPURA | JAYAPURA | PAPUA | JAYAPURA | MAIN UNIT | CUSTOMER | - |  | 22 August 2023 |  | 25 August 2022 | LEO LANANG SIGIT - TSE CP | 14 October 2023 | ANDI ISMAIL - SPV TSE TIMUR | ACTIVE
22072517 | JS001 | BIO SAFE-CAB TYPE-A2 900 | DIAGNOSTIC 2 | JS RESEARCH INC. | GN18070008 | LABKESDA PROV SULBAR | MAKASSAR | SULAWESI SELATAN | MAKASSAR | MAIN UNIT | CUSTOMER | - |  | 16 August 2023 |  | 25 August 2022 | LEO LANANG SIGIT - TSE CP | 14 October 2023 | ANDI ISMAIL - SPV TSE TIMUR | ACTIVE
22072518 | JS001 | BIO SAFE-CAB TYPE-A2 900 | DIAGNOSTIC 2 | JS RESEARCH INC. | GN00002986 | RDC PUSAT - RAWAGELAM | PUSAT | DKI JAKARTA | JAKARTA TIMUR | MAIN UNIT | EMP | - |  | - |  | 25 August 2022 | LEO LANANG SIGIT - TSE CP | - |  | ACTIVE
22072519 | JS001 | BIO SAFE-CAB TYPE-A2 900 | DIAGNOSTIC 2 | JS RESEARCH INC. | GN18070008 | LABKESDA PROV SULBAR | MAKASSAR | SULAWESI SELATAN | MAKASSAR | MAIN UNIT | CUSTOMER | - |  | 16 August 2023 |  | 25 August 2022 | LEO LANANG SIGIT - TSE CP | 14 October 2023 | ANDI ISMAIL - SPV TSE TIMUR | ACTIVE
22072520 | JS001 | BIO SAFE-CAB TYPE-A2 900 | DIAGNOSTIC 2 | JS RESEARCH INC. | GN21060016 | Primaya Hospital Pasar Kemis | TANGERANG | BANTEN | TANGERANG | MAIN UNIT | CUSTOMER | - |  | 27 September 2022 | ADITIYA NOVANDRA - TSE | 25 August 2022 | LEO LANANG SIGIT - TSE CP | 27 September 2022 | ADITIYA NOVANDRA - TSE | ACTIVE
22072521 | JS003 | BIOHAZARD SAFETY CABINET TYPE A2 (1500 MM) | DIAGNOSTIC 2 | JS RESEARCH INC. | GN00002986 | RDC PUSAT - RAWAGELAM | PUSAT | DKI JAKARTA | JAKARTA TIMUR | MAIN UNIT | EMP | - |  | - |  | 25 August 2022 | LEO LANANG SIGIT - TSE CP | - |  | ACTIVE
22072522 | JS003 | BIOHAZARD SAFETY CABINET TYPE A2 (1500 MM) | DIAGNOSTIC 2 | JS RESEARCH INC. | GN00002986 | RDC PUSAT - RAWAGELAM | PUSAT | DKI JAKARTA | JAKARTA TIMUR | MAIN UNIT | EMP | - |  | - |  | 25 August 2022 | LEO LANANG SIGIT - TSE CP | - |  | ACTIVE
2208001 | MPESU | MEGA POWER ELECTROSURGICAL GENERATOR | IMAGING | MEGADYNE MEDICAL | GN00002168 | BETHSAIDA HOSPITAL | TANGERANG | BANTEN | TANGERANG | MAIN UNIT | CUSTOMER | 4 August 2016 |  | 1 January 2013 |  | 4 August 2016 |  | - |  | ACTIVE
22082491 | GP500 | GEM PREMIER 5000 Analyzer | DIAGNOSTIC 2 | WERFEN ITALY (INSTRUMENTATION LAB SPA) | GN00000989 | RSU Haji Jakarta | JAKARTA-1 | DKI JAKARTA | JAKARTA TIMUR | MAIN UNIT | EMP | - |  | 16 March 2023 |  | 16 March 2023 | LEO LANANG SIGIT - TSE CP | 22 January 2025 | SAHID DERMAWAN - SPV TSE BARAT | ACTIVE
22089001 | MPESU | MEGA POWER ELECTROSURGICAL GENERATOR | IMAGING | MEGADYNE MEDICAL | GN00002178 | RSUD DR SOETOMO SURABAYA | SURABAYA-1 | JAWA TIMUR | SURABAYA | MAIN UNIT | CUSTOMER | - |  | 27 November 2012 |  | - |  | - |  | ACTIVE
2209001 | NI20P | DOPPLER FETUS DETECTOR KD 250 | IMAGING | NAKAMURA MEDICAL | GN00002986 | RDC PUSAT - RAWAGELAM | PUSAT | DKI JAKARTA | JAKARTA TIMUR | MAIN UNIT | EMP | - |  | - |  | 14 May 2024 | ARIEF SETIAWAN - TSE CP | - |  | ACTIVE
2209002 | NI20P | DOPPLER FETUS DETECTOR KD 250 | IMAGING | NAKAMURA MEDICAL | GN00002986 | RDC PUSAT - RAWAGELAM | PUSAT | DKI JAKARTA | JAKARTA TIMUR | MAIN UNIT | EMP | - |  | - |  | 14 May 2024 | ARIEF SETIAWAN - TSE CP | - |  | ACTIVE
2209003 | NI20P | DOPPLER FETUS DETECTOR KD 250 | IMAGING | NAKAMURA MEDICAL | GN00002986 | RDC PUSAT - RAWAGELAM | PUSAT | DKI JAKARTA | JAKARTA TIMUR | MAIN UNIT | EMP | - |  | - |  | 14 May 2024 | ARIEF SETIAWAN - TSE CP | - |  | ACTIVE
2209004 | NI20P | DOPPLER FETUS DETECTOR KD 250 | IMAGING | NAKAMURA MEDICAL | GN00002986 | RDC PUSAT - RAWAGELAM | PUSAT | DKI JAKARTA | JAKARTA TIMUR | MAIN UNIT | EMP | - |  | - |  | 14 May 2024 | ARIEF SETIAWAN - TSE CP | - |  | ACTIVE
2209005 | NI20P | DOPPLER FETUS DETECTOR KD 250 | IMAGING | NAKAMURA MEDICAL | GN00000351 | RS SANTA ELISABETH MEDAN | MEDAN | SUMATERA UTARA | MEDAN | MAIN UNIT | CUSTOMER | - |  | 19 November 2024 |  | 14 May 2024 | ARIEF SETIAWAN - TSE CP | 2 December 2024 | SAHID DERMAWAN - SPV TSE BARAT | ACTIVE
2209006 | NI20P | DOPPLER FETUS DETECTOR KD 250 | IMAGING | NAKAMURA MEDICAL | GN00001028 | RS MITRA KELUARGA KELAPA GADING | JAKARTA-1 | DKI JAKARTA | JAKARTA UTARA | MAIN UNIT | CUSTOMER | - |  | 24 December 2024 |  | 14 May 2024 | ARIEF SETIAWAN - TSE CP | 6 January 2025 | SAHID DERMAWAN - SPV TSE BARAT | ACTIVE
2209007 | NI20P | DOPPLER FETUS DETECTOR KD 250 | IMAGING | NAKAMURA MEDICAL | GN20050010 | RS. HERMINA KARAWANG | BEKASI | JAWA BARAT | BEKASI | MAIN UNIT | CUSTOMER | - |  | 29 April 2025 |  | 14 May 2024 | ARIEF SETIAWAN - TSE CP | 30 April 2025 | SAHID DERMAWAN - SPV TSE BARAT | ACTIVE
2209008 | NI20P | DOPPLER FETUS DETECTOR KD 250 | IMAGING | NAKAMURA MEDICAL | GN00003004 | RS HERMINA CIPUTAT | TANGERANG | BANTEN | TANGERANG | MAIN UNIT | CUSTOMER | - |  | 12 September 2025 |  | 14 May 2024 | ARIEF SETIAWAN - TSE CP | 2 October 2025 | SAHID DERMAWAN - SPV TSE BARAT | ACTIVE
2209009 | NI20P | DOPPLER FETUS DETECTOR KD 250 | IMAGING | NAKAMURA MEDICAL | GN00006201 | AP YAKESPEN ANTAM ( RS. ANTAM MEDIKA ) | JAKARTA-1 | DKI JAKARTA | JAKARTA TIMUR | MAIN UNIT | CUSTOMER | - |  | 23 September 2025 |  | 14 May 2024 | ARIEF SETIAWAN - TSE CP | 2 October 2025 | SAHID DERMAWAN - SPV TSE BARAT | ACTIVE
22092632 | GP500 | GEM PREMIER 5000 Analyzer | DIAGNOSTIC 2 | WERFEN ITALY (INSTRUMENTATION LAB SPA) | GN00001072 | RSUD DR MARJUKI MAHDI ( RSUD KOTA BOGOR ) | BOGOR | JAWA BARAT | BOGOR | MAIN UNIT | CUSTOMER | 22 December 2022 | MOHAMAD SUKARJO - TSE CP | 10 February 2023 |  | 23 March 2023 |  | 20 October 2023 | SAHID DERMAWAN - SPV TSE BARAT | ACTIVE
22092648 | GP500 | GEM PREMIER 5000 Analyzer | DIAGNOSTIC 2 | WERFEN ITALY (INSTRUMENTATION LAB SPA) | GN00002985 | WORKSHOOP CSM PUSAT | PUSAT | DKI JAKARTA | JAKARTA TIMUR | MAIN UNIT | EMP | - |  | 10 April 2023 |  | 16 March 2023 | LEO LANANG SIGIT - TSE CP | 18 September 2024 | SAHID DERMAWAN - SPV TSE BARAT | ACTIVE
22092657 | GP500 | GEM PREMIER 5000 Analyzer | DIAGNOSTIC 2 | WERFEN ITALY (INSTRUMENTATION LAB SPA) | GN00001160 | RSUD Arjawinangun | CIREBON | JAWA BARAT | CIREBON | MAIN UNIT | EMP | - |  | 13 September 2023 | RUDI SETIAWAN - TSE | 16 March 2023 | LEO LANANG SIGIT - TSE CP | 20 December 2023 | SAHID DERMAWAN - SPV TSE BARAT | ACTIVE
22092750 | GP500 | GEM PREMIER 5000 Analyzer | DIAGNOSTIC 2 | WERFEN ITALY (INSTRUMENTATION LAB SPA) | GN00006621 | RS HASANAH GRAHA AFIAH | JAKARTA-2 | JAWA BARAT | DEPOK | MAIN UNIT | CUSTOMER | - |  | 3 April 2023 |  | 23 March 2023 | NOVAN KURNIARTATO - TSE | 20 October 2023 | SAHID DERMAWAN - SPV TSE BARAT | ACTIVE
22092752 | GP500 | GEM PREMIER 5000 Analyzer | DIAGNOSTIC 2 | WERFEN ITALY (INSTRUMENTATION LAB SPA) | GN00002985 | WORKSHOOP CSM PUSAT | PUSAT | DKI JAKARTA | JAKARTA TIMUR | MAIN UNIT | EMP | - |  | 20 June 2023 |  | 23 March 2023 | NOVAN KURNIARTATO - TSE | 25 August 2025 | SAHID DERMAWAN - SPV TSE BARAT | ACTIVE
22092754 | GP500 | GEM PREMIER 5000 Analyzer | DIAGNOSTIC 2 | WERFEN ITALY (INSTRUMENTATION LAB SPA) | GN00007797 | RS Columbia Asia - Pulomas Jakarta | JAKARTA-1 | DKI JAKARTA | JAKARTA TIMUR | MAIN UNIT | EMP | - |  | 18 September 2023 | ARDI HERMAWAN - TSE CP | 23 March 2023 | NOVAN KURNIARTATO - TSE | 18 September 2023 | ARDI HERMAWAN - TSE CP | ACTIVE
22092756 | GP500 | GEM PREMIER 5000 Analyzer | DIAGNOSTIC 2 | WERFEN ITALY (INSTRUMENTATION LAB SPA) | GN00012197 | RS INDRIATI SOLO BARU | SOLO | JAWA TENGAH | SUKOHARJO | MAIN UNIT | EMP | - |  | 14 July 2023 | ADITIYA NOVANDRA - TSE | 23 March 2023 | NOVAN KURNIARTATO - TSE | 23 October 2023 | ANDI ISMAIL - SPV TSE TIMUR | ACTIVE
22092758 | GP500 | GEM PREMIER 5000 Analyzer | DIAGNOSTIC 2 | WERFEN ITALY (INSTRUMENTATION LAB SPA) | GN00002341 | RS MURNI TEGUH MEMORIAL HOSPITAL ( PT. MURNI SADAR ) | MEDAN | SUMATERA UTARA | MEDAN | MAIN UNIT | EMP | - |  | 13 September 2023 | BARITA P-SIMAMORA - TSE | 23 March 2023 | NOVAN KURNIARTATO - TSE | 18 August 2025 | SAHID DERMAWAN - SPV TSE BARAT | ACTIVE
221-T910SCC | BD910 |  |  |  | GN00000446 | RSUD NATAL | PEMATANG SIANTAR | SUMATERA UTARA | PANYABUNGAN | MAIN UNIT | CUSTOMER | 9 December 2014 | ARBIANSYAH - TSE | 9 December 2014 |  | 9 December 2014 | ARBIANSYAH - TSE | - |  | INACTIVE
2211327 | NI16U | INFANT WARMER NIW 2000 | IMAGING | NAKAMURA MEDICAL | GN00001665 | RSUD ABDUL MADJID BATOE | JAMBI | JAMBI | JAMBI | MAIN UNIT | CUSTOMER | 16 April 2015 | TRIYONO - TSE AREA BARAT | 1 January 1900 |  | 16 April 2015 | TRIYONO - TSE AREA BARAT | - |  | ACTIVE
22125016 | AC111 | ACL ELITE PRO | DIAGNOSTIC 2 | WERFEN HONG KONG LIMITED | GN00002985 | WORKSHOOP CSM PUSAT | PUSAT | DKI JAKARTA | JAKARTA TIMUR | MAIN UNIT | EMP | - |  | 11 October 2024 |  | 26 July 2024 | LEO LANANG SIGIT - TSE CP | 13 December 2024 | SAHID DERMAWAN - SPV TSE BARAT | ACTIVE
22165 | 81800 | Konelab 20 ISE |  |  | GN00007197 | PATH LAB | MEDAN | SUMATERA UTARA | MEDAN | MAIN UNIT | CUSTOMER | - |  | - |  | 10 June 2020 | NURIL MAGHFIROH - TSE CSR | - |  | ACTIVE
221A1BZX00052000 | NI20P | DOPPLER FETUS DETECTOR KD 250 | IMAGING | NAKAMURA MEDICAL | GN00002848 | RS PEKERJA KBN (KAWASAN BERIKAT NUSANTARA) | JAKARTA-1 | DKI JAKARTA | JAKARTA UTARA | MAIN UNIT | CUSTOMER | 22 October 2014 | BUDI SUROSO - TSE | 1 June 2014 |  | 22 October 2014 | BUDI SUROSO - TSE | - |  | ACTIVE
223/X/09 | TM09U | Infant Warmer Tsn89/W |  |  | GN00001627 | KLINIK BERSALIN DR.HERMAWAN | CIREBON | JAWA BARAT | CIREBON | MAIN UNIT | CUSTOMER | 15 June 2015 | SUKMA WIJAYA - TSE | 1 January 1900 |  | 15 June 2015 | SUKMA WIJAYA - TSE | - |  | ACTIVE
22314001 | MPESU | MEGA POWER ELECTROSURGICAL GENERATOR | IMAGING | MEGADYNE MEDICAL | GN00000201 | RSUD ARIFIN ACHMAD - PEKANBARU | PEKAN BARU | RIAU | PEKANBARU | MAIN UNIT | CUSTOMER | 28 March 2015 | MULKAN | 1 May 2013 |  | 28 March 2015 | MULKAN | - |  | ACTIVE
22317 | 84140 | Konelab 20 XT |  |  | GN18040014 | RS Airlangga Jombang | SURABAYA-1 | JAWA TIMUR |  | MAIN UNIT | EMP | - |  | 23 October 2015 |  | - |  | - |  | ACTIVE
22318 | 84850 | Konelab Prime 30 |  |  | GN00002292 | LAB KLINIK THAMRIN MEDAN | MEDAN | SUMATERA UTARA | MEDAN | MAIN UNIT | EMP | - |  | 28 December 2016 |  | - |  | - |  | ACTIVE
22319 | 84140 | Konelab 20 XT |  |  | GN00001947 | Klinik & Laboratorium Westerindo cikarang ( CMC Klinik ) | BEKASI | JAWA BARAT | CIKARANG | MAIN UNIT | EMP | 1 February 1990 | GATOT SURYA ADIPUTRA - TSE | 10 May 2012 |  | 1 February 1990 | GATOT SURYA ADIPUTRA - TSE | - |  | ACTIVE
22325 | 84140 | Konelab 20 XT |  |  | GN00003001 | PT. ENSEVAL MEDIKA PRIMA - HO | PUSAT | DKI JAKARTA | JAKARTA TIMUR | MAIN UNIT | EMP | 1 February 1990 | LISTYO BUDHI PRASETYO | 22 March 2012 |  | 1 February 1990 | LISTYO BUDHI PRASETYO | - |  | ACTIVE
22325001 | MPESU | MEGA POWER ELECTROSURGICAL GENERATOR | IMAGING | MEGADYNE MEDICAL | GN00002072 | RSIA FAMILY | JAKARTA-2 | DKI JAKARTA | JAKARTA UTARA | MAIN UNIT | CUSTOMER | 6 October 2017 | TRIYONO - TSE AREA BARAT | 1 June 2013 |  | 6 October 2017 | TRIYONO - TSE AREA BARAT | - |  | ACTIVE
22340001 | MPESU | MEGA POWER ELECTROSURGICAL GENERATOR | IMAGING | MEGADYNE MEDICAL | GN00002985 | WORKSHOOP CSM PUSAT | PUSAT | DKI JAKARTA | JAKARTA TIMUR | MAIN UNIT | EMP | 22 February 2017 | System Auto | 1 January 1900 |  | 22 February 2017 | System Auto | - |  | ACTIVE
22344 | 84140 | Konelab 20 XT |  |  | GN00001943 | LAB BIOFIT HEALTH CENTRE | BANDUNG | JAWA BARAT | BANDUNG | MAIN UNIT | CUSTOMER | - |  | 13 June 2012 |  | - |  | - |  | ACTIVE
22345001 | MPESU | MEGA POWER ELECTROSURGICAL GENERATOR | IMAGING | MEGADYNE MEDICAL | GN00000201 | RSUD ARIFIN ACHMAD - PEKANBARU | PEKAN BARU | RIAU | PEKANBARU | MAIN UNIT | CUSTOMER | 28 October 2016 | FARIDA ADELINA | 1 January 2015 |  | 28 October 2016 | FARIDA ADELINA | - |  | ACTIVE
22346001 | MPESU | MEGA POWER ELECTROSURGICAL GENERATOR | IMAGING | MEGADYNE MEDICAL | GN00011690 | SHOWROOM PT EMP | PUSAT | DKI JAKARTA | JAKARTA TIMUR | MAIN UNIT | EMP | - |  | 1 January 1900 |  | - |  | - |  | ACTIVE
22350 | 84140 | Konelab 20 XT |  |  | GN00002985 | WORKSHOOP CSM PUSAT | PUSAT | DKI JAKARTA | JAKARTA TIMUR | MAIN UNIT | EMP | - |  | 1 June 2024 |  | - |  | 20 November 2024 | SAHID DERMAWAN - SPV TSE BARAT | ACTIVE
22379001 | MPESU | MEGA POWER ELECTROSURGICAL GENERATOR | IMAGING | MEGADYNE MEDICAL | GN00000005 | RSUD KARAWANG | BEKASI | JAWA BARAT | BEKASI | MAIN UNIT | CUSTOMER | 6 October 2017 | TRIYONO - TSE AREA BARAT | 11 June 2013 |  | 6 October 2017 | TRIYONO - TSE AREA BARAT | - |  | ACTIVE
22392001 | MPESU | MEGA POWER ELECTROSURGICAL GENERATOR | IMAGING | MEGADYNE MEDICAL | GN00000005 | RSUD KARAWANG | BEKASI | JAWA BARAT | BEKASI | MAIN UNIT | CUSTOMER | 29 June 2016 |  | 13 June 2013 |  | 29 June 2016 |  | - |  | ACTIVE
22405 | 84140 | Konelab 20 XT |  |  | GN00002680 | BALAI BESAR LABKES. SURABAYA | SURABAYA-2 | JAWA TIMUR | SURABAYA | MAIN UNIT | CUSTOMER | 1 February 1990 | ZENZEN | 1 January 2012 |  | 1 February 1990 | ZENZEN | - |  | ACTIVE
22406 | 84140 | Konelab 20 XT |  |  | GN00002985 | WORKSHOOP CSM PUSAT | PUSAT | DKI JAKARTA | JAKARTA TIMUR | MAIN UNIT | EMP | 19 October 2018 | SUKMA WIJAYA - TSE | 25 June 2018 |  | 19 October 2018 | SUKMA WIJAYA - TSE | - |  | ACTIVE
22407 | 84140 | Konelab 20 XT |  |  | GN00001143 | RS Ciputra Citra Raya | TANGERANG | BANTEN | TENGGARONG | MAIN UNIT | CUSTOMER | 13 July 2018 | TRIYONO - TSE AREA BARAT | 7 September 2017 |  | 13 July 2018 | TRIYONO - TSE AREA BARAT | - |  | ACTIVE
22435001 | MPESU | MEGA POWER ELECTROSURGICAL GENERATOR | IMAGING | MEGADYNE MEDICAL | GN00002985 | WORKSHOOP CSM PUSAT | PUSAT | DKI JAKARTA | JAKARTA TIMUR | MAIN UNIT | CUSTOMER | 24 April 2015 | TRIYONO - TSE AREA BARAT | 1 January 1900 |  | 24 April 2015 | TRIYONO - TSE AREA BARAT | - |  | ACTIVE
22447001 | MPESU | MEGA POWER ELECTROSURGICAL GENERATOR | IMAGING | MEGADYNE MEDICAL | GN00002985 | WORKSHOOP CSM PUSAT | PUSAT | DKI JAKARTA | JAKARTA TIMUR | MAIN UNIT | EMP | 29 August 2014 | ANTONIUS SAGITA - KALIBRASI | 1 January 1900 |  | 29 August 2014 | ANTONIUS SAGITA - KALIBRASI | - |  | ACTIVE
22495001 | MPESU | MEGA POWER ELECTROSURGICAL GENERATOR | IMAGING | MEGADYNE MEDICAL | GN00008197 | RSUD NYI AGENG SERANG KULON PROGO | YOGYAKARTA | YOGYAKARTA | YOGYAKARTA | MAIN UNIT | CUSTOMER | 14 April 2016 | DIAN FEBRIYANA - TSE | 3 December 2013 |  | 14 April 2016 | DIAN FEBRIYANA - TSE | - |  | ACTIVE
225/X/09 | TE018 | WARMER TSN 89 IW | IMAGING | TESENA INOVINDO, PT | GN00002996 | RSUD KOTA DEPOK | PEJATEN | JAWA BARAT | DEPOK | MAIN UNIT | CUSTOMER | 27 January 2015 | IBNUL AZIZ - TSE | 1 February 2009 |  | 27 January 2015 | IBNUL AZIZ - TSE | - |  | ACTIVE
22501001 | MPESU | MEGA POWER ELECTROSURGICAL GENERATOR | IMAGING | MEGADYNE MEDICAL | GN00000460 | RSUD DR ZAINOEL ABIDIN | BANDA ACEH | ACEH | BANDA ACEH | MAIN UNIT | CUSTOMER | - |  | 2 December 2013 |  | - |  | - |  | ACTIVE
22506001 | MPESU | MEGA POWER ELECTROSURGICAL GENERATOR | IMAGING | MEGADYNE MEDICAL | GN00002779 | RSUD IBNU SINA GRESIK | SURABAYA-2 | JAWA TIMUR | GRESIK | MAIN UNIT | CUSTOMER | 21 December 2016 |  | 21 December 2013 |  | 21 December 2016 |  | - |  | ACTIVE
22510001 | MPESU | MEGA POWER ELECTROSURGICAL GENERATOR | IMAGING | MEGADYNE MEDICAL | GN00002779 | RSUD IBNU SINA GRESIK | SURABAYA-2 | JAWA TIMUR | GRESIK | MAIN UNIT | CUSTOMER | 21 December 2016 |  | 21 December 2013 |  | 21 December 2016 |  | - |  | ACTIVE
22525001 | MPESU | MEGA POWER ELECTROSURGICAL GENERATOR | IMAGING | MEGADYNE MEDICAL | GN00001505 | RSUD BLAMBANGAN | JEMBER | JAWA TIMUR | BANYUWANGI | MAIN UNIT | CUSTOMER | - |  | 20 December 2013 |  | - |  | - |  | ACTIVE
22538 | 84140 | Konelab 20 XT |  |  | GN00007913 | DINAS KESEHATAN KAB/KOTA. KLATEN | YOGYAKARTA | YOGYAKARTA | KLATEN | MAIN UNIT | CUSTOMER | 24 January 2017 |  | 1 January 1900 |  | 24 January 2017 |  | - |  | ACTIVE
22539 | 84140 | Konelab 20 XT |  |  | GN00002985 | WORKSHOOP CSM PUSAT | PUSAT | DKI JAKARTA | JAKARTA TIMUR | MAIN UNIT | EMP | - |  | 27 September 2016 |  | - |  | - |  | ACTIVE
22540 | 84512 | Konelab Prime 60 |  |  | GN00003001 | PT. ENSEVAL MEDIKA PRIMA - HO | PUSAT | DKI JAKARTA | JAKARTA TIMUR | MAIN UNIT | EMP | 7 September 2017 | AYON ANDRIYANTO | 7 September 2017 |  | 7 September 2017 | AYON ANDRIYANTO | - |  | ACTIVE
22542 | 84140 | Konelab 20 XT |  |  | GN00003130 | RS UNIVERSITAS MUHAMMADIYAH MALANG | MALANG | JAWA TIMUR | MALANG | MAIN UNIT | CUSTOMER | - |  | 30 August 2013 |  | - |  | - |  | ACTIVE
22543 | 84140 | Konelab 20 XT |  |  | GN00003001 | PT. ENSEVAL MEDIKA PRIMA - HO | PUSAT | DKI JAKARTA | JAKARTA TIMUR | MAIN UNIT | EMP | 1 February 1990 | DIAN FEBRIYANA - TSE | 22 December 2014 |  | 1 February 1990 | DIAN FEBRIYANA - TSE | 28 May 2021 | RIDWAN - TSE | ACTIVE
22570-1157 | 00298 |  |  |  | GN00002285 | KLINIK SPESIALIS ANUGERAH IBU | MEDAN | SUMATERA UTARA | MEDAN | MAIN UNIT | EMP | 15 May 2019 | BARITA P-SIMAMORA - TSE | 1 January 2013 |  | 15 May 2019 | BARITA P-SIMAMORA - TSE | - |  | INACTIVE
22570-1231 | 00298 |  |  |  | GN00001898 | POLTEK BSI JOGJA | YOGYAKARTA | YOGYAKARTA | YOGYAKARTA | MAIN UNIT | CUSTOMER | - |  | 1 January 1900 |  | - |  | - |  | INACTIVE
22570-1232 | 00298 |  |  |  | GN00003133 | UMY YOGYAKARTA | YOGYAKARTA | YOGYAKARTA | YOGYAKARTA | MAIN UNIT | CUSTOMER | - |  | 1 January 1900 |  | - |  | - |  | INACTIVE
225701064 | 00298 |  |  |  | GN00000012 | RS PERSAHABATAN | JAKARTA-1 | DKI JAKARTA | JAKARTA TIMUR | MAIN UNIT | CUSTOMER | 22 October 2014 | AGUS FAUZI | 1 January 2011 |  | 22 October 2014 | AGUS FAUZI | - |  | INACTIVE
225701149 | 00298 |  |  |  | GN00003001 | PT. ENSEVAL MEDIKA PRIMA - HO | PUSAT | DKI JAKARTA | JAKARTA TIMUR | MAIN UNIT | EMP | 5 February 2018 | LEO LANANG SIGIT - TSE CP | 28 February 2014 |  | 5 February 2018 | LEO LANANG SIGIT - TSE CP | - |  | INACTIVE
225701172 | 00298 |  |  |  | GN00000319 | RSUP H ADAM MALIK | MEDAN | SUMATERA UTARA | MEDAN | MAIN UNIT | EMP | 1 February 1990 | TRIYONO - TSE AREA BARAT | 1 January 2010 |  | 1 February 1990 | TRIYONO - TSE AREA BARAT | - |  | INACTIVE
225701215 | 00298 |  |  |  | GN00002659 | PMI PURBALINGGA | PURWOKERTO | JAWA TENGAH | PURBALINGGA | MAIN UNIT | EMP | - |  | 1 January 1900 |  | - |  | - |  | INACTIVE
22638 | 84850 | Konelab Prime 30 |  |  | GN00003001 | PT. ENSEVAL MEDIKA PRIMA - HO | PUSAT | DKI JAKARTA | JAKARTA TIMUR | MAIN UNIT | EMP | - |  | 1 January 1900 |  | - |  | - |  | ACTIVE
2266 | CL631 | CL ANALYZER | DIAGNOSTIC 2 | WERFEN HONG KONG LIMITED | GN00000094 | RS TIARA SELLA | BENGKULU | BENGKULU | BENGKULU | MAIN UNIT | EMP | - |  | 8 November 2018 |  | - |  | - |  | ACTIVE
22668 | 84850 | Konelab Prime 30 |  |  | GN00003001 | PT. ENSEVAL MEDIKA PRIMA - HO | PUSAT | DKI JAKARTA | JAKARTA TIMUR | MAIN UNIT | EMP | - |  | 1 January 1900 |  | - |  | 1 February 2021 | MIKKI FAHRIZI - TSE | ACTIVE
2267 | CL631 | CL ANALYZER | DIAGNOSTIC 2 | WERFEN HONG KONG LIMITED | GN18110014 | RUMAH SAKIT UII - BANTUL | YOGYAKARTA | YOGYAKARTA | BANTUL | MAIN UNIT | EMP | - |  | 18 January 2019 |  | - |  | - |  | ACTIVE
2268 | CL631 | CL ANALYZER | DIAGNOSTIC 2 | WERFEN HONG KONG LIMITED | GN00002292 | LAB KLINIK THAMRIN MEDAN | MEDAN | SUMATERA UTARA | MEDAN | MAIN UNIT | EMP | 8 November 2018 | FARIDA ADELINA | 8 November 2018 |  | 8 November 2018 | FARIDA ADELINA | - |  | ACTIVE
22683 | 84850 | Konelab Prime 30 |  |  | GN00008368 | AP BAGAS JIWO | KUDUS | JAWA TENGAH | KUDUS | MAIN UNIT | EMP | 9 October 2017 | AYON ANDRIYANTO | 9 October 2017 |  | 9 October 2017 | AYON ANDRIYANTO | - |  | ACTIVE
22689 | 84850 | Konelab Prime 30 |  |  | GN00000460 | RSUD DR ZAINOEL ABIDIN | BANDA ACEH | ACEH | BANDA ACEH | MAIN UNIT | EMP | 1 February 1990 | TRIYONO - TSE AREA BARAT | 1 January 2013 |  | 1 February 1990 | TRIYONO - TSE AREA BARAT | - |  | ACTIVE
22712 | 84140 | Konelab 20 XT |  |  | GN00002985 | WORKSHOOP CSM PUSAT | PUSAT | DKI JAKARTA | JAKARTA TIMUR | MAIN UNIT | EMP | - |  | 2 November 2023 |  | - |  | 18 January 2024 | SAHID DERMAWAN - SPV TSE BARAT | ACTIVE
22713 | 84140 | Konelab 20 XT |  |  | GN00003001 | PT. ENSEVAL MEDIKA PRIMA - HO | PUSAT | DKI JAKARTA | JAKARTA TIMUR | MAIN UNIT | EMP | - |  | 24 July 2018 |  | - |  | - |  | ACTIVE
22717 | 84850 | Konelab Prime 30 |  |  | GN00002985 | WORKSHOOP CSM PUSAT | PUSAT | DKI JAKARTA | JAKARTA TIMUR | MAIN UNIT | EMP | 20 April 2018 | TRIYONO - TSE AREA BARAT | 8 April 2013 |  | 20 April 2018 | TRIYONO - TSE AREA BARAT | - |  | ACTIVE
22718 | 84851 | Konelab Prime 30 ISE |  |  | GN00003801 | RSU DR H SOEWONDO KENDAL | SEMARANG | JAWA TENGAH | SEMARANG | MAIN UNIT | CUSTOMER | - |  | 13 December 2013 |  | - |  | - |  | ACTIVE
22749 | 84512 | Konelab Prime 60 |  |  | GN00002985 | WORKSHOOP CSM PUSAT | PUSAT | DKI JAKARTA | JAKARTA TIMUR | MAIN UNIT | EMP | 13 January 2020 | SAHID DERMAWAN - SPV TSE BARAT | 1 June 2024 |  | 13 January 2020 | SAHID DERMAWAN - SPV TSE BARAT | 20 November 2024 | SAHID DERMAWAN - SPV TSE BARAT | ACTIVE
22773 | 84140 | Konelab 20 XT |  |  | GN00000003 | RSUD KAB BEKASI | BEKASI | JAWA BARAT | BEKASI | MAIN UNIT | CUSTOMER | - |  | 4 December 2012 |  | - |  | - |  | ACTIVE
228/X/09 | TM09U | Infant Warmer Tsn89/W |  |  | GN00002825 | RSUD KABUPATEN TANGERANG | TANGERANG | BANTEN |  | MAIN UNIT | CUSTOMER | 21 July 2014 | IBNUL AZIZ - TSE | 1 January 2009 |  | 21 July 2014 | IBNUL AZIZ - TSE | - |  | ACTIVE
22820 | 84140 | Konelab 20 XT |  |  | GN00003001 | PT. ENSEVAL MEDIKA PRIMA - HO | PUSAT | DKI JAKARTA | JAKARTA TIMUR | MAIN UNIT | EMP | 20 August 2014 | ANDI ISMAIL - SPV TSE TIMUR | 1 January 1900 |  | 20 August 2014 | ANDI ISMAIL - SPV TSE TIMUR | - |  | ACTIVE
22875 | 84512 | Konelab Prime 60 |  |  | GN00003001 | PT. ENSEVAL MEDIKA PRIMA - HO | PUSAT | DKI JAKARTA | JAKARTA TIMUR | MAIN UNIT | EMP | - |  | 7 September 2013 |  | - |  | - |  | ACTIVE
22882 | 84140 | Konelab 20 XT |  |  | GN00009481 | RSUD DR. H. MARSIDI JUDONO | PANGKAL PINANG | KEPULAUAN BANGKA BELITUNG | PANGKAL PINANG | MAIN UNIT | CUSTOMER | - |  | 1 October 2015 |  | - |  | - |  | ACTIVE
22902 | 84512 | Konelab Prime 60 |  |  | GN00002985 | WORKSHOOP CSM PUSAT | PUSAT | DKI JAKARTA | JAKARTA TIMUR | MAIN UNIT | EMP | 1 February 1990 | TRIYONO - TSE AREA BARAT | 6 January 2025 |  | 1 February 1990 | TRIYONO - TSE AREA BARAT | 24 March 2025 | SAHID DERMAWAN - SPV TSE BARAT | ACTIVE
22906 | 84512 | Konelab Prime 60 |  |  | GN00003001 | PT. ENSEVAL MEDIKA PRIMA - HO | PUSAT | DKI JAKARTA | JAKARTA TIMUR | MAIN UNIT | EMP | 20 April 2018 | FARIDA ADELINA | 13 June 2012 |  | 20 April 2018 | FARIDA ADELINA | 25 September 2020 | TEGAR PANDU - TSE | ACTIVE
22945 | 84850 | Konelab Prime 30 |  |  | GN00007404 | RSUD TABANAN | DENPASAR | BALI | DENPASAR | MAIN UNIT | CUSTOMER | - |  | 11 March 2014 |  | - |  | - |  | ACTIVE
22946 | 84851 | Konelab Prime 30 ISE |  |  | GN00003801 | RSU DR H SOEWONDO KENDAL | SEMARANG | JAWA TENGAH | SEMARANG | MAIN UNIT | CUSTOMER | - |  | 13 December 2013 |  | - |  | - |  | ACTIVE
23/X/14 | TE039 | EXAMINATION TSN 015 FHC | IMAGING | TESENA INOVINDO, PT | GN00000967 | RSUD CILILIN | BANDUNG | JAWA BARAT | BANDUNG BARAT | MAIN UNIT | CUSTOMER | 18 December 2014 | SUKMA WIJAYA - TSE | 18 December 2014 |  | 18 December 2014 | SUKMA WIJAYA - TSE | - |  | ACTIVE
2300100H0459 | H0102 | URINE ANALYSER H-100 | DIAGNOSTIC 2 | DIRUI MEDICAL INDONESIA, PT. | GN20040005 | LAB KLINIK CITO WATES | YOGYAKARTA | YOGYAKARTA | YOGYAKARTA | MAIN UNIT | EMP | - |  | 23 November 2023 |  | 11 October 2023 | LEO LANANG SIGIT - TSE CP | 29 November 2023 | ANDI ISMAIL - SPV TSE TIMUR | ACTIVE
2300100H0460 | H0102 | URINE ANALYSER H-100 | DIAGNOSTIC 2 | DIRUI MEDICAL INDONESIA, PT. | GN00000403 | RSUD DELI SERDANG | MEDAN | SUMATERA UTARA | LUBUK PAKAM | MAIN UNIT | EMP | - |  | 24 January 2024 |  | 11 October 2023 | LEO LANANG SIGIT - TSE CP | 31 January 2024 | SAHID DERMAWAN - SPV TSE BARAT | ACTIVE
2300100H0461 | H0102 | URINE ANALYSER H-100 | DIAGNOSTIC 2 | DIRUI MEDICAL INDONESIA, PT. | GN00002986 | RDC PUSAT - RAWAGELAM | PUSAT | DKI JAKARTA | JAKARTA TIMUR | MAIN UNIT | EMP | - |  | - |  | 11 October 2023 | LEO LANANG SIGIT - TSE CP | - |  | ACTIVE
2300100H0462 | H0102 | URINE ANALYSER H-100 | DIAGNOSTIC 2 | DIRUI MEDICAL INDONESIA, PT. | GN00002986 | RDC PUSAT - RAWAGELAM | PUSAT | DKI JAKARTA | JAKARTA TIMUR | MAIN UNIT | EMP | - |  | - |  | 11 October 2023 | LEO LANANG SIGIT - TSE CP | - |  | ACTIVE
2300100H0469 | H0102 | URINE ANALYSER H-100 | DIAGNOSTIC 2 | DIRUI MEDICAL INDONESIA, PT. | GN00002289 | LAB GATOT SUBROTO PUSAT | MEDAN | SUMATERA UTARA | MEDAN | MAIN UNIT | CUSTOMER | - |  | 6 December 2024 |  | 11 October 2023 | LEO LANANG SIGIT - TSE CP | 6 January 2025 | SAHID DERMAWAN - SPV TSE BARAT | ACTIVE
2300100H0470 | H0102 | URINE ANALYSER H-100 | DIAGNOSTIC 2 | DIRUI MEDICAL INDONESIA, PT. | GN00002986 | RDC PUSAT - RAWAGELAM | PUSAT | DKI JAKARTA | JAKARTA TIMUR | MAIN UNIT | EMP | - |  | - |  | 11 October 2023 | LEO LANANG SIGIT - TSE CP | - |  | ACTIVE
2300100H0471 | H0102 | URINE ANALYSER H-100 | DIAGNOSTIC 2 | DIRUI MEDICAL INDONESIA, PT. | GN00002986 | RDC PUSAT - RAWAGELAM | PUSAT | DKI JAKARTA | JAKARTA TIMUR | MAIN UNIT | EMP | - |  | - |  | 11 October 2023 | LEO LANANG SIGIT - TSE CP | - |  | ACTIVE
2300100H0472 | H0102 | URINE ANALYSER H-100 | DIAGNOSTIC 2 | DIRUI MEDICAL INDONESIA, PT. | GN00002986 | RDC PUSAT - RAWAGELAM | PUSAT | DKI JAKARTA | JAKARTA TIMUR | MAIN UNIT | EMP | - |  | - |  | 11 October 2023 | LEO LANANG SIGIT - TSE CP | - |  | ACTIVE
2300500H0485 | H0104 | URINE ANALYSER H-500 | DIAGNOSTIC 2 | DIRUI MEDICAL INDONESIA, PT. | GN25010015 | LAB ANUGRAH PANDAN | MEDAN | SUMATERA UTARA | MEDAN | MAIN UNIT | EMP | - |  | 31 May 2025 |  | 2 November 2023 | LEO LANANG SIGIT - TSE CP | 4 June 2025 | SAHID DERMAWAN - SPV TSE BARAT | ACTIVE
2301000FUS0115 | FUS10 | URINALYSIS HYBRID FUS1000 | DIAGNOSTIC 2 | DIRUI MEDICAL INDONESIA, PT. | GN24010004 | PT BIOMETRIK RISET INDONESIA | DEPOK | JAWA BARAT | DEPOK | MAIN UNIT | CUSTOMER | - |  | 5 March 2024 |  | 26 October 2023 | LEO LANANG SIGIT - TSE CP | 25 March 2024 | SAHID DERMAWAN - SPV TSE BARAT | ACTIVE
2301000FUS0162 | FUS12 | FUS 1000 without SG unit | DIAGNOSTIC 2 | DIRUI MEDICAL INDONESIA, PT. | GN00002335 | LAB THAMRIN S.BATANGHARI | MEDAN | SUMATERA UTARA | MEDAN | MAIN UNIT | EMP | - |  | 3 November 2023 |  | 26 October 2023 | LEO LANANG SIGIT - TSE CP | 27 March 2025 | SAHID DERMAWAN - SPV TSE BARAT | ACTIVE
2301000FUS0184 | FUS12 | FUS 1000 without SG unit | DIAGNOSTIC 2 | DIRUI MEDICAL INDONESIA, PT. | GN00002634 | LAB THAMRIN PEKANBARU | PEKAN BARU | RIAU | PEKANBARU | MAIN UNIT | EMP | - |  | 9 February 2024 |  | 26 October 2023 | LEO LANANG SIGIT - TSE CP | 15 February 2024 | SAHID DERMAWAN - SPV TSE BARAT | ACTIVE
2301000FUS0185 | FUS12 | FUS 1000 without SG unit | DIAGNOSTIC 2 | DIRUI MEDICAL INDONESIA, PT. | GN00002462 | RSUD KERTOSONO | KEDIRI | JAWA TIMUR | NGANJUK | MAIN UNIT | CUSTOMER | - |  | 2 December 2024 |  | 26 October 2023 | LEO LANANG SIGIT - TSE CP | 17 December 2024 | ANDI ISMAIL - SPV TSE TIMUR | ACTIVE
2301000FUS0187 | FUS12 | FUS 1000 without SG unit | DIAGNOSTIC 2 | DIRUI MEDICAL INDONESIA, PT. | GN00002292 | LAB KLINIK THAMRIN MEDAN | MEDAN | SUMATERA UTARA | MEDAN | MAIN UNIT | EMP | - |  | 15 September 2025 |  | 11 September 2025 | LEO LANANG SIGIT - TSE CP | 11 September 2025 | SAHID DERMAWAN - SPV TSE BARAT | ACTIVE
2301000FUS0188 | FUS12 | FUS 1000 without SG unit | DIAGNOSTIC 2 | DIRUI MEDICAL INDONESIA, PT. | GN00002986 | RDC PUSAT - RAWAGELAM | PUSAT | DKI JAKARTA | JAKARTA TIMUR | MAIN UNIT | EMP | - |  | - |  | 1 November 2023 | LEO LANANG SIGIT - TSE CP | - |  | ACTIVE
2301000FUS0220 | FUS10 | URINALYSIS HYBRID FUS1000 | DIAGNOSTIC 2 | DIRUI MEDICAL INDONESIA, PT. | GN00002139 | RS PARU DR. ARIO WIRAWAN SALATIGA | SEMARANG | JAWA TENGAH | SALATIGA | MAIN UNIT | CUSTOMER | - |  | 21 October 2024 |  | 26 October 2023 | LEO LANANG SIGIT - TSE CP | 17 December 2024 | ANDI ISMAIL - SPV TSE TIMUR | ACTIVE
2301000FUS0221 | FUS10 | URINALYSIS HYBRID FUS1000 | DIAGNOSTIC 2 | DIRUI MEDICAL INDONESIA, PT. | GN00002399 | RS LIUN KINDAGE | MANADO | SULAWESI UTARA | BOBONG | MAIN UNIT | CUSTOMER | - |  | 20 September 2024 |  | 26 October 2023 | LEO LANANG SIGIT - TSE CP | 30 September 2024 | ANDI ISMAIL - SPV TSE TIMUR | ACTIVE
23022468 | AC550 | ACL TOP 550 CTS SYSTEM | DIAGNOSTIC 2 | WERFEN HONG KONG LIMITED | GN00004589 | RSUP SARDJITO YOGYAKARTA | YOGYAKARTA | YOGYAKARTA | YOGYAKARTA | MAIN UNIT | EMP | - |  | 4 August 2025 |  | 11 October 2023 | LEO LANANG SIGIT - TSE CP | 13 August 2025 | SAHID DERMAWAN - SPV TSE BARAT | ACTIVE
23023977 | AC350 | ACL TOP 350 CTS SYSTEM | DIAGNOSTIC 2 | WERFEN HONG KONG LIMITED | GN00000004 | RSUD BEKASI ( RSUD PEMERINTAH KOTA BEKASI ) | BEKASI | JAWA BARAT | BEKASI | MAIN UNIT | EMP | - |  | 14 November 2023 |  | 15 June 2023 | LEO LANANG SIGIT - TSE CP | 6 December 2023 | SAHID DERMAWAN - SPV TSE BARAT | ACTIVE
23033934 | GP500 | GEM PREMIER 5000 Analyzer | DIAGNOSTIC 2 | WERFEN ITALY (INSTRUMENTATION LAB SPA) | GN00002985 | WORKSHOOP CSM PUSAT | PUSAT | DKI JAKARTA | JAKARTA TIMUR | MAIN UNIT | EMP | - |  | 17 April 2024 | KRISTIANTO - TSE | 13 July 2023 | LEO LANANG SIGIT - TSE CP | 18 September 2024 | SAHID DERMAWAN - SPV TSE BARAT | ACTIVE
23033936 | GP500 | GEM PREMIER 5000 Analyzer | DIAGNOSTIC 2 | WERFEN ITALY (INSTRUMENTATION LAB SPA) | GN00002985 | WORKSHOOP CSM PUSAT | PUSAT | DKI JAKARTA | JAKARTA TIMUR | MAIN UNIT | EMP | - |  | 25 September 2024 |  | 13 July 2023 | LEO LANANG SIGIT - TSE CP | 27 October 2025 | SAHID DERMAWAN - SPV TSE BARAT | ACTIVE
2304 | CL631 | CL ANALYZER | DIAGNOSTIC 2 | WERFEN HONG KONG LIMITED | GN19070001 | LABORATORIUM KLINIK PRAMITA | PONTIANAK | KALIMANTAN BARAT | PONTIANAK | MAIN UNIT | EMP | 11 January 2019 | System Auto | 11 January 2019 |  | 11 January 2019 | System Auto | - |  | ACTIVE
2304009 | JS002 | BIOHAZARD SAFETY CABINET TYPE A2 (1200 MM) | DIAGNOSTIC 2 | JS RESEARCH INC. | GN00002986 | RDC PUSAT - RAWAGELAM | PUSAT | DKI JAKARTA | JAKARTA TIMUR | MAIN UNIT | EMP | - |  | - |  | 10 May 2023 | LEO LANANG SIGIT - TSE CP | - |  | INACTIVE
23040308 | JS003 | BIOHAZARD SAFETY CABINET TYPE A2 (1500 MM) | DIAGNOSTIC 2 | JS RESEARCH INC. | GN00002986 | RDC PUSAT - RAWAGELAM | PUSAT | DKI JAKARTA | JAKARTA TIMUR | MAIN UNIT | EMP | - |  | - |  | 10 May 2023 | LEO LANANG SIGIT - TSE CP | - |  | ACTIVE
23040309 | JS003 | BIOHAZARD SAFETY CABINET TYPE A2 (1500 MM) | DIAGNOSTIC 2 | JS RESEARCH INC. | GN00002986 | RDC PUSAT - RAWAGELAM | PUSAT | DKI JAKARTA | JAKARTA TIMUR | MAIN UNIT | EMP | - |  | - |  | 10 May 2023 | LEO LANANG SIGIT - TSE CP | - |  | ACTIVE
23041003 | JS001 | BIO SAFE-CAB TYPE-A2 900 | DIAGNOSTIC 2 | JS RESEARCH INC. | GN00003060 | LAB IBL | SEMARANG | JAWA TENGAH | SEMARANG | MAIN UNIT | CUSTOMER | - |  | 2 October 2023 |  | 10 May 2023 | LEO LANANG SIGIT - TSE CP | 13 November 2023 | ANDI ISMAIL - SPV TSE TIMUR | ACTIVE
23041004 | JS001 | BIO SAFE-CAB TYPE-A2 900 | DIAGNOSTIC 2 | JS RESEARCH INC. | GN00002986 | RDC PUSAT - RAWAGELAM | PUSAT | DKI JAKARTA | JAKARTA TIMUR | MAIN UNIT | EMP | - |  | - |  | 10 May 2023 | LEO LANANG SIGIT - TSE CP | - |  | ACTIVE
23041005 | JS001 | BIO SAFE-CAB TYPE-A2 900 | DIAGNOSTIC 2 | JS RESEARCH INC. | GN00002806 | RS PUSAT OTAK NASIONAL | JAKARTA-1 | DKI JAKARTA | JAKARTA TIMUR | MAIN UNIT | CUSTOMER | - |  | 9 November 2023 |  | 10 May 2023 | LEO LANANG SIGIT - TSE CP | 6 December 2023 | SAHID DERMAWAN - SPV TSE BARAT | ACTIVE
23041006 | JS001 | BIO SAFE-CAB TYPE-A2 900 | DIAGNOSTIC 2 | JS RESEARCH INC. | GN23120001 | RS PRIMAYA HERTASNING | MAKASSAR | SULAWESI SELATAN | MAKASSAR | MAIN UNIT | CUSTOMER | - |  | 21 December 2023 |  | 10 May 2023 | LEO LANANG SIGIT - TSE CP | 2 January 2024 | ANDI ISMAIL - SPV TSE TIMUR | ACTIVE
23041007 | JS002 | BIOHAZARD SAFETY CABINET TYPE A2 (1200 MM) | DIAGNOSTIC 2 | JS RESEARCH INC. | GN00000073 | RSUD MENGGALA TULANG BAWANG | BANDAR LAMPUNG | LAMPUNG | BANDAR LAMPUNG | MAIN UNIT | CUSTOMER | - |  | 28 September 2023 |  | 10 May 2023 | LEO LANANG SIGIT - TSE CP | 10 October 2023 | SAHID DERMAWAN - SPV TSE BARAT | ACTIVE
23041008 | JS002 | BIOHAZARD SAFETY CABINET TYPE A2 (1200 MM) | DIAGNOSTIC 2 | JS RESEARCH INC. | GN00002986 | RDC PUSAT - RAWAGELAM | PUSAT | DKI JAKARTA | JAKARTA TIMUR | MAIN UNIT | EMP | - |  | - |  | 10 May 2023 | LEO LANANG SIGIT - TSE CP | - |  | ACTIVE
23041009 | JS002 | BIOHAZARD SAFETY CABINET TYPE A2 (1200 MM) | DIAGNOSTIC 2 | JS RESEARCH INC. | GN23090021 | STIKES TLOGOREJO | SEMARANG | JAWA TENGAH | SEMARANG | MAIN UNIT | CUSTOMER | - |  | 15 November 2023 |  | 10 May 2023 | LEO LANANG SIGIT - TSE CP | 6 March 2025 | ANDI ISMAIL - SPV TSE TIMUR | ACTIVE
23041010 | JS002 | BIOHAZARD SAFETY CABINET TYPE A2 (1200 MM) | DIAGNOSTIC 2 | JS RESEARCH INC. | GN00002986 | RDC PUSAT - RAWAGELAM | PUSAT | DKI JAKARTA | JAKARTA TIMUR | MAIN UNIT | EMP | - |  | - |  | 10 May 2023 | LEO LANANG SIGIT - TSE CP | - |  | ACTIVE
23041011 | JS002 | BIOHAZARD SAFETY CABINET TYPE A2 (1200 MM) | DIAGNOSTIC 2 | JS RESEARCH INC. | GN22100050 | RS MURNI TEGUH BANDUNG | BANDUNG | JAWA BARAT | BANDUNG | MAIN UNIT | CUSTOMER | - |  | 2 May 2024 |  | 10 May 2023 | LEO LANANG SIGIT - TSE CP | 20 January 2025 | SAHID DERMAWAN - SPV TSE BARAT | ACTIVE
23041012 | JS002 | BIOHAZARD SAFETY CABINET TYPE A2 (1200 MM) | DIAGNOSTIC 2 | JS RESEARCH INC. | GN22090001 | RS PRIMAYA BHAKTI WARA | PANGKAL PINANG | KEPULAUAN BANGKA BELITUNG | PANGKAL PINANG | MAIN UNIT | CUSTOMER | - |  | 28 April 2025 |  | 3 January 2024 | LEO LANANG SIGIT - TSE CP | 30 April 2025 | SAHID DERMAWAN - SPV TSE BARAT | ACTIVE
23044093 | AC350 | ACL TOP 350 CTS SYSTEM | DIAGNOSTIC 2 | WERFEN HONG KONG LIMITED | GN00001387 | RSUD JOMBANG | SURABAYA-1 | JAWA TIMUR | JOMBANG | MAIN UNIT | EMP | - |  | 12 August 2024 |  | 31 May 2024 | LEO LANANG SIGIT - TSE CP | 22 September 2025 | SAHID DERMAWAN - SPV TSE BARAT | ACTIVE
23044139 | GP500 | GEM PREMIER 5000 Analyzer | DIAGNOSTIC 2 | WERFEN ITALY (INSTRUMENTATION LAB SPA) | GN25090003 | RS MITRA KELUARGA SIDOARJO | SURABAYA-1 | JAWA TIMUR | SURABAYA | MAIN UNIT | EMP | - |  | 29 September 2025 | BARITA P-SIMAMORA - TSE | 13 July 2023 | LEO LANANG SIGIT - TSE CP | 3 November 2025 | SAHID DERMAWAN - SPV TSE BARAT | ACTIVE
23044455 | GP500 | GEM PREMIER 5000 Analyzer | DIAGNOSTIC 2 | WERFEN ITALY (INSTRUMENTATION LAB SPA) | GN24060012 | RS MITRA KELUARGA SLAWI | TEGAL | JAWA TENGAH | TEGAL | MAIN UNIT | EMP | - |  | 6 October 2023 |  | 11 October 2023 | LEO LANANG SIGIT - TSE CP | 31 October 2025 | SAHID DERMAWAN - SPV TSE BARAT | ACTIVE
23044456 | GP500 | GEM PREMIER 5000 Analyzer | DIAGNOSTIC 2 | WERFEN ITALY (INSTRUMENTATION LAB SPA) | GN00000165 | RSU RADEN MATTAHER | JAMBI | JAMBI | JAMBI | MAIN UNIT | EMP | - |  | 7 December 2023 |  | 11 October 2023 | LEO LANANG SIGIT - TSE CP | 14 December 2023 | SAHID DERMAWAN - SPV TSE BARAT | ACTIVE
23044457 | GP500 | GEM PREMIER 5000 Analyzer | DIAGNOSTIC 2 | WERFEN ITALY (INSTRUMENTATION LAB SPA) | GN00002339 | RSU BUNDA THAMRIN | MEDAN | SUMATERA UTARA | MEDAN | MAIN UNIT | EMP | - |  | 16 October 2023 |  | 11 October 2023 | LEO LANANG SIGIT - TSE CP | 23 October 2023 | SAHID DERMAWAN - SPV TSE BARAT | ACTIVE
23044458 | GP500 | GEM PREMIER 5000 Analyzer | DIAGNOSTIC 2 | WERFEN ITALY (INSTRUMENTATION LAB SPA) | GN00001072 | RSUD DR MARJUKI MAHDI ( RSUD KOTA BOGOR ) | BOGOR | JAWA BARAT | BOGOR | MAIN UNIT | EMP | - |  | 20 October 2023 |  | 11 October 2023 | LEO LANANG SIGIT - TSE CP | 26 January 2024 | SAHID DERMAWAN - SPV TSE BARAT | ACTIVE
2305 | CL631 | CL ANALYZER | DIAGNOSTIC 2 | WERFEN HONG KONG LIMITED | GN17040015 | LAB KLINIK MAXIMA PALU | PALU | SULAWESI TENGAH | PALU | MAIN UNIT | EMP | - |  | 11 January 2019 |  | - |  | - |  | ACTIVE
23052 | 81801 | Konelab 20 |  |  | GN00007681 | PT UNILEVER INDONESIA TBK | BEKASI | JAWA BARAT | BEKASI | MAIN UNIT | CUSTOMER | - |  | 15 December 2014 |  | - |  | - |  | ACTIVE
2306 | CL631 | CL ANALYZER | DIAGNOSTIC 2 | WERFEN HONG KONG LIMITED | GN00001160 | RSUD Arjawinangun | CIREBON | JAWA BARAT | CIREBON | MAIN UNIT | EMP | 11 January 2019 | System Auto | 11 January 2019 |  | 11 January 2019 | System Auto | - |  | ACTIVE
23064253 | AC350 | ACL TOP 350 CTS SYSTEM | DIAGNOSTIC 2 | WERFEN HONG KONG LIMITED | GN00002986 | RDC PUSAT - RAWAGELAM | PUSAT | DKI JAKARTA | JAKARTA TIMUR | MAIN UNIT | EMP | - |  | - |  | 1 November 2023 | LEO LANANG SIGIT - TSE CP | - |  | ACTIVE
23064972 | GP500 | GEM PREMIER 5000 Analyzer | DIAGNOSTIC 2 | WERFEN ITALY (INSTRUMENTATION LAB SPA) | GN00000004 | RSUD BEKASI ( RSUD PEMERINTAH KOTA BEKASI ) | BEKASI | JAWA BARAT | BEKASI | MAIN UNIT | EMP | - |  | 12 January 2024 |  | 26 July 2024 | LEO LANANG SIGIT - TSE CP | 26 August 2024 | SAHID DERMAWAN - SPV TSE BARAT | ACTIVE
23064979 | GP500 | GEM PREMIER 5000 Analyzer | DIAGNOSTIC 2 | WERFEN ITALY (INSTRUMENTATION LAB SPA) | GN20100014 | Rumah Sakit Mitra Keluarga - Pondok Candra | SURABAYA-1 | JAWA TIMUR | SURABAYA | MAIN UNIT | EMP | - |  | 26 January 2024 |  | 26 July 2024 | LEO LANANG SIGIT - TSE CP | 18 March 2025 | SAHID DERMAWAN - SPV TSE BARAT | ACTIVE
2307 | CL631 | CL ANALYZER | DIAGNOSTIC 2 | WERFEN HONG KONG LIMITED | GN00008554 | Lab. Pramita Madiun | KEDIRI | JAWA TIMUR |  | MAIN UNIT | EMP | - |  | 10 September 2020 | PHILIP LAKRISNA - TSE | - |  | 10 September 2020 | PHILIP LAKRISNA - TSE | ACTIVE
23070 | 84512 | Konelab Prime 60 |  |  | GN00003001 | PT. ENSEVAL MEDIKA PRIMA - HO | PUSAT | DKI JAKARTA | JAKARTA TIMUR | MAIN UNIT | EMP | - |  | 17 November 2014 |  | - |  | - |  | ACTIVE
23072 | 84140 | Konelab 20 XT |  |  | GN18010036 | RS GUNUNG MANIK | PANGKAL PINANG | KEPULAUAN BANGKA BELITUNG | PANGKAL PINANG | MAIN UNIT | EMP | 22 December 2014 | System Auto | 22 December 2016 |  | 22 December 2014 | System Auto | - |  | ACTIVE
23074 | 84850 | Konelab Prime 30 |  |  | GN00000521 | RSUD DR. R. SOEPRAPTO CEPU | SEMARANG | JAWA TENGAH | BLORA | MAIN UNIT | CUSTOMER | 19 November 2014 | MUNADI - TSE | 19 November 2014 |  | 19 November 2014 | MUNADI - TSE | - |  | ACTIVE
23075243 | GP500 | GEM PREMIER 5000 Analyzer | DIAGNOSTIC 2 | WERFEN ITALY (INSTRUMENTATION LAB SPA) | GN00002629 | RSUP DR M DJAMIL | PADANG | SUMATERA BARAT | PADANG | MAIN UNIT | EMP | - |  | 14 March 2024 |  | 15 January 2024 | LEO LANANG SIGIT - TSE CP | 14 March 2024 | SAHID DERMAWAN - SPV TSE BARAT | ACTIVE
23075244 | GP500 | GEM PREMIER 5000 Analyzer | DIAGNOSTIC 2 | WERFEN ITALY (INSTRUMENTATION LAB SPA) | GN17020001 | RS PURIASIH JATISARI KARAWANG | BEKASI | JAWA BARAT | BEKASI | MAIN UNIT | EMP | - |  | 16 February 2024 |  | 15 January 2024 | LEO LANANG SIGIT - TSE CP | 14 March 2024 | SAHID DERMAWAN - SPV TSE BARAT | ACTIVE
23075248 | GP500 | GEM PREMIER 5000 Analyzer | DIAGNOSTIC 2 | WERFEN ITALY (INSTRUMENTATION LAB SPA) | GN00002629 | RSUP DR M DJAMIL | PADANG | SUMATERA BARAT | PADANG | MAIN UNIT | CUSTOMER | - |  | 13 March 2024 |  | 15 January 2024 | LEO LANANG SIGIT - TSE CP | 25 March 2024 | SAHID DERMAWAN - SPV TSE BARAT | ACTIVE
23075249 | GP500 | GEM PREMIER 5000 Analyzer | DIAGNOSTIC 2 | WERFEN ITALY (INSTRUMENTATION LAB SPA) | GN00000674 | RSUD ABDUL WAHAB SJAHRANIE | SAMARINDA | KALIMANTAN TIMUR | SAMARINDA | MAIN UNIT | EMP | - |  | 20 March 2025 |  | 15 January 2024 | LEO LANANG SIGIT - TSE CP | 25 March 2025 | SAHID DERMAWAN - SPV TSE BARAT | ACTIVE
23075250 | GP500 | GEM PREMIER 5000 Analyzer | DIAGNOSTIC 2 | WERFEN ITALY (INSTRUMENTATION LAB SPA) | GN00011820 | RSU MUHAMMADIYAH BANDUNG | BANDUNG | JAWA BARAT | BANDUNG | MAIN UNIT | EMP | - |  | 8 May 2024 |  | 15 January 2024 | LEO LANANG SIGIT - TSE CP | 24 May 2024 | SAHID DERMAWAN - SPV TSE BARAT | ACTIVE
23075251 | GP500 | GEM PREMIER 5000 Analyzer | DIAGNOSTIC 2 | WERFEN ITALY (INSTRUMENTATION LAB SPA) | GN00007404 | RSUD TABANAN | DENPASAR | BALI | DENPASAR | MAIN UNIT | EMP | - |  | 13 May 2024 |  | 15 January 2024 | LEO LANANG SIGIT - TSE CP | 20 May 2024 | ANDI ISMAIL - SPV TSE TIMUR | ACTIVE
23075252 | GP500 | GEM PREMIER 5000 Analyzer | DIAGNOSTIC 2 | WERFEN ITALY (INSTRUMENTATION LAB SPA) | GN00002458 | RSUD DR SOEDOMO | KEDIRI | JAWA TIMUR | TRENGGALEK | MAIN UNIT | EMP | - |  | 25 September 2024 |  | 15 January 2024 | LEO LANANG SIGIT - TSE CP | 17 December 2024 | ANDI ISMAIL - SPV TSE TIMUR | ACTIVE
23084 | 84512 | Konelab Prime 60 |  |  | GN00003001 | PT. ENSEVAL MEDIKA PRIMA - HO | PUSAT | DKI JAKARTA | JAKARTA TIMUR | MAIN UNIT | EMP | 9 February 2015 | NUR HANDAYANI | 9 February 2015 |  | 9 February 2015 | NUR HANDAYANI | - |  | ACTIVE
23084375 | AC350 | ACL TOP 350 CTS SYSTEM | DIAGNOSTIC 2 | WERFEN HONG KONG LIMITED | GN00001918 | RS ISLAM KLATEN | YOGYAKARTA | YOGYAKARTA | YOGYAKARTA | MAIN UNIT | EMP | - |  | 19 February 2024 |  | 18 January 2024 | LEO LANANG SIGIT - TSE CP | 14 March 2024 | SAHID DERMAWAN - SPV TSE BARAT | ACTIVE
23084376 | AC350 | ACL TOP 350 CTS SYSTEM | DIAGNOSTIC 2 | WERFEN HONG KONG LIMITED | GN22070013 | RSUD MERAH PUTIH KAB MAGELANG | YOGYAKARTA | YOGYAKARTA | YOGYAKARTA | MAIN UNIT | EMP | - |  | 27 March 2024 |  | 18 January 2024 | LEO LANANG SIGIT - TSE CP | 2 April 2024 | ANDI ISMAIL - SPV TSE TIMUR | ACTIVE
23086 | 84850 | Konelab Prime 30 |  |  | GN00003001 | PT. ENSEVAL MEDIKA PRIMA - HO | PUSAT | DKI JAKARTA | JAKARTA TIMUR | MAIN UNIT | EMP | - |  | 8 January 2015 |  | - |  | - |  | ACTIVE
2309598 | NX16U |  |  |  | GN00000450 | RSUD SABANG | BANDA ACEH | ACEH | SABANG | MAIN UNIT | CUSTOMER | 23 June 2016 |  | 1 January 2013 |  | 23 June 2016 |  | - |  | INACTIVE
23104521 | AC350 | ACL TOP 350 CTS SYSTEM | DIAGNOSTIC 2 | WERFEN HONG KONG LIMITED | GN00001923 | RS PANTI RAPIH | YOGYAKARTA | YOGYAKARTA | YOGYAKARTA | MAIN UNIT | EMP | - |  | 10 July 2024 |  | 31 May 2024 | LEO LANANG SIGIT - TSE CP | 23 July 2024 | ANDI ISMAIL - SPV TSE TIMUR | ACTIVE
2310599 | NX16U |  |  |  | GN00008336 | RSUD NGIMBANG | SURABAYA-1 | JAWA TIMUR | SURABAYA | MAIN UNIT | CUSTOMER | - |  | 1 January 1900 |  | - |  | - |  | INACTIVE
2310600 | NX16U |  |  |  | GN00001787 | RSUD SRAGEN | SOLO | JAWA TENGAH | SRAGEN | MAIN UNIT | CUSTOMER | 13 April 2015 |  | 1 January 1900 |  | 13 April 2015 |  | - |  | INACTIVE
2310601 | NX16U |  |  |  | GN00001787 | RSUD SRAGEN | SOLO | JAWA TENGAH | SRAGEN | MAIN UNIT | CUSTOMER | 13 April 2015 |  | 1 January 1900 |  | 13 April 2015 |  | - |  | INACTIVE
2310602 | NX16U |  |  |  | GN00001787 | RSUD SRAGEN | SOLO | JAWA TENGAH | SRAGEN | MAIN UNIT | CUSTOMER | 13 April 2015 |  | 1 January 1900 |  | 13 April 2015 |  | - |  | INACTIVE
23112001 | JS002 | BIOHAZARD SAFETY CABINET TYPE A2 (1200 MM) | DIAGNOSTIC 2 | JS RESEARCH INC. | GN00010064 | RS ATMAJAYA | JAKARTA-2 | DKI JAKARTA |  | MAIN UNIT | CUSTOMER | - |  | 22 August 2024 |  | 11 January 2024 | LEO LANANG SIGIT - TSE CP | 26 August 2024 | SAHID DERMAWAN - SPV TSE BARAT | ACTIVE
23112002 | JS002 | BIOHAZARD SAFETY CABINET TYPE A2 (1200 MM) | DIAGNOSTIC 2 | JS RESEARCH INC. | GN24060002 | CIPUTRA HOSPITAL SURABAYA | SURABAYA-1 | JAWA TIMUR | SURABAYA | MAIN UNIT | CUSTOMER | - |  | 2 September 2024 |  | 11 January 2024 | LEO LANANG SIGIT - TSE CP | 10 September 2024 | ANDI ISMAIL - SPV TSE TIMUR | ACTIVE
23112003 | JS002 | BIOHAZARD SAFETY CABINET TYPE A2 (1200 MM) | DIAGNOSTIC 2 | JS RESEARCH INC. | GN23110023 | RS PRIMAYA BEKASI TIMUR | BEKASI | JAWA BARAT | BEKASI | MAIN UNIT | CUSTOMER | - |  | 12 December 2024 |  | 11 January 2024 | LEO LANANG SIGIT - TSE CP | 6 January 2025 | SAHID DERMAWAN - SPV TSE BARAT | ACTIVE
23112004 | JS002 | BIOHAZARD SAFETY CABINET TYPE A2 (1200 MM) | DIAGNOSTIC 2 | JS RESEARCH INC. | GN25020006 | RS MURNI TEGUH PEJATEN | PEJATEN | DKI JAKARTA | JAKARTA SELATAN | MAIN UNIT | CUSTOMER | - |  | 20 February 2025 |  | 11 January 2024 | LEO LANANG SIGIT - TSE CP | 24 February 2025 | SAHID DERMAWAN - SPV TSE BARAT | ACTIVE
23112005 | JS002 | BIOHAZARD SAFETY CABINET TYPE A2 (1200 MM) | DIAGNOSTIC 2 | JS RESEARCH INC. | GN24110013 | RS PRIMAYA KELAPA GADING | JAKARTA-1 | DKI JAKARTA | JAKARTA UTARA | MAIN UNIT | CUSTOMER | - |  | 24 March 2025 |  | 11 January 2024 | LEO LANANG SIGIT - TSE CP | 25 March 2025 | SAHID DERMAWAN - SPV TSE BARAT | ACTIVE
23112006 | JS001 | BIO SAFE-CAB TYPE-A2 900 | DIAGNOSTIC 2 | JS RESEARCH INC. | GN23050012 | LAB WESTERINDO MAKASAR | MAKASSAR | SULAWESI SELATAN | MAKASSAR | MAIN UNIT | CUSTOMER | - |  | 16 January 2024 |  | 11 January 2024 | LEO LANANG SIGIT - TSE CP | 13 February 2024 | ANDI ISMAIL - SPV TSE TIMUR | ACTIVE
23112007 | JS001 | BIO SAFE-CAB TYPE-A2 900 | DIAGNOSTIC 2 | JS RESEARCH INC. | GN00001165 | RSIA LINGGAJATI | CIREBON | JAWA BARAT | KUNINGAN | MAIN UNIT | CUSTOMER | - |  | 24 July 2024 |  | 11 January 2024 | LEO LANANG SIGIT - TSE CP | 6 August 2024 | SAHID DERMAWAN - SPV TSE BARAT | ACTIVE
23112008 | JS001 | BIO SAFE-CAB TYPE-A2 900 | DIAGNOSTIC 2 | JS RESEARCH INC. | GN24060002 | CIPUTRA HOSPITAL SURABAYA | SURABAYA-1 | JAWA TIMUR | SURABAYA | MAIN UNIT | CUSTOMER | - |  | 2 September 2024 |  | 11 January 2024 | LEO LANANG SIGIT - TSE CP | 10 September 2024 | ANDI ISMAIL - SPV TSE TIMUR | ACTIVE
23112009 | JS003 | BIOHAZARD SAFETY CABINET TYPE A2 (1500 MM) | DIAGNOSTIC 2 | JS RESEARCH INC. | GN24120017 | RS UPT VERTIKAL MAKASSAR | MAKASSAR | SULAWESI SELATAN | MAKASSAR | MAIN UNIT | CUSTOMER | - |  | 27 December 2024 |  | 11 January 2024 | LEO LANANG SIGIT - TSE CP | 6 January 2025 | SAHID DERMAWAN - SPV TSE BARAT | ACTIVE
23112722 | JS005 | LAMINAR FLOW VERT 900MM | DIAGNOSTIC 2 | JS RESEARCH INC. | GN22100050 | RS MURNI TEGUH BANDUNG | BANDUNG | JAWA BARAT | BANDUNG | MAIN UNIT | CUSTOMER | - |  | 2 May 2024 |  | 11 January 2024 | LEO LANANG SIGIT - TSE CP | 24 May 2024 | SAHID DERMAWAN - SPV TSE BARAT | ACTIVE
23112723 | JS005 | LAMINAR FLOW VERT 900MM | DIAGNOSTIC 2 | JS RESEARCH INC. | GN00011815 | RSU HERMINA ARCAMANIK | BANDUNG | JAWA BARAT | BANDUNG | MAIN UNIT | CUSTOMER | - |  | 30 April 2024 |  | 11 January 2024 | LEO LANANG SIGIT - TSE CP | 7 May 2024 | SAHID DERMAWAN - SPV TSE BARAT | ACTIVE
23114581 | AC350 | ACL TOP 350 CTS SYSTEM | DIAGNOSTIC 2 | WERFEN HONG KONG LIMITED | GN00001903 | RSUD WATES | YOGYAKARTA | YOGYAKARTA | YOGYAKARTA | MAIN UNIT | EMP | - |  | 30 August 2024 |  | 22 November 2024 | ERIS MAHRUS HADI - TSE CP | 19 December 2024 | SAHID DERMAWAN - SPV TSE BARAT | ACTIVE
2311604 | NX16U |  |  |  | GN00008336 | RSUD NGIMBANG | SURABAYA-1 | JAWA TIMUR | SURABAYA | MAIN UNIT | CUSTOMER | - |  | 1 January 1900 |  | - |  | - |  | INACTIVE
232/VI/12 | TE014 |  |  |  | GN00001783 | RS PKU Muhammadiyah Surakarta | SOLO | JAWA TENGAH | SURAKARTA | MAIN UNIT | CUSTOMER | 10 April 2015 |  | 1 January 1900 |  | 10 April 2015 |  | - |  | INACTIVE
233/X/12 | TE014 |  |  |  | GN00006727 | RSUD BUOL | PALU | SULAWESI TENGAH | BUOL | MAIN UNIT | CUSTOMER | 15 May 2017 | SAHID DERMAWAN - SPV TSE BARAT | 1 January 1900 |  | 15 May 2017 | SAHID DERMAWAN - SPV TSE BARAT | - |  | INACTIVE
2333 | ST121 | STP120-1 | DIAGNOSTIC 2 | SHANDON DIAGNOSTICS Ltd. | GN00011954 | RSUD ADE MOHAMAD DJOOEN | PONTIANAK | KALIMANTAN BARAT | PONTIANAK | MAIN UNIT | CUSTOMER | 13 October 2017 | LEONARDUS ADI | 13 October 2017 |  | 13 October 2017 | LEONARDUS ADI | - |  | ACTIVE
2336 | CL631 | CL ANALYZER | DIAGNOSTIC 2 | WERFEN HONG KONG LIMITED | GN00000094 | RS TIARA SELLA | BENGKULU | BENGKULU | BENGKULU | MAIN UNIT | EMP | - |  | 30 August 2022 | ABDI PUTRA - TSE | 30 March 2022 | NOVAN KURNIARTATO - TSE | 30 August 2022 | ABDI PUTRA - TSE | ACTIVE
234/X/12 | BD910 |  |  |  | GN00002406 | RUMKIT TK II DR. SOEDJONO | YOGYAKARTA | YOGYAKARTA | MAGELANG | MAIN UNIT | CUSTOMER | 3 December 2014 | DIAN FEBRIYANA - TSE | 24 December 2013 |  | 3 December 2014 | DIAN FEBRIYANA - TSE | - |  | INACTIVE
2357 | 41089 | VITEK MS INSTRUMENT | DIAGNOSTIC 1 | BIOMERIEUX SA | GN00002986 | RDC PUSAT - RAWAGELAM | PUSAT | DKI JAKARTA | JAKARTA TIMUR | MAIN UNIT | EMP | - |  | - |  | 17 November 2020 | LEO LANANG SIGIT - TSE CP | - |  | INACTIVE
2368 | CL631 | CL ANALYZER | DIAGNOSTIC 2 | WERFEN HONG KONG LIMITED | GN00002760 | RSUD BANGKALAN | SURABAYA-2 | JAWA TIMUR | BANGKALAN | MAIN UNIT | EMP | 21 April 2022 | ANTONIUS SAGITA - KALIBRASI | 19 July 2022 | PHILIP LAKRISNA - TSE | 15 September 2021 | ANTONIUS SAGITA - KALIBRASI | 19 July 2022 | PHILIP LAKRISNA - TSE | ACTIVE
2369 | CL631 | CL ANALYZER | DIAGNOSTIC 2 | WERFEN HONG KONG LIMITED | GN00001783 | RS PKU Muhammadiyah Surakarta | SOLO | JAWA TENGAH | SURAKARTA | MAIN UNIT | EMP | - |  | 19 July 2022 | TEGAR PANDU - TSE | 30 March 2022 | NOVAN KURNIARTATO - TSE | 19 July 2022 | TEGAR PANDU - TSE | ACTIVE
239/XII/09 T 89 IW | TE018 | WARMER TSN 89 IW | IMAGING | TESENA INOVINDO, PT | GN00003135 | RSA UGM YOGYAKARTA | YOGYAKARTA | YOGYAKARTA | YOGYAKARTA | MAIN UNIT | CUSTOMER | 23 March 2015 | DIAN FEBRIYANA - TSE | 14 January 2012 |  | 23 March 2015 | DIAN FEBRIYANA - TSE | - |  | ACTIVE
24/X/14 | TE039 | EXAMINATION TSN 015 FHC | IMAGING | TESENA INOVINDO, PT | GN00000967 | RSUD CILILIN | BANDUNG | JAWA BARAT | BANDUNG BARAT | MAIN UNIT | CUSTOMER | 18 December 2014 | SUKMA WIJAYA - TSE | 18 December 2014 |  | 18 December 2014 | SUKMA WIJAYA - TSE | - |  | ACTIVE
240/XII/09 T 89 IW | TE018 | WARMER TSN 89 IW | IMAGING | TESENA INOVINDO, PT | GN00003135 | RSA UGM YOGYAKARTA | YOGYAKARTA | YOGYAKARTA | YOGYAKARTA | MAIN UNIT | CUSTOMER | 23 March 2015 | DIAN FEBRIYANA - TSE | 14 January 2012 |  | 23 March 2015 | DIAN FEBRIYANA - TSE | - |  | ACTIVE
240/XII/12 | TE004 | INCUBATOR TSN910SCC | IMAGING | TESENA INOVINDO, PT | GN00001216 | RSUD BANJARNEGARA | PURWOKERTO | JAWA TENGAH | BANJARNEGARA | MAIN UNIT | CUSTOMER | 1 February 1990 | DIAN FEBRIYANA - TSE | 10 December 2013 |  | 1 February 1990 | DIAN FEBRIYANA - TSE | - |  | ACTIVE
2400500H0706 | H0104 | URINE ANALYSER H-500 | DIAGNOSTIC 2 | DIRUI MEDICAL INDONESIA, PT. | GN00002986 | RDC PUSAT - RAWAGELAM | PUSAT | DKI JAKARTA | JAKARTA TIMUR | MAIN UNIT | EMP | - |  | - |  | 2 December 2024 | ARIEF SETIAWAN - TSE CP | - |  | ACTIVE
2400500H0784 | H0104 | URINE ANALYSER H-500 | DIAGNOSTIC 2 | DIRUI MEDICAL INDONESIA, PT. | GN00002986 | RDC PUSAT - RAWAGELAM | PUSAT | DKI JAKARTA | JAKARTA TIMUR | MAIN UNIT | EMP | - |  | - |  | 24 February 2025 | LEO LANANG SIGIT - TSE CP | - |  | ACTIVE
2400500H0785 | H0104 | URINE ANALYSER H-500 | DIAGNOSTIC 2 | DIRUI MEDICAL INDONESIA, PT. | GN00000534 | RSUD UNGARAN | SEMARANG | JAWA TENGAH | UNGARAN | MAIN UNIT | CUSTOMER | - |  | 14 February 2025 |  | 2 December 2024 | ARIEF SETIAWAN - TSE CP | 17 March 2025 | ANDI ISMAIL - SPV TSE TIMUR | ACTIVE
2400500H0786 | H0104 | URINE ANALYSER H-500 | DIAGNOSTIC 2 | DIRUI MEDICAL INDONESIA, PT. | GN24060011 | KLINIK UTAMA RAKYAT | MANADO | SULAWESI UTARA | MANADO | MAIN UNIT | EMP | - |  | 19 September 2025 |  | 2 October 2025 | LEO LANANG SIGIT - TSE CP | 8 October 2025 | SAHID DERMAWAN - SPV TSE BARAT | ACTIVE
2400500H0787 | H0104 | URINE ANALYSER H-500 | DIAGNOSTIC 2 | DIRUI MEDICAL INDONESIA, PT. | GN00002986 | RDC PUSAT - RAWAGELAM | PUSAT | DKI JAKARTA | JAKARTA TIMUR | MAIN UNIT | EMP | - |  | - |  | 2 December 2024 | ARIEF SETIAWAN - TSE CP | - |  | ACTIVE
2400500H0788 | H0104 | URINE ANALYSER H-500 | DIAGNOSTIC 2 | DIRUI MEDICAL INDONESIA, PT. | GN00002045 | LAB CITO FATMAWATI | JAKARTA-2 | DKI JAKARTA | JAKARTA SELATAN | MAIN UNIT | EMP | - |  | 2 July 2025 |  | 2 December 2024 | ARIEF SETIAWAN - TSE CP | 15 August 2025 | SAHID DERMAWAN - SPV TSE BARAT | ACTIVE
2400500H0789 | H0104 | URINE ANALYSER H-500 | DIAGNOSTIC 2 | DIRUI MEDICAL INDONESIA, PT. | GN20010079 | RS ISLAM AT TAQWA GUMAWANG | PALEMBANG | SUMATERA SELATAN | PALEMBANG | MAIN UNIT | EMP | - |  | 18 September 2025 |  | 2 December 2024 | ARIEF SETIAWAN - TSE CP | 14 October 2025 | SAHID DERMAWAN - SPV TSE BARAT | ACTIVE
2400500H0790 | H0104 | URINE ANALYSER H-500 | DIAGNOSTIC 2 | DIRUI MEDICAL INDONESIA, PT. | GN00002199 | RS PHC SURABAYA | SURABAYA-1 | JAWA TIMUR | SURABAYA | MAIN UNIT | CUSTOMER | - |  | 29 August 2025 |  | 2 December 2024 | ARIEF SETIAWAN - TSE CP | 11 September 2025 | SAHID DERMAWAN - SPV TSE BARAT | ACTIVE
2400500H0791 | H0104 | URINE ANALYSER H-500 | DIAGNOSTIC 2 | DIRUI MEDICAL INDONESIA, PT. | GN25090003 | RS MITRA KELUARGA SIDOARJO | SURABAYA-1 | JAWA TIMUR | SURABAYA | MAIN UNIT | EMP | - |  | 1 October 2025 |  | 2 December 2024 | ARIEF SETIAWAN - TSE CP | 21 October 2025 | SAHID DERMAWAN - SPV TSE BARAT | ACTIVE
2401000fus0233 | FUS10 | URINALYSIS HYBRID FUS1000 | DIAGNOSTIC 2 | DIRUI MEDICAL INDONESIA, PT. | GN00002986 | RDC PUSAT - RAWAGELAM | PUSAT | DKI JAKARTA | JAKARTA TIMUR | MAIN UNIT | EMP | - |  | - |  | 2 December 2024 | ARIEF SETIAWAN - TSE CP | - |  | ACTIVE
2401000fus0234 | FUS10 | URINALYSIS HYBRID FUS1000 | DIAGNOSTIC 2 | DIRUI MEDICAL INDONESIA, PT. | GN00002986 | RDC PUSAT - RAWAGELAM | PUSAT | DKI JAKARTA | JAKARTA TIMUR | MAIN UNIT | EMP | - |  | - |  | 2 December 2024 | ARIEF SETIAWAN - TSE CP | - |  | ACTIVE
2401000fus0235 | FUS10 | URINALYSIS HYBRID FUS1000 | DIAGNOSTIC 2 | DIRUI MEDICAL INDONESIA, PT. | GN00002986 | RDC PUSAT - RAWAGELAM | PUSAT | DKI JAKARTA | JAKARTA TIMUR | MAIN UNIT | EMP | - |  | - |  | 2 December 2024 | ARIEF SETIAWAN - TSE CP | - |  | ACTIVE
24010801 | JS002 | BIOHAZARD SAFETY CABINET TYPE A2 (1200 MM) | DIAGNOSTIC 2 | JS RESEARCH INC. | GN00002986 | RDC PUSAT - RAWAGELAM | PUSAT | DKI JAKARTA | JAKARTA TIMUR | MAIN UNIT | EMP | - |  | - |  | 22 February 2024 | LEO LANANG SIGIT - TSE CP | - |  | ACTIVE
24010802 | JS002 | BIOHAZARD SAFETY CABINET TYPE A2 (1200 MM) | DIAGNOSTIC 2 | JS RESEARCH INC. | GN00000864 | RS AKADEMIS JAURY | MAKASSAR | SULAWESI SELATAN | MAKASSAR | MAIN UNIT | CUSTOMER | - |  | 22 September 2025 |  | 22 February 2024 | LEO LANANG SIGIT - TSE CP | 2 October 2025 | SAHID DERMAWAN - SPV TSE BARAT | ACTIVE
24010803 | JS002 | BIOHAZARD SAFETY CABINET TYPE A2 (1200 MM) | DIAGNOSTIC 2 | JS RESEARCH INC. | GN00002986 | RDC PUSAT - RAWAGELAM | PUSAT | DKI JAKARTA | JAKARTA TIMUR | MAIN UNIT | EMP | - |  | - |  | 22 February 2024 | LEO LANANG SIGIT - TSE CP | - |  | ACTIVE
24010804 | JS001 | BIO SAFE-CAB TYPE-A2 900 | DIAGNOSTIC 2 | JS RESEARCH INC. | GN00003041 | DINAS KESEHATAN KAB/ KOTA. DELI SERDANG | MEDAN | SUMATERA UTARA | LUBUK PAKAM | MAIN UNIT | CUSTOMER | - |  | 4 October 2024 |  | 22 February 2024 | LEO LANANG SIGIT - TSE CP | 16 January 2025 | SAHID DERMAWAN - SPV TSE BARAT | ACTIVE
24010805 | JS001 | BIO SAFE-CAB TYPE-A2 900 | DIAGNOSTIC 2 | JS RESEARCH INC. | GN00001923 | RS PANTI RAPIH | YOGYAKARTA | YOGYAKARTA | YOGYAKARTA | MAIN UNIT | CUSTOMER | - |  | 4 November 2024 |  | 22 February 2024 | LEO LANANG SIGIT - TSE CP | 2 December 2024 | SAHID DERMAWAN - SPV TSE BARAT | ACTIVE
24010806 | JS003 | BIOHAZARD SAFETY CABINET TYPE A2 (1500 MM) | DIAGNOSTIC 2 | JS RESEARCH INC. | GN24120017 | RS UPT VERTIKAL MAKASSAR | MAKASSAR | SULAWESI SELATAN | MAKASSAR | MAIN UNIT | CUSTOMER | - |  | 27 December 2024 |  | 22 February 2024 | LEO LANANG SIGIT - TSE CP | 6 January 2025 | SAHID DERMAWAN - SPV TSE BARAT | ACTIVE
24015392 | AC111 | ACL ELITE PRO | DIAGNOSTIC 2 | WERFEN HONG KONG LIMITED | GN19020013 | RS DADI KELUARGA CIAMIS | TASIKMALAYA | JAWA BARAT | TASIKMALAYA | MAIN UNIT | CUSTOMER | - |  | 1 August 2024 |  | 8 July 2024 | LEO LANANG SIGIT - TSE CP | 26 August 2024 | SAHID DERMAWAN - SPV TSE BARAT | ACTIVE
24015393 | AC111 | ACL ELITE PRO | DIAGNOSTIC 2 | WERFEN HONG KONG LIMITED | GN00001794 | RSUD PANDAN ARANG BOYOLALI | SOLO | JAWA TENGAH | BOYOLALI | MAIN UNIT | EMP | - |  | 19 February 2025 |  | 8 July 2024 | LEO LANANG SIGIT - TSE CP | 26 February 2025 | ANDI ISMAIL - SPV TSE TIMUR | ACTIVE
24015394 | AC111 | ACL ELITE PRO | DIAGNOSTIC 2 | WERFEN HONG KONG LIMITED | GN00001986 | RS PERMATA CIBUBUR | BOGOR | JAWA BARAT | BOGOR | MAIN UNIT | EMP | - |  | - |  | 8 July 2024 | LEO LANANG SIGIT - TSE CP | - |  | ACTIVE
2401607 | NI16U | INFANT WARMER NIW 2000 | IMAGING | NAKAMURA MEDICAL | GN00000519 | RSUD BENDAN | SEMARANG | JAWA TENGAH | PEKALONGAN | MAIN UNIT | CUSTOMER | 8 April 2015 | MUNADI - TSE | 1 January 1909 |  | 8 April 2015 | MUNADI - TSE | - |  | ACTIVE
24024725 | AC350 | ACL TOP 350 CTS SYSTEM | DIAGNOSTIC 2 | WERFEN HONG KONG LIMITED | GN00001794 | RSUD PANDAN ARANG BOYOLALI | SOLO | JAWA TENGAH | BOYOLALI | MAIN UNIT | EMP | - |  | 26 September 2024 |  | 17 September 2024 | LEO LANANG SIGIT - TSE CP | 30 September 2024 | ANDI ISMAIL - SPV TSE TIMUR | ACTIVE
24034730 | AC350 | ACL TOP 350 CTS SYSTEM | DIAGNOSTIC 2 | WERFEN HONG KONG LIMITED | GN00005775 | RS PKU MUHAMMADIYAH WONOSOBO | YOGYAKARTA | YOGYAKARTA | WONOSOBO | MAIN UNIT | EMP | - |  | 11 February 2025 |  | 17 September 2024 | LEO LANANG SIGIT - TSE CP | 11 February 2025 | SAHID DERMAWAN - SPV TSE BARAT | ACTIVE
24034735 | AC350 | ACL TOP 350 CTS SYSTEM | DIAGNOSTIC 2 | WERFEN HONG KONG LIMITED | GN00002496 | RS PKU MUHAMMADIYAH YOGYA (UNIT I) | YOGYAKARTA | YOGYAKARTA | YOGYAKARTA | MAIN UNIT | EMP | - |  | 25 November 2024 |  | 17 September 2024 | LEO LANANG SIGIT - TSE CP | 11 February 2025 | SAHID DERMAWAN - SPV TSE BARAT | ACTIVE
24036581 | GP500 | GEM PREMIER 5000 Analyzer | DIAGNOSTIC 2 | WERFEN ITALY (INSTRUMENTATION LAB SPA) | GN00010970 | RSUD KOTA TANJUNG PINANG | PEMATANG SIANTAR | SUMATERA UTARA | PEMATANG SIANTAR | MAIN UNIT | EMP | - |  | - |  | 13 August 2025 | LEO LANANG SIGIT - TSE CP | - |  | ACTIVE
24036582 | GP500 | GEM PREMIER 5000 Analyzer | DIAGNOSTIC 2 | WERFEN ITALY (INSTRUMENTATION LAB SPA) | GN00007332 | RSUD BRIDGEN H HASAN BASRI | BANJARMASIN | KALIMANTAN SELATAN | BANJARMASIN | MAIN UNIT | EMP | - |  | 22 August 2024 |  | 22 November 2024 | ERIS MAHRUS HADI - TSE CP | 13 December 2024 | SAHID DERMAWAN - SPV TSE BARAT | ACTIVE
2404610 | NX16U |  |  |  | GN00000685 | RSUD HARAPAN INSAN SENDAWAR | SAMARINDA | KALIMANTAN TIMUR | SAMARINDA | MAIN UNIT | CUSTOMER | 7 January 2015 | RIDWAN - TSE | 1 January 1900 |  | 7 January 2015 | RIDWAN - TSE | - |  | INACTIVE
24046898 | GP500 | GEM PREMIER 5000 Analyzer | DIAGNOSTIC 2 | WERFEN ITALY (INSTRUMENTATION LAB SPA) | GN00001971 | RS MITRA KELUARGA BEKASI BARAT | BEKASI | JAWA BARAT | BEKASI | MAIN UNIT | EMP | - |  | 15 July 2024 |  | 11 July 2024 | LEO LANANG SIGIT - TSE CP | 19 July 2024 | SAHID DERMAWAN - SPV TSE BARAT | ACTIVE
24046899 | GP500 | GEM PREMIER 5000 Analyzer | DIAGNOSTIC 2 | WERFEN ITALY (INSTRUMENTATION LAB SPA) | GN00001029 | RS Mitra Kemayoran | JAKARTA-1 | DKI JAKARTA | JAKARTA PUSAT | MAIN UNIT | EMP | - |  | 22 July 2024 |  | 11 July 2024 | LEO LANANG SIGIT - TSE CP | 24 February 2025 | SAHID DERMAWAN - SPV TSE BARAT | ACTIVE
2406612 | NX16U |  |  |  | GN00001903 | RSUD WATES | YOGYAKARTA | YOGYAKARTA | YOGYAKARTA | MAIN UNIT | CUSTOMER | 1 February 1990 | ANDRIAS NUGROHO - TSE | 1 January 1900 |  | 1 February 1990 | ANDRIAS NUGROHO - TSE | - |  | INACTIVE
24077461 | GP500 | GEM PREMIER 5000 Analyzer | DIAGNOSTIC 2 | WERFEN ITALY (INSTRUMENTATION LAB SPA) | GN00011750 | RSU ELIM RANTEPAO | MAKASSAR | SULAWESI SELATAN | MAKASSAR | MAIN UNIT | EMP | - |  | 3 December 2024 |  | 20 November 2024 | ERIS MAHRUS HADI - TSE CP | 17 December 2024 | ANDI ISMAIL - SPV TSE TIMUR | ACTIVE
24077462 | GP500 | GEM PREMIER 5000 Analyzer | DIAGNOSTIC 2 | WERFEN ITALY (INSTRUMENTATION LAB SPA) | GN00001065 | RSU CIAWI | BOGOR | JAWA BARAT | BOGOR | MAIN UNIT | EMP | - |  | 4 December 2024 |  | 20 November 2024 | ERIS MAHRUS HADI - TSE CP | 20 December 2024 | SAHID DERMAWAN - SPV TSE BARAT | ACTIVE
24077467 | GP500 | GEM PREMIER 5000 Analyzer | DIAGNOSTIC 2 | WERFEN ITALY (INSTRUMENTATION LAB SPA) | GN00009361 | PT. ALPEN AGUNG RAYA(RS.MITRA KELUARGA)SATELIT | SURABAYA-1 | JAWA TIMUR | SURABAYA | MAIN UNIT | EMP | - |  | 27 February 2025 |  | 20 November 2024 | ERIS MAHRUS HADI - TSE CP | 1 March 2025 | ANDI ISMAIL - SPV TSE TIMUR | ACTIVE
24077571 | GP500 | GEM PREMIER 5000 Analyzer | DIAGNOSTIC 2 | WERFEN ITALY (INSTRUMENTATION LAB SPA) | GN00006782 | RS MITRA KELUARGA WARU | SURABAYA-1 | JAWA TIMUR | SURABAYA | MAIN UNIT | EMP | - |  | 27 February 2025 |  | 19 November 2024 | LEO LANANG SIGIT - TSE CP | 1 March 2025 | ANDI ISMAIL - SPV TSE TIMUR | ACTIVE
24077573 | GP500 | GEM PREMIER 5000 Analyzer | DIAGNOSTIC 2 | WERFEN ITALY (INSTRUMENTATION LAB SPA) | GN00000596 | RSU DR SOEDARSO PONTIANAK | PONTIANAK | KALIMANTAN BARAT | PONTIANAK | MAIN UNIT | EMP | - |  | 20 February 2025 |  | 19 November 2024 | ERIS MAHRUS HADI - TSE CP | 18 July 2025 | SAHID DERMAWAN - SPV TSE BARAT | ACTIVE
24077574 | GP500 | GEM PREMIER 5000 Analyzer | DIAGNOSTIC 2 | WERFEN ITALY (INSTRUMENTATION LAB SPA) | GN00007750 | RS MITRA KELUARGA KENJERAN | SURABAYA-2 | JAWA TIMUR | SURABAYA | MAIN UNIT | EMP | - |  | 27 February 2025 |  | 20 November 2024 | ERIS MAHRUS HADI - TSE CP | 1 March 2025 | ANDI ISMAIL - SPV TSE TIMUR | ACTIVE
24080594 | GP500 | GEM PREMIER 5000 Analyzer | DIAGNOSTIC 2 | WERFEN ITALY (INSTRUMENTATION LAB SPA) | GN00002986 | RDC PUSAT - RAWAGELAM | PUSAT | DKI JAKARTA | JAKARTA TIMUR | MAIN UNIT | EMP | - |  | - |  | 20 November 2024 | ERIS MAHRUS HADI - TSE CP | - |  | ACTIVE
2408614 | NX16U |  |  |  | GN00002178 | RSUD DR SOETOMO SURABAYA | SURABAYA-1 | JAWA TIMUR | SURABAYA | MAIN UNIT | CUSTOMER | 10 April 2015 |  | 1 January 1900 |  | 10 April 2015 |  | - |  | INACTIVE
2408615 | NX16U |  |  |  | GN00001216 | RSUD BANJARNEGARA | PURWOKERTO | JAWA TENGAH | BANJARNEGARA | MAIN UNIT | CUSTOMER | 9 April 2015 | DIAN FEBRIYANA - TSE | 1 January 1900 |  | 9 April 2015 | DIAN FEBRIYANA - TSE | - |  | INACTIVE
2408616 | NX16U |  |  |  | GN00001206 | RSUD PROF DR MARGONO SOEKARJO | PURWOKERTO | JAWA TENGAH | BANYUMAS | MAIN UNIT | CUSTOMER | 28 April 2015 | DIAN FEBRIYANA - TSE | 1 January 1900 |  | 28 April 2015 | DIAN FEBRIYANA - TSE | - |  | INACTIVE
2408617 | NX16U |  |  |  | GN00001206 | RSUD PROF DR MARGONO SOEKARJO | PURWOKERTO | JAWA TENGAH | BANYUMAS | MAIN UNIT | CUSTOMER | 10 April 2015 |  | 1 January 1900 |  | 10 April 2015 |  | - |  | INACTIVE
2408618 | NI13U |  |  |  | GN00000218 | RSUD SIAK ( T RAFI'AN SIAK ) | PEKAN BARU | RIAU | SIAK SRI INDRAPURA | MAIN UNIT | CUSTOMER | 23 August 2016 |  | 5 February 2013 |  | 23 August 2016 |  | - |  | INACTIVE
2408619 | NX16U |  |  |  | GN00001206 | RSUD PROF DR MARGONO SOEKARJO | PURWOKERTO | JAWA TENGAH | BANYUMAS | MAIN UNIT | CUSTOMER | 28 April 2015 | DIAN FEBRIYANA - TSE | 1 January 1900 |  | 28 April 2015 | DIAN FEBRIYANA - TSE | - |  | INACTIVE
2408620 | NX16U |  |  |  | GN00000685 | RSUD HARAPAN INSAN SENDAWAR | SAMARINDA | KALIMANTAN TIMUR | SAMARINDA | MAIN UNIT | CUSTOMER | 7 January 2015 | RIDWAN - TSE | 1 January 2011 |  | 7 January 2015 | RIDWAN - TSE | - |  | INACTIVE
2408621 | NX16U |  |  |  | GN00000218 | RSUD SIAK ( T RAFI'AN SIAK ) | PEKAN BARU | RIAU | SIAK SRI INDRAPURA | MAIN UNIT | CUSTOMER | 26 December 2014 |  | 1 January 1900 |  | 26 December 2014 |  | - |  | INACTIVE
24087593 | GP500 | GEM PREMIER 5000 Analyzer | DIAGNOSTIC 2 | WERFEN ITALY (INSTRUMENTATION LAB SPA) | GN19020018 | RS MITRA KELUARGA BINTARO | JAKARTA-2 | DKI JAKARTA | TANGERANG SELATAN | MAIN UNIT | EMP | - |  | 20 February 2025 |  | 20 November 2024 | ERIS MAHRUS HADI - TSE CP | 24 February 2025 | SAHID DERMAWAN - SPV TSE BARAT | ACTIVE
24087594 | GP500 | GEM PREMIER 5000 Analyzer | DIAGNOSTIC 2 | WERFEN ITALY (INSTRUMENTATION LAB SPA) | GN00001028 | RS MITRA KELUARGA KELAPA GADING | JAKARTA-1 | DKI JAKARTA | JAKARTA UTARA | MAIN UNIT | EMP | - |  | 21 February 2025 |  | 24 February 2025 | LEO LANANG SIGIT - TSE CP | 25 February 2025 | SAHID DERMAWAN - SPV TSE BARAT | ACTIVE
24087596 | GP500 | GEM PREMIER 5000 Analyzer | DIAGNOSTIC 2 | WERFEN ITALY (INSTRUMENTATION LAB SPA) | GN23080012 | RS COLUMBIA ASIA AKSARA | MEDAN | SUMATERA UTARA | MEDAN | MAIN UNIT | EMP | - |  | 22 November 2024 |  | 20 November 2024 | ERIS MAHRUS HADI - TSE CP | 2 December 2024 | SAHID DERMAWAN - SPV TSE BARAT | ACTIVE
24087597 | GP500 | GEM PREMIER 5000 Analyzer | DIAGNOSTIC 2 | WERFEN ITALY (INSTRUMENTATION LAB SPA) | GN00000461 | RSUD PIDIE JAYA | BANDA ACEH | ACEH | BANDA ACEH | MAIN UNIT | EMP | - |  | 31 December 2024 |  | 20 November 2024 | ERIS MAHRUS HADI - TSE CP | 3 March 2025 | SAHID DERMAWAN - SPV TSE BARAT | ACTIVE
2409024 | NX16U |  |  |  | GN00000685 | RSUD HARAPAN INSAN SENDAWAR | SAMARINDA | KALIMANTAN TIMUR | SAMARINDA | MAIN UNIT | CUSTOMER | - |  | 6 January 2012 |  | - |  | - |  | INACTIVE
2409624 | NX16U |  |  |  | GN00000685 | RSUD HARAPAN INSAN SENDAWAR | SAMARINDA | KALIMANTAN TIMUR | SAMARINDA | MAIN UNIT | CUSTOMER | 1 February 1990 | RIDWAN - TSE | 1 January 2011 |  | 1 February 1990 | RIDWAN - TSE | - |  | INACTIVE
2409625 | NX16U |  |  |  | GN00001903 | RSUD WATES | YOGYAKARTA | YOGYAKARTA | YOGYAKARTA | MAIN UNIT | CUSTOMER | 1 February 1990 | ANDRIAS NUGROHO - TSE | 1 January 1900 |  | 1 February 1990 | ANDRIAS NUGROHO - TSE | - |  | INACTIVE
24097925 | GP500 | GEM PREMIER 5000 Analyzer | DIAGNOSTIC 2 | WERFEN ITALY (INSTRUMENTATION LAB SPA) | GN23080008 | RS MITRA KELUARGA GRAND WISATA | BEKASI | JAWA BARAT | BEKASI | MAIN UNIT | EMP | - |  | 25 February 2025 |  | 5 March 2025 | ERIS MAHRUS HADI - TSE CP | 28 March 2025 | SAHID DERMAWAN - SPV TSE BARAT | ACTIVE
24097928 | GP500 | GEM PREMIER 5000 Analyzer | DIAGNOSTIC 2 | WERFEN ITALY (INSTRUMENTATION LAB SPA) | GN00002961 | RS MITRA KELUARGA TEGAL | TEGAL | JAWA TENGAH | TEGAL | MAIN UNIT | EMP | - |  | 3 March 2025 |  | 5 March 2025 | ERIS MAHRUS HADI - TSE CP | 10 March 2025 | ANDI ISMAIL - SPV TSE TIMUR | ACTIVE
24097929 | GP500 | GEM PREMIER 5000 Analyzer | DIAGNOSTIC 2 | WERFEN ITALY (INSTRUMENTATION LAB SPA) | GN00001972 | RS MITRA KELUARGA BEKASI TIMUR | BEKASI | JAWA BARAT | BEKASI | MAIN UNIT | EMP | - |  | 24 February 2025 |  | 24 February 2025 | LEO LANANG SIGIT - TSE CP | 28 March 2025 | SAHID DERMAWAN - SPV TSE BARAT | ACTIVE
24097930 | GP500 | GEM PREMIER 5000 Analyzer | DIAGNOSTIC 2 | WERFEN ITALY (INSTRUMENTATION LAB SPA) | GN24060012 | RS MITRA KELUARGA SLAWI | TEGAL | JAWA TENGAH | TEGAL | MAIN UNIT | EMP | - |  | 4 March 2025 |  | 5 March 2025 | ERIS MAHRUS HADI - TSE CP | 10 March 2025 | ANDI ISMAIL - SPV TSE TIMUR | ACTIVE
24097931 | GP500 | GEM PREMIER 5000 Analyzer | DIAGNOSTIC 2 | WERFEN ITALY (INSTRUMENTATION LAB SPA) | GN00002985 | WORKSHOOP CSM PUSAT | PUSAT | DKI JAKARTA | JAKARTA TIMUR | MAIN UNIT | EMP | - |  | 28 February 2025 |  | 5 March 2025 | ERIS MAHRUS HADI - TSE CP | 18 March 2025 | SAHID DERMAWAN - SPV TSE BARAT | ACTIVE
24097932 | GP500 | GEM PREMIER 5000 Analyzer | DIAGNOSTIC 2 | WERFEN ITALY (INSTRUMENTATION LAB SPA) | GN00001973 | RS MITRA KELUARGA CIKARANG | BEKASI | JAWA BARAT | BEKASI | MAIN UNIT | EMP | - |  | 25 February 2025 |  | 5 March 2025 | ERIS MAHRUS HADI - TSE CP | 13 March 2025 | SAHID DERMAWAN - SPV TSE BARAT | ACTIVE
241/XI/12 | TE014 |  |  |  | GN00001794 | RSUD PANDAN ARANG BOYOLALI | SOLO | JAWA TENGAH | BOYOLALI | MAIN UNIT | CUSTOMER | 20 May 2015 |  | 1 January 1900 |  | 20 May 2015 |  | - |  | INACTIVE
24108047 | GP500 | GEM PREMIER 5000 Analyzer | DIAGNOSTIC 2 | WERFEN ITALY (INSTRUMENTATION LAB SPA) | GN18020010 | RS MITRA KELUARGA GADING SERPONG | TANGERANG | BANTEN | TANGERANG | MAIN UNIT | EMP | - |  | 28 February 2025 |  | 13 February 2025 | ERIS MAHRUS HADI - TSE CP | 28 March 2025 | SAHID DERMAWAN - SPV TSE BARAT | ACTIVE
24108051 | GP500 | GEM PREMIER 5000 Analyzer | DIAGNOSTIC 2 | WERFEN ITALY (INSTRUMENTATION LAB SPA) | GN22040010 | RS MITRA KELUARGA - DELTAMAS | BEKASI | JAWA BARAT | BEKASI | MAIN UNIT | EMP | - |  | 25 February 2025 |  | 13 February 2025 | ERIS MAHRUS HADI - TSE CP | 28 March 2025 | SAHID DERMAWAN - SPV TSE BARAT | ACTIVE
24108052 | GP500 | GEM PREMIER 5000 Analyzer | DIAGNOSTIC 2 | WERFEN ITALY (INSTRUMENTATION LAB SPA) | GN00002683 | RS MITRA KELUARGA CIBUBUR | BOGOR | JAWA BARAT | BOGOR | MAIN UNIT | EMP | - |  | 26 February 2025 |  | 13 February 2025 | ERIS MAHRUS HADI - TSE CP | 19 March 2025 | SAHID DERMAWAN - SPV TSE BARAT | ACTIVE
24108053 | GP500 | GEM PREMIER 5000 Analyzer | DIAGNOSTIC 2 | WERFEN ITALY (INSTRUMENTATION LAB SPA) | GN22080054 | RS MITRA KELUARGA PAMULANG | DEPOK | BANTEN | DEPOK | MAIN UNIT | EMP | - |  | 12 March 2025 |  | 13 February 2025 | ERIS MAHRUS HADI - TSE CP | 2 May 2025 | SAHID DERMAWAN - SPV TSE BARAT | ACTIVE
24108054 | GP500 | GEM PREMIER 5000 Analyzer | DIAGNOSTIC 2 | WERFEN ITALY (INSTRUMENTATION LAB SPA) | GN00002921 | RS MITRA KELUARGA DEPOK ( RSMK ) | PEJATEN | JAWA BARAT | DEPOK | MAIN UNIT | EMP | - |  | 27 February 2025 |  | 13 February 2025 | ERIS MAHRUS HADI - TSE CP | 13 March 2025 | SAHID DERMAWAN - SPV TSE BARAT | ACTIVE
24108055 | GP500 | GEM PREMIER 5000 Analyzer | DIAGNOSTIC 2 | WERFEN ITALY (INSTRUMENTATION LAB SPA) | GN00002921 | RS MITRA KELUARGA DEPOK ( RSMK ) | PEJATEN | JAWA BARAT | DEPOK | MAIN UNIT | EMP | - |  | - |  | 13 February 2025 | ERIS MAHRUS HADI - TSE CP | - |  | ACTIVE
24108056 | GP500 | GEM PREMIER 5000 Analyzer | DIAGNOSTIC 2 | WERFEN ITALY (INSTRUMENTATION LAB SPA) | GN20010079 | RS ISLAM AT TAQWA GUMAWANG | PALEMBANG | SUMATERA SELATAN | PALEMBANG | MAIN UNIT | EMP | - |  | 21 March 2025 |  | 13 February 2025 | ERIS MAHRUS HADI - TSE CP | 25 March 2025 | SAHID DERMAWAN - SPV TSE BARAT | ACTIVE
24108057 | GP500 | GEM PREMIER 5000 Analyzer | DIAGNOSTIC 2 | WERFEN ITALY (INSTRUMENTATION LAB SPA) | GN00002629 | RSUP DR M DJAMIL | PADANG | SUMATERA BARAT | PADANG | MAIN UNIT | EMP | - |  | 27 May 2025 |  | 13 February 2025 | ERIS MAHRUS HADI - TSE CP | 25 July 2025 | SAHID DERMAWAN - SPV TSE BARAT | ACTIVE
24108058 | GP500 | GEM PREMIER 5000 Analyzer | DIAGNOSTIC 2 | WERFEN ITALY (INSTRUMENTATION LAB SPA) | GN00000506 | RS MARDI RAHAYU | SEMARANG | JAWA TENGAH | KUDUS | MAIN UNIT | EMP | - |  | 24 April 2025 |  | 14 February 2025 | ERIS MAHRUS HADI - TSE CP | 30 April 2025 | SAHID DERMAWAN - SPV TSE BARAT | ACTIVE
24108059 | GP500 | GEM PREMIER 5000 Analyzer | DIAGNOSTIC 2 | WERFEN ITALY (INSTRUMENTATION LAB SPA) | GN00001436 | RS Bersalin Pondok Tjandra | SURABAYA-1 | JAWA TIMUR |  | MAIN UNIT | EMP | - |  | - |  | 14 February 2025 | ERIS MAHRUS HADI - TSE CP | - |  | ACTIVE
24108060 | GP500 | GEM PREMIER 5000 Analyzer | DIAGNOSTIC 2 | WERFEN ITALY (INSTRUMENTATION LAB SPA) | GN00008805 | RS MITRA KELUARGA KALIDERES | JAKARTA-2 | DKI JAKARTA | JAKARTA BARAT | MAIN UNIT | EMP | - |  | - |  | 14 February 2025 | ERIS MAHRUS HADI - TSE CP | - |  | ACTIVE
24108061 | GP500 | GEM PREMIER 5000 Analyzer | DIAGNOSTIC 2 | WERFEN ITALY (INSTRUMENTATION LAB SPA) | GN00006782 | RS MITRA KELUARGA WARU | SURABAYA-1 | JAWA TIMUR | SURABAYA | MAIN UNIT | EMP | - |  | - |  | 14 February 2025 | ERIS MAHRUS HADI - TSE CP | - |  | ACTIVE
2411620 | NX16U |  |  |  | GN00000529 | RSUD RA KARTINI | SEMARANG | JAWA TENGAH | JEPARA | MAIN UNIT | CUSTOMER | 13 April 2015 | MUNADI - TSE | 1 January 2012 |  | 13 April 2015 | MUNADI - TSE | - |  | INACTIVE
2411627 | NX16U |  |  |  | GN00000529 | RSUD RA KARTINI | SEMARANG | JAWA TENGAH | JEPARA | MAIN UNIT | CUSTOMER | 13 April 2015 | MUNADI - TSE | 1 January 2012 |  | 13 April 2015 | MUNADI - TSE | - |  | INACTIVE
2411628 | NX16U |  |  |  | GN00000529 | RSUD RA KARTINI | SEMARANG | JAWA TENGAH | JEPARA | MAIN UNIT | CUSTOMER | 13 April 2015 | MUNADI - TSE | 1 January 2012 |  | 13 April 2015 | MUNADI - TSE | - |  | INACTIVE
2411629 | NX16U |  |  |  | GN00000529 | RSUD RA KARTINI | SEMARANG | JAWA TENGAH | JEPARA | MAIN UNIT | CUSTOMER | 13 April 2015 | MUNADI - TSE | 1 January 2012 |  | 13 April 2015 | MUNADI - TSE | - |  | INACTIVE
2411631 | NX16U |  |  |  | GN00001903 | RSUD WATES | YOGYAKARTA | YOGYAKARTA | YOGYAKARTA | MAIN UNIT | CUSTOMER | 2 April 2014 |  | 1 January 1900 |  | 2 April 2014 |  | - |  | INACTIVE
2411632 | NX16U |  |  |  | GN00001903 | RSUD WATES | YOGYAKARTA | YOGYAKARTA | YOGYAKARTA | MAIN UNIT | CUSTOMER | 2 April 2014 |  | 1 January 1900 |  | 2 April 2014 |  | - |  | INACTIVE
2411633 | NX16U |  |  |  | GN00001903 | RSUD WATES | YOGYAKARTA | YOGYAKARTA | YOGYAKARTA | MAIN UNIT | CUSTOMER | 1 February 1990 | ANDRIAS NUGROHO - TSE | 1 January 1900 |  | 1 February 1990 | ANDRIAS NUGROHO - TSE | - |  | INACTIVE
2415 | CL631 | CL ANALYZER | DIAGNOSTIC 2 | WERFEN HONG KONG LIMITED | GN00002985 | WORKSHOOP CSM PUSAT | PUSAT | DKI JAKARTA | JAKARTA TIMUR | MAIN UNIT | EMP | 7 January 2020 | LEO LANANG SIGIT - TSE CP | 6 January 2025 |  | 7 January 2020 | LEO LANANG SIGIT - TSE CP | 24 March 2025 | SAHID DERMAWAN - SPV TSE BARAT | ACTIVE
2416 | CL631 | CL ANALYZER | DIAGNOSTIC 2 | WERFEN HONG KONG LIMITED | GN00002986 | RDC PUSAT - RAWAGELAM | PUSAT | DKI JAKARTA | JAKARTA TIMUR | MAIN UNIT | EMP | 21 April 2022 | ANTONIUS SAGITA - KALIBRASI | - |  | 21 September 2021 | ANTONIUS SAGITA - KALIBRASI | - |  | ACTIVE
2417 | CL631 | CL ANALYZER | DIAGNOSTIC 2 | WERFEN HONG KONG LIMITED | GN00002208 | RS JIWA MENUR | SURABAYA-1 | JAWA TIMUR | SURABAYA | MAIN UNIT | EMP | 7 January 2020 | LEO LANANG SIGIT - TSE CP | 13 January 2021 | MIKKI FAHRIZI - TSE | 7 January 2020 | LEO LANANG SIGIT - TSE CP | 13 January 2021 | MIKKI FAHRIZI - TSE | ACTIVE
2418 | CL631 | CL ANALYZER | DIAGNOSTIC 2 | WERFEN HONG KONG LIMITED | GN00002986 | RDC PUSAT - RAWAGELAM | PUSAT | DKI JAKARTA | JAKARTA TIMUR | MAIN UNIT | EMP | 7 January 2020 | LEO LANANG SIGIT - TSE CP | - |  | 7 January 2020 | LEO LANANG SIGIT - TSE CP | - |  | ACTIVE
2419 | CL631 | CL ANALYZER | DIAGNOSTIC 2 | WERFEN HONG KONG LIMITED | GN20090001 | Lab Klinik Pramita | DENPASAR | BALI | DENPASAR | MAIN UNIT | EMP | 7 January 2020 | LEO LANANG SIGIT - TSE CP | 9 April 2022 |  | 7 January 2020 | LEO LANANG SIGIT - TSE CP | 30 June 2025 | SAHID DERMAWAN - SPV TSE BARAT | ACTIVE
242/XI/12 | TE014 |  |  |  | GN00001794 | RSUD PANDAN ARANG BOYOLALI | SOLO | JAWA TENGAH | BOYOLALI | MAIN UNIT | CUSTOMER | 20 May 2015 |  | 1 January 1900 |  | 20 May 2015 |  | - |  | INACTIVE
242/XII/09 T 89 IW | TE018 | WARMER TSN 89 IW | IMAGING | TESENA INOVINDO, PT | GN00003135 | RSA UGM YOGYAKARTA | YOGYAKARTA | YOGYAKARTA | YOGYAKARTA | MAIN UNIT | CUSTOMER | 23 March 2015 | DIAN FEBRIYANA - TSE | 14 January 2012 |  | 23 March 2015 | DIAN FEBRIYANA - TSE | - |  | ACTIVE
2420 | CL631 | CL ANALYZER | DIAGNOSTIC 2 | WERFEN HONG KONG LIMITED | GN20090001 | Lab Klinik Pramita | DENPASAR | BALI | DENPASAR | MAIN UNIT | EMP | 7 January 2020 | LEO LANANG SIGIT - TSE CP | 21 June 2022 |  | 7 January 2020 | LEO LANANG SIGIT - TSE CP | 30 June 2025 | SAHID DERMAWAN - SPV TSE BARAT | ACTIVE
244/I/13 | TE004 | INCUBATOR TSN910SCC | IMAGING | TESENA INOVINDO, PT | GN00000522 | RSUD DR. SOETIJONO BLORA | SEMARANG | JAWA TENGAH | BLORA | MAIN UNIT | CUSTOMER | 9 May 2014 | FIRMAN GEA | 1 January 1900 |  | 9 May 2014 | FIRMAN GEA | - |  | ACTIVE
244/II/13 | TLCH4 |  |  |  | GN00007180 | RSUD KAB BUTON UTARA | MAKASSAR | SULAWESI SELATAN | KENDARI | MAIN UNIT | CUSTOMER | 27 November 2014 | HARI UDI RAHARJO - TSE | 27 November 2014 |  | 27 November 2014 | HARI UDI RAHARJO - TSE | - |  | INACTIVE
244/XI/12 | TE014 |  |  |  | GN00003072 | PUSKESMAS BENDAN | SEMARANG | JAWA TENGAH | SEMARANG | MAIN UNIT | CUSTOMER | 1 February 1990 | MUNADI - TSE | 1 January 1900 |  | 1 February 1990 | MUNADI - TSE | - |  | INACTIVE
247 T910SC c-u | TE004 | INCUBATOR TSN910SCC | IMAGING | TESENA INOVINDO, PT | GN00001281 | RS Harapan Ibu | PURWOKERTO | JAWA TENGAH | PURBALINGGA | MAIN UNIT | CUSTOMER | 31 January 2015 | RAKHMAT | 27 January 2015 |  | 31 January 2015 | RAKHMAT | - |  | ACTIVE
247/XI/12 | TE014 |  |  |  | GN00001962 | PUSKESMAS SRIAMUR | BEKASI | JAWA BARAT | BEKASI | MAIN UNIT | CUSTOMER | 28 June 2016 |  | 1 November 2012 |  | 28 June 2016 |  | - |  | INACTIVE
248/I/13 | BD910 |  |  |  | GN00002406 | RUMKIT TK II DR. SOEDJONO | YOGYAKARTA | YOGYAKARTA | MAGELANG | MAIN UNIT | CUSTOMER | 3 December 2014 | DIAN FEBRIYANA - TSE | 24 December 2013 |  | 3 December 2014 | DIAN FEBRIYANA - TSE | - |  | INACTIVE
248027A121062004 | ET203 | Elva Microscope T203 | DIAGNOSTIC 2 | OPTO-EDU (BEIJING) CO., LTD. | GN00002986 | RDC PUSAT - RAWAGELAM | PUSAT | DKI JAKARTA | JAKARTA TIMUR | MAIN UNIT | EMP | - |  | - |  | 11 September 2025 | LEO LANANG SIGIT - TSE CP | - |  | ACTIVE
248027A121062006 | ET203 | Elva Microscope T203 | DIAGNOSTIC 2 | OPTO-EDU (BEIJING) CO., LTD. | GN00006134 | RS BUDHI ASIH SERANG | TANGERANG | BANTEN | TANGERANG | MAIN UNIT | CUSTOMER | - |  | 9 September 2025 |  | 2 October 2025 | LEO LANANG SIGIT - TSE CP | 2 October 2025 | SAHID DERMAWAN - SPV TSE BARAT | ACTIVE
248027A121062009 | ET203 | Elva Microscope T203 | DIAGNOSTIC 2 | OPTO-EDU (BEIJING) CO., LTD. | GN00001755 | RS ISLAM HARAPAN ANDA | TEGAL | JAWA TENGAH | TEGAL | MAIN UNIT | CUSTOMER | - |  | 15 August 2025 |  | 11 September 2025 | LEO LANANG SIGIT - TSE CP | 11 September 2025 | SAHID DERMAWAN - SPV TSE BARAT | ACTIVE
249/XI/12 | TE014 |  |  |  | GN00001959 | PUSKESMAS CABANG BUNGIN | BEKASI | JAWA BARAT | BEKASI | MAIN UNIT | CUSTOMER | 28 June 2016 |  | 2 December 2012 |  | 28 June 2016 |  | - |  | INACTIVE
25/XII/13 | TE037 | OPERATING LAMP TSN 9304 S | IMAGING | TESENA INOVINDO, PT | GN00002419 | RS USU ( UNIVERSITAS SUMATERA UTARA ) | MEDAN | SUMATERA UTARA | MEDAN | MAIN UNIT | CUSTOMER | 7 July 2014 | ARBIANSYAH - TSE | 23 December 2013 |  | 7 July 2014 | ARBIANSYAH - TSE | - |  | ACTIVE
250/I/13 | BD910 |  |  |  | GN00001717 | RSUD KOTA MATARAM | MATARAM | NUSA TENGGARA BARAT | MATARAM | MAIN UNIT | CUSTOMER | 25 September 2014 | I KADEK - TSE | 25 September 2014 |  | 25 September 2014 | I KADEK - TSE | - |  | INACTIVE
25025237 | AC350 | ACL TOP 350 CTS SYSTEM | DIAGNOSTIC 2 | WERFEN HONG KONG LIMITED | GN00001783 | RS PKU Muhammadiyah Surakarta | SOLO | JAWA TENGAH | SURAKARTA | MAIN UNIT | EMP | - |  | 24 April 2025 |  | 14 April 2025 | ERIS MAHRUS HADI - TSE CP | 30 April 2025 | SAHID DERMAWAN - SPV TSE BARAT | ACTIVE
2502635 | NX16U |  |  |  | GN00002178 | RSUD DR SOETOMO SURABAYA | SURABAYA-1 | JAWA TIMUR | SURABAYA | MAIN UNIT | CUSTOMER | 9 April 2015 | NGATARI | 1 January 1900 |  | 9 April 2015 | NGATARI | - |  | INACTIVE
25035309 | AC350 | ACL TOP 350 CTS SYSTEM | DIAGNOSTIC 2 | WERFEN HONG KONG LIMITED | GN00001205 | RSUD BANYUMAS | PURWOKERTO | JAWA TENGAH | BANYUMAS | MAIN UNIT | EMP | - |  | - |  | 7 May 2025 | ERIS MAHRUS HADI - TSE CP | - |  | ACTIVE
25035310 | AC350 | ACL TOP 350 CTS SYSTEM | DIAGNOSTIC 2 | WERFEN HONG KONG LIMITED | GN00002178 | RSUD DR SOETOMO SURABAYA | SURABAYA-1 | JAWA TIMUR | SURABAYA | MAIN UNIT | EMP | - |  | 28 October 2025 |  | 7 May 2025 | ERIS MAHRUS HADI - TSE CP | 3 November 2025 | SAHID DERMAWAN - SPV TSE BARAT | ACTIVE
250423269 | ALGRD |  |  |  | GN00002988 | RS ROYAL TARUMA | JAKARTA-2 | DKI JAKARTA | JAKARTA BARAT | MAIN UNIT | CUSTOMER | 25 February 2015 | PETRUS SIMON | 1 January 2011 |  | 25 February 2015 | PETRUS SIMON | - |  | INACTIVE
250423270 | ALGRD |  |  |  | GN00002988 | RS ROYAL TARUMA | JAKARTA-2 | DKI JAKARTA | JAKARTA BARAT | MAIN UNIT | CUSTOMER | 25 February 2015 | PETRUS SIMON | 1 June 2011 |  | 25 February 2015 | PETRUS SIMON | - |  | INACTIVE
25042367 | ALGRD |  |  |  | GN00002988 | RS ROYAL TARUMA | JAKARTA-2 | DKI JAKARTA | JAKARTA BARAT | MAIN UNIT | CUSTOMER | 26 September 2016 |  | 1 June 2011 |  | 26 September 2016 |  | - |  | INACTIVE
25055459 | AC350 | ACL TOP 350 CTS SYSTEM | DIAGNOSTIC 2 | WERFEN HONG KONG LIMITED | GN00002986 | RDC PUSAT - RAWAGELAM | PUSAT | DKI JAKARTA | JAKARTA TIMUR | MAIN UNIT | EMP | - |  | - |  | 14 August 2025 | LEO LANANG SIGIT - TSE CP | - |  | ACTIVE
25071225 | 26001 | GEM PREMIER 3500 ANALYZER | DIAGNOSTIC 2 | WERFEN HONG KONG LIMITED | GN00002986 | RDC PUSAT - RAWAGELAM | PUSAT | DKI JAKARTA | JAKARTA TIMUR | MAIN UNIT | EMP | - |  | - |  | 10 November 2025 | ERIS MAHRUS HADI - TSE CP | - |  | ACTIVE
25071226 | 26001 | GEM PREMIER 3500 ANALYZER | DIAGNOSTIC 2 | WERFEN HONG KONG LIMITED | GN00002986 | RDC PUSAT - RAWAGELAM | PUSAT | DKI JAKARTA | JAKARTA TIMUR | MAIN UNIT | EMP | - |  | - |  | 10 November 2025 | ERIS MAHRUS HADI - TSE CP | - |  | ACTIVE
250717 | CK525 | DISP BLADE HOLDER EC-70 FOR HM 525 | DIAGNOSTIC 2 | THERMO FISHER SCIEN. CO | GN00002986 | RDC PUSAT - RAWAGELAM | PUSAT | DKI JAKARTA | JAKARTA TIMUR | MAIN UNIT | EMP | 26 September 2018 | ANTONIUS SAGITA - KALIBRASI | 26 September 2018 |  | 26 September 2018 | ANTONIUS SAGITA - KALIBRASI | - |  | ACTIVE
2508640 | NI16U | INFANT WARMER NIW 2000 | IMAGING | NAKAMURA MEDICAL | GN00000972 | RSUD SUBANG | BANDUNG | JAWA BARAT | SUBANG | MAIN UNIT | CUSTOMER | 29 October 2014 | SUKMA WIJAYA - TSE | 23 October 2013 |  | 29 October 2014 | SUKMA WIJAYA - TSE | - |  | ACTIVE
2508641 | NI16U | INFANT WARMER NIW 2000 | IMAGING | NAKAMURA MEDICAL | GN00008197 | RSUD NYI AGENG SERANG KULON PROGO | YOGYAKARTA | YOGYAKARTA | YOGYAKARTA | MAIN UNIT | CUSTOMER | 5 February 2015 | DIAN FEBRIYANA - TSE | 1 January 1900 |  | 5 February 2015 | DIAN FEBRIYANA - TSE | - |  | ACTIVE
2509 | CSWMT | X RAY CEILING WITH TABLE | IMAGING | BMI BIOMED. INT. SRL | GN00000523 | RSUD DR SOETRASNO REMBANG | SEMARANG | JAWA TENGAH | REMBANG | MAIN UNIT | CUSTOMER | - |  | 29 December 2013 |  | - |  | - |  | ACTIVE
251042 | NI16U | INFANT WARMER NIW 2000 | IMAGING | NAKAMURA MEDICAL | GN00001900 | POLTEKES KEMENKES KEBIDANAN | YOGYAKARTA | YOGYAKARTA | YOGYAKARTA | MAIN UNIT | CUSTOMER | 2 February 2015 | DIAN FEBRIYANA - TSE | 9 December 2013 |  | 2 February 2015 | DIAN FEBRIYANA - TSE | - |  | ACTIVE
251046 | NX16U |  |  |  | GN00001206 | RSUD PROF DR MARGONO SOEKARJO | PURWOKERTO | JAWA TENGAH | BANYUMAS | MAIN UNIT | CUSTOMER | 1 February 1990 | DIAN FEBRIYANA - TSE | 23 December 2013 |  | 1 February 1990 | DIAN FEBRIYANA - TSE | - |  | INACTIVE
2510645 | NI16U | INFANT WARMER NIW 2000 | IMAGING | NAKAMURA MEDICAL | GN00008376 | PUSKESMAS SENDANA 1 | MAKASSAR | SULAWESI SELATAN | MAKASSAR | MAIN UNIT | CUSTOMER | 8 January 2015 | HARI UDI RAHARJO - TSE | 8 January 2015 |  | 8 January 2015 | HARI UDI RAHARJO - TSE | - |  | ACTIVE
2511646 | NX16U |  |  |  | GN00001206 | RSUD PROF DR MARGONO SOEKARJO | PURWOKERTO | JAWA TENGAH | BANYUMAS | MAIN UNIT | CUSTOMER | - |  | 23 December 2013 |  | - |  | - |  | INACTIVE
2511647 | NX16U |  |  |  | GN00001216 | RSUD BANJARNEGARA | PURWOKERTO | JAWA TENGAH | BANJARNEGARA | MAIN UNIT | CUSTOMER | 1 September 2014 | DIAN FEBRIYANA - TSE | 1 January 1900 |  | 1 September 2014 | DIAN FEBRIYANA - TSE | - |  | INACTIVE
2511648 | NX16U |  |  |  | GN00001216 | RSUD BANJARNEGARA | PURWOKERTO | JAWA TENGAH | BANJARNEGARA | MAIN UNIT | CUSTOMER | 1 September 2014 | DIAN FEBRIYANA - TSE | 1 January 1900 |  | 1 September 2014 | DIAN FEBRIYANA - TSE | - |  | INACTIVE
2511649 | NX16U |  |  |  | GN00001206 | RSUD PROF DR MARGONO SOEKARJO | PURWOKERTO | JAWA TENGAH | BANYUMAS | MAIN UNIT | CUSTOMER | 1 February 1990 | DIAN FEBRIYANA - TSE | 23 December 2013 |  | 1 February 1990 | DIAN FEBRIYANA - TSE | - |  | INACTIVE
2511650 | NX16U |  |  |  | GN00001206 | RSUD PROF DR MARGONO SOEKARJO | PURWOKERTO | JAWA TENGAH | BANYUMAS | MAIN UNIT | CUSTOMER | 1 February 1990 | DIAN FEBRIYANA - TSE | 23 December 2013 |  | 1 February 1990 | DIAN FEBRIYANA - TSE | - |  | INACTIVE
252/I/13 | BD910 |  |  |  | GN00002406 | RUMKIT TK II DR. SOEDJONO | YOGYAKARTA | YOGYAKARTA | MAGELANG | MAIN UNIT | CUSTOMER | 3 December 2014 | DIAN FEBRIYANA - TSE | 24 December 2013 |  | 3 December 2014 | DIAN FEBRIYANA - TSE | - |  | INACTIVE
254/I/13 | BD910 |  |  |  | GN00001216 | RSUD BANJARNEGARA | PURWOKERTO | JAWA TENGAH | BANJARNEGARA | MAIN UNIT | CUSTOMER | 9 April 2015 | DIAN FEBRIYANA - TSE | 1 January 1900 |  | 9 April 2015 | DIAN FEBRIYANA - TSE | - |  | INACTIVE
254/II/10 | TE018 | WARMER TSN 89 IW | IMAGING | TESENA INOVINDO, PT | GN00001799 | RS Dr Oen Solo Baru | SOLO | JAWA TENGAH | SUKOHARJO | MAIN UNIT | CUSTOMER | 10 April 2015 |  | 1 January 1900 |  | 10 April 2015 |  | - |  | ACTIVE
254/V/14 | TLCH4 |  |  |  | GN00007180 | RSUD KAB BUTON UTARA | MAKASSAR | SULAWESI SELATAN | KENDARI | MAIN UNIT | CUSTOMER | 27 November 2014 | HARI UDI RAHARJO - TSE | 27 November 2014 |  | 27 November 2014 | HARI UDI RAHARJO - TSE | - |  | INACTIVE
255/II/10 | TE018 | WARMER TSN 89 IW | IMAGING | TESENA INOVINDO, PT | GN00001799 | RS Dr Oen Solo Baru | SOLO | JAWA TENGAH | SUKOHARJO | MAIN UNIT | CUSTOMER | 10 April 2015 |  | 1 January 1900 |  | 10 April 2015 |  | - |  | ACTIVE
255/XII/12 | TE014 |  |  |  | GN00001717 | RSUD KOTA MATARAM | MATARAM | NUSA TENGGARA BARAT | MATARAM | MAIN UNIT | CUSTOMER | 1 February 1990 | I KADEK - TSE | 1 January 1900 |  | 1 February 1990 | I KADEK - TSE | - |  | INACTIVE
256/I/13 | BD910 |  |  |  | GN00002406 | RUMKIT TK II DR. SOEDJONO | YOGYAKARTA | YOGYAKARTA | MAGELANG | MAIN UNIT | CUSTOMER | 3 December 2014 | DIAN FEBRIYANA - TSE | 24 December 2013 |  | 3 December 2014 | DIAN FEBRIYANA - TSE | - |  | INACTIVE
256/II/10 | TE018 | WARMER TSN 89 IW | IMAGING | TESENA INOVINDO, PT | GN00001799 | RS Dr Oen Solo Baru | SOLO | JAWA TENGAH | SUKOHARJO | MAIN UNIT | CUSTOMER | 10 April 2015 |  | 1 January 1900 |  | 10 April 2015 |  | - |  | ACTIVE
256/XII/12 | TE014 |  |  |  | GN00001717 | RSUD KOTA MATARAM | MATARAM | NUSA TENGGARA BARAT | MATARAM | MAIN UNIT | CUSTOMER | 1 February 1990 | I KADEK - TSE | 1 January 1900 |  | 1 February 1990 | I KADEK - TSE | - |  | INACTIVE
257/XII/12 T89TR | TE014 |  |  |  | GN00000965 | RSUD CICALENGKA | BANDUNG | JAWA BARAT | BANDUNG | MAIN UNIT | CUSTOMER | 24 December 2014 | SUKMA WIJAYA - TSE | 17 June 2012 |  | 24 December 2014 | SUKMA WIJAYA - TSE | - |  | INACTIVE
25700500463 | 21230 | 1 BAGMIXER 400 P | BIOSCIENCE | INTERSCIENCE | GN00002985 | WORKSHOOP CSM PUSAT | PUSAT | DKI JAKARTA | JAKARTA TIMUR |  | EMP | - |  | 19 October 2018 |  | - |  | 26 May 2025 | SAHID DERMAWAN - SPV TSE BARAT | ACTIVE
258/V/13 | TE020 | PHOTOTHERAPY TLC 2 HT | IMAGING | TESENA INOVINDO, PT | GN00001171 | RS Pertamina Klayan | CIREBON | JAWA BARAT | CIREBON | MAIN UNIT | CUSTOMER | 11 August 2014 | SUKMA WIJAYA - TSE | 11 August 2014 |  | 11 August 2014 | SUKMA WIJAYA - TSE | - |  | ACTIVE
258/XI/13 TSN9806WHS | WS150 |  |  |  | GN00000369 | RSUD.DR. DJASAMAN SARAGIH | PEMATANG SIANTAR | SUMATERA UTARA | PEMATANG SIANTAR | MAIN UNIT | CUSTOMER | 14 November 2014 | ARBIANSYAH - TSE | 14 November 2014 |  | 14 November 2014 | ARBIANSYAH - TSE | - |  | INACTIVE
258006A12101001 | EB101 | Elva Microscopce B101 | DIAGNOSTIC 2 | OPTO-EDU (BEIJING) CO., LTD. | GN00002986 | RDC PUSAT - RAWAGELAM | PUSAT | DKI JAKARTA | JAKARTA TIMUR | MAIN UNIT | EMP | - |  | - |  | 14 August 2025 | LEO LANANG SIGIT - TSE CP | - |  | ACTIVE
258006A121010010 | EB101 | Elva Microscopce B101 | DIAGNOSTIC 2 | OPTO-EDU (BEIJING) CO., LTD. | GN00002986 | RDC PUSAT - RAWAGELAM | PUSAT | DKI JAKARTA | JAKARTA TIMUR | MAIN UNIT | EMP | - |  | - |  | 14 August 2025 | LEO LANANG SIGIT - TSE CP | - |  | ACTIVE
258006A12101002 | EB101 | Elva Microscopce B101 | DIAGNOSTIC 2 | OPTO-EDU (BEIJING) CO., LTD. | GN00002986 | RDC PUSAT - RAWAGELAM | PUSAT | DKI JAKARTA | JAKARTA TIMUR | MAIN UNIT | EMP | - |  | - |  | 14 August 2025 | LEO LANANG SIGIT - TSE CP | - |  | ACTIVE
258006A12101003 | EB101 | Elva Microscopce B101 | DIAGNOSTIC 2 | OPTO-EDU (BEIJING) CO., LTD. | GN00002986 | RDC PUSAT - RAWAGELAM | PUSAT | DKI JAKARTA | JAKARTA TIMUR | MAIN UNIT | EMP | - |  | - |  | 14 August 2025 | LEO LANANG SIGIT - TSE CP | - |  | ACTIVE
258006A12101004 | EB101 | Elva Microscopce B101 | DIAGNOSTIC 2 | OPTO-EDU (BEIJING) CO., LTD. | GN00002986 | RDC PUSAT - RAWAGELAM | PUSAT | DKI JAKARTA | JAKARTA TIMUR | MAIN UNIT | EMP | - |  | - |  | 14 August 2025 | LEO LANANG SIGIT - TSE CP | - |  | ACTIVE
258006A12101005 | EB101 | Elva Microscopce B101 | DIAGNOSTIC 2 | OPTO-EDU (BEIJING) CO., LTD. | GN00002986 | RDC PUSAT - RAWAGELAM | PUSAT | DKI JAKARTA | JAKARTA TIMUR | MAIN UNIT | EMP | - |  | - |  | 14 August 2025 | LEO LANANG SIGIT - TSE CP | - |  | ACTIVE
258006A12101006 | EB101 | Elva Microscopce B101 | DIAGNOSTIC 2 | OPTO-EDU (BEIJING) CO., LTD. | GN00002986 | RDC PUSAT - RAWAGELAM | PUSAT | DKI JAKARTA | JAKARTA TIMUR | MAIN UNIT | EMP | - |  | - |  | 14 August 2025 | LEO LANANG SIGIT - TSE CP | - |  | ACTIVE
258006A12101007 | EB101 | Elva Microscopce B101 | DIAGNOSTIC 2 | OPTO-EDU (BEIJING) CO., LTD. | GN00002986 | RDC PUSAT - RAWAGELAM | PUSAT | DKI JAKARTA | JAKARTA TIMUR | MAIN UNIT | EMP | - |  | - |  | 14 August 2025 | LEO LANANG SIGIT - TSE CP | - |  | ACTIVE
258006A12101008 | EB101 | Elva Microscopce B101 | DIAGNOSTIC 2 | OPTO-EDU (BEIJING) CO., LTD. | GN00002986 | RDC PUSAT - RAWAGELAM | PUSAT | DKI JAKARTA | JAKARTA TIMUR | MAIN UNIT | EMP | - |  | - |  | 14 August 2025 | LEO LANANG SIGIT - TSE CP | - |  | ACTIVE
258006A12101009 | EB101 | Elva Microscopce B101 | DIAGNOSTIC 2 | OPTO-EDU (BEIJING) CO., LTD. | GN00002986 | RDC PUSAT - RAWAGELAM | PUSAT | DKI JAKARTA | JAKARTA TIMUR | MAIN UNIT | EMP | - |  | - |  | 14 August 2025 | LEO LANANG SIGIT - TSE CP | - |  | ACTIVE
258199 | SAS09 | ALLEN WRENCH (FOR AUTOPSY 10000) | DIAGNOSTIC 2 | SHANDON DIAGNOSTICS Ltd. | GN00000673 | RSUD DR KANUDJOSO DJATIWIBOWO - BALIKPAPAN | BALIKPAPAN | KALIMANTAN TIMUR | BALIKPAPAN | MAIN UNIT | CUSTOMER | - |  | 1 January 1900 |  | - |  | - |  | INACTIVE
258K1574 | FCRT2 | CR IR 392 RU2 PNTM = : E (PRIMA T2) | IMAGING | FUJIFILM INDONESIA, PT. | GN00002986 | RDC PUSAT - RAWAGELAM | PUSAT | DKI JAKARTA | JAKARTA TIMUR | MAIN UNIT | EMP | - |  | - |  | 29 March 2023 | ARIEF SETIAWAN - TSE CP | - |  | ACTIVE
26/XII/13 | TE037 | OPERATING LAMP TSN 9304 S | IMAGING | TESENA INOVINDO, PT | GN00002419 | RS USU ( UNIVERSITAS SUMATERA UTARA ) | MEDAN | SUMATERA UTARA | MEDAN | MAIN UNIT | CUSTOMER | 7 July 2014 | ARBIANSYAH - TSE | 23 December 2013 |  | 7 July 2014 | ARBIANSYAH - TSE | - |  | ACTIVE
260315 | NI11U | INFANT INCUBATOR PS | IMAGING | NAKAMURA MEDICAL | GN00002986 | RDC PUSAT - RAWAGELAM | PUSAT | DKI JAKARTA | JAKARTA TIMUR | MAIN UNIT | EMP | 22 April 2015 | LEO LANANG SIGIT - TSE CP | 1 January 1900 |  | 22 April 2015 | LEO LANANG SIGIT - TSE CP | - |  | ACTIVE
2609657 | NI16U | INFANT WARMER NIW 2000 | IMAGING | NAKAMURA MEDICAL | GN00008375 | PUSKESMAS LEMBANG | MAKASSAR | SULAWESI SELATAN | MAKASSAR | MAIN UNIT | CUSTOMER | 8 January 2015 | HARI UDI RAHARJO - TSE | 8 January 2015 |  | 8 January 2015 | HARI UDI RAHARJO - TSE | - |  | ACTIVE
261/I/13 | BD910 |  |  |  | GN00002406 | RUMKIT TK II DR. SOEDJONO | YOGYAKARTA | YOGYAKARTA | MAGELANG | MAIN UNIT | CUSTOMER | 3 December 2014 | DIAN FEBRIYANA - TSE | 24 December 2013 |  | 3 December 2014 | DIAN FEBRIYANA - TSE | - |  | INACTIVE
2610658 | NI16U | INFANT WARMER NIW 2000 | IMAGING | NAKAMURA MEDICAL | GN00000250 | RSUD PADANG PARIAMAN | PADANG | SUMATERA BARAT | PADANG | MAIN UNIT | CUSTOMER | - |  | 8 December 2014 |  | - |  | - |  | ACTIVE
2610659 | NI16U | INFANT WARMER NIW 2000 | IMAGING | NAKAMURA MEDICAL | GN00000250 | RSUD PADANG PARIAMAN | PADANG | SUMATERA BARAT | PADANG | MAIN UNIT | CUSTOMER | - |  | 8 December 2014 |  | - |  | - |  | ACTIVE
2611660 | NX16U |  |  |  | GN00001333 | RSUD BULELENG (RSUD SINGARAJA) | DENPASAR | BALI | BULELENG | MAIN UNIT | CUSTOMER | - |  | 21 April 2015 |  | - |  | - |  | INACTIVE
2611661 | NI16U | INFANT WARMER NIW 2000 | IMAGING | NAKAMURA MEDICAL | GN00008549 | RSUD TEBET | JAKARTA-1 | DKI JAKARTA | JAKARTA SELATAN | MAIN UNIT | CUSTOMER | 19 March 2015 | ARDI HERMAWAN - TSE CP | 16 March 2015 |  | 19 March 2015 | ARDI HERMAWAN - TSE CP | - |  | ACTIVE
261216 | CKHC2 | CRYOTOME LOW-PROFILE BLADE HOLDER FOR FSE | DIAGNOSTIC 2 | SHANDON DIAGNOSTICS Ltd. | GN00002985 | WORKSHOOP CSM PUSAT | PUSAT | DKI JAKARTA | JAKARTA TIMUR | ACCESSORIES | EMP | 5 March 2020 | LEO LANANG SIGIT - TSE CP | 22 May 2018 |  | 5 March 2020 | LEO LANANG SIGIT - TSE CP | - |  | ACTIVE
26135530 | FCP12 | PRIMA CONSOLE CL A12 | IMAGING | FUJIFILM INDONESIA, PT. | GN00002986 | RDC PUSAT - RAWAGELAM | PUSAT | DKI JAKARTA | JAKARTA TIMUR | MAIN UNIT | EMP | - |  | - |  | 29 March 2023 | ARIEF SETIAWAN - TSE CP | - |  | ACTIVE
26135532 | FCP12 | PRIMA CONSOLE CL A12 | IMAGING | FUJIFILM INDONESIA, PT. | GN00002986 | RDC PUSAT - RAWAGELAM | PUSAT | DKI JAKARTA | JAKARTA TIMUR | MAIN UNIT | EMP | - |  | - |  | 29 March 2023 | ARIEF SETIAWAN - TSE CP | - |  | ACTIVE
26135533 | FCP12 | PRIMA CONSOLE CL A12 | IMAGING | FUJIFILM INDONESIA, PT. | GN00002986 | RDC PUSAT - RAWAGELAM | PUSAT | DKI JAKARTA | JAKARTA TIMUR | MAIN UNIT | EMP | - |  | - |  | 29 March 2023 | ARIEF SETIAWAN - TSE CP | - |  | ACTIVE
26135535 | FCP12 | PRIMA CONSOLE CL A12 | IMAGING | FUJIFILM INDONESIA, PT. | GN00002986 | RDC PUSAT - RAWAGELAM | PUSAT | DKI JAKARTA | JAKARTA TIMUR | MAIN UNIT | EMP | - |  | - |  | 29 March 2023 | ARIEF SETIAWAN - TSE CP | - |  | ACTIVE
26135578 | FCP12 | PRIMA CONSOLE CL A12 | IMAGING | FUJIFILM INDONESIA, PT. | GN00001158 | RS SUMBER WARAS | CIREBON | JAWA BARAT | CIREBON | MAIN UNIT | CUSTOMER | - |  | 10 November 2025 |  | 29 March 2023 | ARIEF SETIAWAN - TSE CP | 19 November 2025 | SAHID DERMAWAN - SPV TSE BARAT | ACTIVE
26135579 | FCP12 | PRIMA CONSOLE CL A12 | IMAGING | FUJIFILM INDONESIA, PT. | GN00002986 | RDC PUSAT - RAWAGELAM | PUSAT | DKI JAKARTA | JAKARTA TIMUR | MAIN UNIT | EMP | - |  | - |  | 29 March 2023 | ARIEF SETIAWAN - TSE CP | - |  | ACTIVE
26135584 | FCP12 | PRIMA CONSOLE CL A12 | IMAGING | FUJIFILM INDONESIA, PT. | GN00002986 | RDC PUSAT - RAWAGELAM | PUSAT | DKI JAKARTA | JAKARTA TIMUR | MAIN UNIT | EMP | - |  | - |  | 29 March 2023 | ARIEF SETIAWAN - TSE CP | - |  | ACTIVE
26135585 | FCP12 | PRIMA CONSOLE CL A12 | IMAGING | FUJIFILM INDONESIA, PT. | GN00002986 | RDC PUSAT - RAWAGELAM | PUSAT | DKI JAKARTA | JAKARTA TIMUR | MAIN UNIT | EMP | - |  | - |  | 29 March 2023 | ARIEF SETIAWAN - TSE CP | - |  | ACTIVE
26135586 | FCP12 | PRIMA CONSOLE CL A12 | IMAGING | FUJIFILM INDONESIA, PT. | GN00002986 | RDC PUSAT - RAWAGELAM | PUSAT | DKI JAKARTA | JAKARTA TIMUR | MAIN UNIT | EMP | - |  | - |  | 29 March 2023 | ARIEF SETIAWAN - TSE CP | - |  | ACTIVE
26135587 | FCP12 | PRIMA CONSOLE CL A12 | IMAGING | FUJIFILM INDONESIA, PT. | GN00002986 | RDC PUSAT - RAWAGELAM | PUSAT | DKI JAKARTA | JAKARTA TIMUR | MAIN UNIT | EMP | - |  | - |  | 29 March 2023 | ARIEF SETIAWAN - TSE CP | - |  | ACTIVE
26135588 | FCP12 | PRIMA CONSOLE CL A12 | IMAGING | FUJIFILM INDONESIA, PT. | GN00002986 | RDC PUSAT - RAWAGELAM | PUSAT | DKI JAKARTA | JAKARTA TIMUR | MAIN UNIT | EMP | - |  | - |  | 29 March 2023 | ARIEF SETIAWAN - TSE CP | - |  | ACTIVE
26156586 | FDRSM | DRYPIX SMART | IMAGING | FUJIFILM INDONESIA, PT. | GN00000209 | RUMAH SAKIT UMUM DAERAH KECAMATAN MANDAU (RSUD DURI) | PEKAN BARU | RIAU | BENGKALIS | MAIN UNIT | CUSTOMER | - |  | 15 June 2022 | RUDI SETIAWAN - TSE | 7 April 2022 | ARIEF SETIAWAN - TSE CP | 15 June 2022 | RUDI SETIAWAN - TSE | ACTIVE
262/IV/06 | TE004 | INCUBATOR TSN910SCC | IMAGING | TESENA INOVINDO, PT | GN00001783 | RS PKU Muhammadiyah Surakarta | SOLO | JAWA TENGAH | SURAKARTA | MAIN UNIT | CUSTOMER | 18 November 2014 | RAKHMAT | 1 January 1900 |  | 18 November 2014 | RAKHMAT | - |  | ACTIVE
2623 | ST121 | STP120-1 | DIAGNOSTIC 2 | SHANDON DIAGNOSTICS Ltd. | GN00002968 | RS AWAL BROSS TANGERANG | TANGERANG | BANTEN | TANGERANG | MAIN UNIT | CUSTOMER | - |  | 12 April 2019 |  | - |  | - |  | ACTIVE
26236478 | FCP12 | PRIMA CONSOLE CL A12 | IMAGING | FUJIFILM INDONESIA, PT. | GN00002986 | RDC PUSAT - RAWAGELAM | PUSAT | DKI JAKARTA | JAKARTA TIMUR | MAIN UNIT | EMP | - |  | - |  | 25 September 2023 | ARIEF SETIAWAN - TSE CP | - |  | ACTIVE
26256972 | FDRSM | DRYPIX SMART | IMAGING | FUJIFILM INDONESIA, PT. | GN00011822 | RSIA HUMANA PRIMA | BANDUNG | JAWA BARAT | BANDUNG | MAIN UNIT | CUSTOMER | - |  | 26 September 2022 | ARBIANSYAH - TSE | 3 June 2022 | ANTONIUS SAGITA - KALIBRASI | 26 September 2022 | ARBIANSYAH - TSE | ACTIVE
26257148 | FDRSM | DRYPIX SMART | IMAGING | FUJIFILM INDONESIA, PT. | GN00002986 | RDC PUSAT - RAWAGELAM | PUSAT | DKI JAKARTA | JAKARTA TIMUR | MAIN UNIT | EMP | - |  | - |  | 17 June 2022 | ANTONIUS SAGITA - KALIBRASI | - |  | ACTIVE
26257154 | FDRSM | DRYPIX SMART | IMAGING | FUJIFILM INDONESIA, PT. | GN22070028 | KLINIK UTAMA GORA MATARAM | MATARAM | NUSA TENGGARA BARAT | MATARAM | MAIN UNIT | CUSTOMER | - |  | 27 July 2022 | YUNAN ARIMUNTIAN - TSE | 17 June 2022 | ANTONIUS SAGITA - KALIBRASI | 27 July 2022 | YUNAN ARIMUNTIAN - TSE | ACTIVE
26257160 | FDRSM | DRYPIX SMART | IMAGING | FUJIFILM INDONESIA, PT. | GN22050007 | LAB KIMIA FARMA KARAWANG | BEKASI | JAWA BARAT | BEKASI | MAIN UNIT | CUSTOMER | - |  | 4 October 2022 | GATOT SURYA ADIPUTRA - TSE | 17 June 2022 | ANTONIUS SAGITA - KALIBRASI | 4 October 2022 | GATOT SURYA ADIPUTRA - TSE | ACTIVE
26257163 | FDRSM | DRYPIX SMART | IMAGING | FUJIFILM INDONESIA, PT. | GN22080026 | BALAI KESEHATAN MASY MAGELANG | YOGYAKARTA | YOGYAKARTA | YOGYAKARTA | MAIN UNIT | CUSTOMER | - |  | 15 August 2022 | DIAN FEBRIYANA - TSE | 5 August 2022 | ARIEF SETIAWAN - TSE CP | 15 August 2022 | DIAN FEBRIYANA - TSE | ACTIVE
26257165 | FDRSM | DRYPIX SMART | IMAGING | FUJIFILM INDONESIA, PT. | GN00001396 | RSU NAIBONAT | KUPANG | NUSA TENGGARA TIMUR | KUPANG | MAIN UNIT | CUSTOMER | - |  | 21 September 2022 | I KADEK - TSE | 5 August 2022 | ARIEF SETIAWAN - TSE CP | 21 September 2022 | I KADEK - TSE | ACTIVE
26257169 | FDRSM | DRYPIX SMART | IMAGING | FUJIFILM INDONESIA, PT. | GN00000773 | RS NASANAPURA | PALU | SULAWESI TENGAH | PALU | MAIN UNIT | CUSTOMER | - |  | 31 August 2022 | ASRULLAH - TSE | 17 June 2022 | ANTONIUS SAGITA - KALIBRASI | 31 August 2022 | ASRULLAH - TSE | ACTIVE
262H3162 | FCRT2 | CR IR 392 RU2 PNTM = : E (PRIMA T2) | IMAGING | FUJIFILM INDONESIA, PT. | GN20080010 | RS Mitra Plumbon Indramayu | CIREBON | JAWA BARAT | CIREBON | MAIN UNIT | CUSTOMER | - |  | 14 September 2022 | ARBIANSYAH - TSE | 28 July 2022 | ANTONIUS SAGITA - KALIBRASI | 14 September 2022 | ARBIANSYAH - TSE | ACTIVE
262H3164 | FCRT2 | CR IR 392 RU2 PNTM = : E (PRIMA T2) | IMAGING | FUJIFILM INDONESIA, PT. | GN00002986 | RDC PUSAT - RAWAGELAM | PUSAT | DKI JAKARTA | JAKARTA TIMUR | MAIN UNIT | EMP | - |  | - |  | 28 July 2022 | ANTONIUS SAGITA - KALIBRASI | - |  | ACTIVE
262H3183 | FCRT2 | CR IR 392 RU2 PNTM = : E (PRIMA T2) | IMAGING | FUJIFILM INDONESIA, PT. | GN00003550 | RS SURYA HUSADA INST. | DENPASAR | BALI | DENPASAR | MAIN UNIT | CUSTOMER | - |  | 26 August 2022 | I KADEK - TSE | 28 July 2022 | ANTONIUS SAGITA - KALIBRASI | 26 August 2022 | I KADEK - TSE | ACTIVE
262H3185 | FCRT2 | CR IR 392 RU2 PNTM = : E (PRIMA T2) | IMAGING | FUJIFILM INDONESIA, PT. | GN19080006 | RS Sinar Kasih Toraja | MAKASSAR | SULAWESI SELATAN | MAKASSAR | MAIN UNIT | CUSTOMER | - |  | 29 September 2022 | ASRULLAH - TSE | 28 July 2022 | ANTONIUS SAGITA - KALIBRASI | 29 September 2022 | ASRULLAH - TSE | ACTIVE
262H3187 | FCRT2 | CR IR 392 RU2 PNTM = : E (PRIMA T2) | IMAGING | FUJIFILM INDONESIA, PT. | GN00000083 | RS MITRA MULIA HUSADA | BANDAR LAMPUNG | LAMPUNG | BANDAR LAMPUNG | MAIN UNIT | CUSTOMER | - |  | 13 September 2023 | SELAMAT SIPAHUTAR - TSE | 28 July 2022 | ANTONIUS SAGITA - KALIBRASI | 13 September 2023 | SELAMAT SIPAHUTAR - TSE | ACTIVE
262H3188 | FCRT2 | CR IR 392 RU2 PNTM = : E (PRIMA T2) | IMAGING | FUJIFILM INDONESIA, PT. | GN19040034 | RSPAU Dr ESNAWAN ANTARIKSA | PEJATEN | DKI JAKARTA | JAKARTA TIMUR | MAIN UNIT | CUSTOMER | - |  | 4 October 2022 | IBNUL AZIZ - TSE | 28 July 2022 | ANTONIUS SAGITA - KALIBRASI | 4 October 2022 | IBNUL AZIZ - TSE | ACTIVE
262H3192 | FCRT2 | CR IR 392 RU2 PNTM = : E (PRIMA T2) | IMAGING | FUJIFILM INDONESIA, PT. | GN19120003 | RS MATA RAMATA | DENPASAR | BALI | DENPASAR | MAIN UNIT | CUSTOMER | - |  | 25 October 2022 | I KADEK - TSE | 28 July 2022 | ANTONIUS SAGITA - KALIBRASI | 25 October 2022 | I KADEK - TSE | ACTIVE
262H3194 | FCRT2 | CR IR 392 RU2 PNTM = : E (PRIMA T2) | IMAGING | FUJIFILM INDONESIA, PT. | GN00002986 | RDC PUSAT - RAWAGELAM | PUSAT | DKI JAKARTA | JAKARTA TIMUR | MAIN UNIT | EMP | - |  | - |  | 28 July 2022 | ANTONIUS SAGITA - KALIBRASI | - |  | ACTIVE
262H3198 | FCRT2 | CR IR 392 RU2 PNTM = : E (PRIMA T2) | IMAGING | FUJIFILM INDONESIA, PT. | GN00002986 | RDC PUSAT - RAWAGELAM | PUSAT | DKI JAKARTA | JAKARTA TIMUR | MAIN UNIT | EMP | - |  | - |  | 28 July 2022 | ANTONIUS SAGITA - KALIBRASI | - |  | ACTIVE
262H3199 | FCRT2 | CR IR 392 RU2 PNTM = : E (PRIMA T2) | IMAGING | FUJIFILM INDONESIA, PT. | GN00002986 | RDC PUSAT - RAWAGELAM | PUSAT | DKI JAKARTA | JAKARTA TIMUR | MAIN UNIT | EMP | - |  | - |  | 28 July 2022 | ANTONIUS SAGITA - KALIBRASI | - |  | ACTIVE
262H3324 | FCRT2 | CR IR 392 RU2 PNTM = : E (PRIMA T2) | IMAGING | FUJIFILM INDONESIA, PT. | GN00001121 | RSUD BANJAR | TASIKMALAYA | JAWA BARAT | BANJAR | MAIN UNIT | CUSTOMER | - |  | - |  | 30 August 2022 | ARIEF SETIAWAN - TSE CP | - |  | ACTIVE
262H3346 | FCRT2 | CR IR 392 RU2 PNTM = : E (PRIMA T2) | IMAGING | FUJIFILM INDONESIA, PT. | GN00002986 | RDC PUSAT - RAWAGELAM | PUSAT | DKI JAKARTA | JAKARTA TIMUR | MAIN UNIT | EMP | - |  | - |  | 30 August 2022 | ARIEF SETIAWAN - TSE CP | - |  | ACTIVE
262H3352 | FCRT2 | CR IR 392 RU2 PNTM = : E (PRIMA T2) | IMAGING | FUJIFILM INDONESIA, PT. | GN00002845 | RS KHUSUS BEDAH RAWAMANGUN | JAKARTA-1 | DKI JAKARTA | JAKARTA TIMUR | MAIN UNIT | CUSTOMER | - |  | - |  | 4 October 2022 | ANTONIUS SAGITA - KALIBRASI | - |  | ACTIVE
26320481 | FCP12 | PRIMA CONSOLE CL A12 | IMAGING | FUJIFILM INDONESIA, PT. | GN00002986 | RDC PUSAT - RAWAGELAM | PUSAT | DKI JAKARTA | JAKARTA TIMUR | MAIN UNIT | EMP | - |  | - |  | 1 December 2023 | ANTONIUS SAGITA - KALIBRASI | - |  | ACTIVE
263H3659 | FCRT2 | CR IR 392 RU2 PNTM = : E (PRIMA T2) | IMAGING | FUJIFILM INDONESIA, PT. | GN00002986 | RDC PUSAT - RAWAGELAM | PUSAT | DKI JAKARTA | JAKARTA TIMUR | MAIN UNIT | EMP | 4 October 2022 | ANTONIUS SAGITA - KALIBRASI | - |  | 23 March 2023 |  | - |  | ACTIVE
263H3664 | FCRT2 | CR IR 392 RU2 PNTM = : E (PRIMA T2) | IMAGING | FUJIFILM INDONESIA, PT. | GN00002986 | RDC PUSAT - RAWAGELAM | PUSAT | DKI JAKARTA | JAKARTA TIMUR | MAIN UNIT | EMP | - |  | - |  | 29 March 2023 | ARIEF SETIAWAN - TSE CP | - |  | ACTIVE
263H3665 | FCRT2 | CR IR 392 RU2 PNTM = : E (PRIMA T2) | IMAGING | FUJIFILM INDONESIA, PT. | GN22070027 | KLINIK DADAP PUTIH | TANGERANG | BANTEN | TANGERANG | MAIN UNIT | CUSTOMER | - |  | - |  | 7 September 2022 | ANTONIUS SAGITA - KALIBRASI | - |  | ACTIVE
263H3667 | FCRT2 | CR IR 392 RU2 PNTM = : E (PRIMA T2) | IMAGING | FUJIFILM INDONESIA, PT. | GN00002986 | RDC PUSAT - RAWAGELAM | PUSAT | DKI JAKARTA | JAKARTA TIMUR | MAIN UNIT | EMP | - |  | - |  | 30 August 2022 | ARIEF SETIAWAN - TSE CP | - |  | ACTIVE
263H3668 | FCRT2 | CR IR 392 RU2 PNTM = : E (PRIMA T2) | IMAGING | FUJIFILM INDONESIA, PT. | GN00000219 | RS AMALIA MEDIKA | PEKAN BARU | RIAU | PANGKALAN KERINCI | MAIN UNIT | CUSTOMER | - |  | 13 September 2023 | RUDI SETIAWAN - TSE | 7 September 2022 | ANTONIUS SAGITA - KALIBRASI | 13 September 2023 | RUDI SETIAWAN - TSE | ACTIVE
263H3673 | FCRT2 | CR IR 392 RU2 PNTM = : E (PRIMA T2) | IMAGING | FUJIFILM INDONESIA, PT. | GN00002986 | RDC PUSAT - RAWAGELAM | PUSAT | DKI JAKARTA | JAKARTA TIMUR | MAIN UNIT | EMP | - |  | - |  | 4 October 2022 | ANTONIUS SAGITA - KALIBRASI | - |  | ACTIVE
263H3674 | FCRT2 | CR IR 392 RU2 PNTM = : E (PRIMA T2) | IMAGING | FUJIFILM INDONESIA, PT. | GN00000635 | RSUD ABDUL AZIZ MARABAHAN | BANJARMASIN | KALIMANTAN SELATAN |  | MAIN UNIT | CUSTOMER | 4 October 2022 | ANTONIUS SAGITA - KALIBRASI | 13 February 2023 |  | 23 March 2023 |  | 16 October 2023 | ANDI ISMAIL - SPV TSE TIMUR | ACTIVE
263H3688 | FCRT2 | CR IR 392 RU2 PNTM = : E (PRIMA T2) | IMAGING | FUJIFILM INDONESIA, PT. | GN00012135 | RS HERMINA YOGYAKARTA | YOGYAKARTA | YOGYAKARTA | YOGYAKARTA | MAIN UNIT | CUSTOMER | - |  | 23 September 2022 | DIAN FEBRIYANA - TSE | 30 August 2022 | ARIEF SETIAWAN - TSE CP | 23 September 2022 | DIAN FEBRIYANA - TSE | ACTIVE
263H3694 | FCRT2 | CR IR 392 RU2 PNTM = : E (PRIMA T2) | IMAGING | FUJIFILM INDONESIA, PT. | GN00002986 | RDC PUSAT - RAWAGELAM | PUSAT | DKI JAKARTA | JAKARTA TIMUR | MAIN UNIT | EMP | - |  | - |  | 30 August 2022 | ARIEF SETIAWAN - TSE CP | - |  | ACTIVE
263H3699 | FCRT2 | CR IR 392 RU2 PNTM = : E (PRIMA T2) | IMAGING | FUJIFILM INDONESIA, PT. | GN00001326 | RS SITI ASIYAH | PURWOKERTO | JAWA TENGAH | BREBES | MAIN UNIT | CUSTOMER | - |  | 7 September 2022 |  | 7 September 2022 | ANTONIUS SAGITA - KALIBRASI | 25 January 2025 | ANDI ISMAIL - SPV TSE TIMUR | ACTIVE
263H3717 | FCRT2 | CR IR 392 RU2 PNTM = : E (PRIMA T2) | IMAGING | FUJIFILM INDONESIA, PT. | GN00002986 | RDC PUSAT - RAWAGELAM | PUSAT | DKI JAKARTA | JAKARTA TIMUR | MAIN UNIT | EMP | - |  | - |  | 7 September 2022 | ANTONIUS SAGITA - KALIBRASI | - |  | ACTIVE
263H3719 | FCRT2 | CR IR 392 RU2 PNTM = : E (PRIMA T2) | IMAGING | FUJIFILM INDONESIA, PT. | GN00000287 | RS LATERSIA | MEDAN | SUMATERA UTARA | BINJAI | MAIN UNIT | CUSTOMER | - |  | 13 September 2023 | BARITA P-SIMAMORA - TSE | 4 October 2022 | ANTONIUS SAGITA - KALIBRASI | 13 September 2023 | BARITA P-SIMAMORA - TSE | ACTIVE
263H3759 | FCRT2 | CR IR 392 RU2 PNTM = : E (PRIMA T2) | IMAGING | FUJIFILM INDONESIA, PT. | GN22090003 | KLINIK PPK 1 DENKESYAH SAMARINDA | SAMARINDA | KALIMANTAN TIMUR | SAMARINDA | MAIN UNIT | CUSTOMER | - |  | 10 August 2023 |  | 4 October 2022 | ANTONIUS SAGITA - KALIBRASI | 14 October 2023 | ANDI ISMAIL - SPV TSE TIMUR | ACTIVE
263H3779 | FCRT2 | CR IR 392 RU2 PNTM = : E (PRIMA T2) | IMAGING | FUJIFILM INDONESIA, PT. | GN22070023 | KLINIK DR JUENI | TANGERANG | BANTEN | TANGERANG | MAIN UNIT | CUSTOMER | - |  | 14 September 2023 | ADITIYA NOVANDRA - TSE | 30 August 2022 | ARIEF SETIAWAN - TSE CP | 14 September 2023 | ADITIYA NOVANDRA - TSE | ACTIVE
263H3790 | FCRT2 | CR IR 392 RU2 PNTM = : E (PRIMA T2) | IMAGING | FUJIFILM INDONESIA, PT. | GN00002986 | RDC PUSAT - RAWAGELAM | PUSAT | DKI JAKARTA | JAKARTA TIMUR | MAIN UNIT | EMP | - |  | - |  | 30 August 2022 | ARIEF SETIAWAN - TSE CP | - |  | ACTIVE
263H3795 | FCRT2 | CR IR 392 RU2 PNTM = : E (PRIMA T2) | IMAGING | FUJIFILM INDONESIA, PT. | GN00002986 | RDC PUSAT - RAWAGELAM | PUSAT | DKI JAKARTA | JAKARTA TIMUR | MAIN UNIT | EMP | - |  | - |  | 30 August 2022 | ARIEF SETIAWAN - TSE CP | - |  | ACTIVE
263H3797 | FCRT2 | CR IR 392 RU2 PNTM = : E (PRIMA T2) | IMAGING | FUJIFILM INDONESIA, PT. | GN00002986 | RDC PUSAT - RAWAGELAM | PUSAT | DKI JAKARTA | JAKARTA TIMUR | MAIN UNIT | EMP | - |  | - |  | 30 August 2022 | ARIEF SETIAWAN - TSE CP | - |  | ACTIVE
263H3801 | FCRT2 | CR IR 392 RU2 PNTM = : E (PRIMA T2) | IMAGING | FUJIFILM INDONESIA, PT. | GN00002986 | RDC PUSAT - RAWAGELAM | PUSAT | DKI JAKARTA | JAKARTA TIMUR | MAIN UNIT | EMP | - |  | - |  | 7 September 2022 | ANTONIUS SAGITA - KALIBRASI | - |  | ACTIVE
263H3804 | FCRT2 | CR IR 392 RU2 PNTM = : E (PRIMA T2) | IMAGING | FUJIFILM INDONESIA, PT. | GN23040003 | KLINIK ELTRIS PALOPO | MAKASSAR | SULAWESI SELATAN | MAKASSAR | MAIN UNIT | CUSTOMER | - |  | 22 December 2022 |  | 30 August 2022 | ARIEF SETIAWAN - TSE CP | 11 October 2023 | ANDI ISMAIL - SPV TSE TIMUR | ACTIVE
263H3831 | FCRT2 | CR IR 392 RU2 PNTM = : E (PRIMA T2) | IMAGING | FUJIFILM INDONESIA, PT. | GN00002986 | RDC PUSAT - RAWAGELAM | PUSAT | DKI JAKARTA | JAKARTA TIMUR | MAIN UNIT | EMP | - |  | - |  | 29 March 2023 | ARIEF SETIAWAN - TSE CP | - |  | ACTIVE
263H3864 | FCRT2 | CR IR 392 RU2 PNTM = : E (PRIMA T2) | IMAGING | FUJIFILM INDONESIA, PT. | GN22090034 | RS BHAYANGKARA NGANJUK | KEDIRI | JAWA TIMUR | KEDIRI | MAIN UNIT | CUSTOMER | - |  | 8 February 2023 |  | 4 October 2022 | ANTONIUS SAGITA - KALIBRASI | 12 October 2023 | ANDI ISMAIL - SPV TSE TIMUR | ACTIVE
263H3871 | FCRT2 | CR IR 392 RU2 PNTM = : E (PRIMA T2) | IMAGING | FUJIFILM INDONESIA, PT. | GN00002986 | RDC PUSAT - RAWAGELAM | PUSAT | DKI JAKARTA | JAKARTA TIMUR | MAIN UNIT | EMP | - |  | - |  | 30 August 2022 | ARIEF SETIAWAN - TSE CP | - |  | ACTIVE
263H3880 | FCRT2 | CR IR 392 RU2 PNTM = : E (PRIMA T2) | IMAGING | FUJIFILM INDONESIA, PT. | GN24060006 | KLINIK ORTHOPHYSIO MAKASSAR | MAKASSAR | SULAWESI SELATAN | MAKASSAR | MAIN UNIT | CUSTOMER | - |  | 16 March 2023 |  | 4 October 2022 | ANTONIUS SAGITA - KALIBRASI | 8 June 2024 | ANDI ISMAIL - SPV TSE TIMUR | ACTIVE
263H3901 | FCRT2 | CR IR 392 RU2 PNTM = : E (PRIMA T2) | IMAGING | FUJIFILM INDONESIA, PT. | GN00000059 | RS URIP SUMOHARJO | BANDAR LAMPUNG | LAMPUNG | BANDAR LAMPUNG | MAIN UNIT | CUSTOMER | - |  | 3 January 2023 |  | 7 September 2022 | ANTONIUS SAGITA - KALIBRASI | 20 October 2023 | SAHID DERMAWAN - SPV TSE BARAT | ACTIVE
263H3903 | FCRT2 | CR IR 392 RU2 PNTM = : E (PRIMA T2) | IMAGING | FUJIFILM INDONESIA, PT. | GN00002986 | RDC PUSAT - RAWAGELAM | PUSAT | DKI JAKARTA | JAKARTA TIMUR | MAIN UNIT | EMP | - |  | - |  | 30 August 2022 | ARIEF SETIAWAN - TSE CP | - |  | ACTIVE
264028 | 50502 | WEIGHING PLATFORM | BIOSCIENCE | INTERSCIENCE | GN00000673 | RSUD DR KANUDJOSO DJATIWIBOWO - BALIKPAPAN | BALIKPAPAN | KALIMANTAN TIMUR | BALIKPAPAN | MAIN UNIT | CUSTOMER | - |  | 1 January 2010 |  | - |  | - |  | ACTIVE
26420528 | FCP12 | PRIMA CONSOLE CL A12 | IMAGING | FUJIFILM INDONESIA, PT. | GN00002986 | RDC PUSAT - RAWAGELAM | PUSAT | DKI JAKARTA | JAKARTA TIMUR | MAIN UNIT | EMP | - |  | - |  | 1 December 2023 | ANTONIUS SAGITA - KALIBRASI | - |  | ACTIVE
26436005 | FCP12 | PRIMA CONSOLE CL A12 | IMAGING | FUJIFILM INDONESIA, PT. | GN22090034 | RS BHAYANGKARA NGANJUK | KEDIRI | JAWA TIMUR | KEDIRI | MAIN UNIT | CUSTOMER | - |  | 8 February 2023 |  | 30 August 2022 | ARIEF SETIAWAN - TSE CP | 12 October 2023 | ANDI ISMAIL - SPV TSE TIMUR | ACTIVE
26436006 | FCP12 | PRIMA CONSOLE CL A12 | IMAGING | FUJIFILM INDONESIA, PT. | GN24060006 | KLINIK ORTHOPHYSIO MAKASSAR | MAKASSAR | SULAWESI SELATAN | MAKASSAR | MAIN UNIT | CUSTOMER | - |  | 16 March 2023 |  | 30 August 2022 | ARIEF SETIAWAN - TSE CP | 8 June 2024 | ANDI ISMAIL - SPV TSE TIMUR | ACTIVE
26436007 | FCP12 | PRIMA CONSOLE CL A12 | IMAGING | FUJIFILM INDONESIA, PT. | GN25020012 | RSUD PEUSANGAN RAYA | BANDA ACEH | ACEH | BANDA ACEH | MAIN UNIT | CUSTOMER | - |  | 20 February 2025 |  | 30 August 2022 | ARIEF SETIAWAN - TSE CP | 24 February 2025 | SAHID DERMAWAN - SPV TSE BARAT | ACTIVE
26436008 | FCP12 | PRIMA CONSOLE CL A12 | IMAGING | FUJIFILM INDONESIA, PT. | GN00002986 | RDC PUSAT - RAWAGELAM | PUSAT | DKI JAKARTA | JAKARTA TIMUR | MAIN UNIT | EMP | - |  | - |  | 30 August 2022 | ARIEF SETIAWAN - TSE CP | - |  | ACTIVE
26436009 | FCP12 | PRIMA CONSOLE CL A12 | IMAGING | FUJIFILM INDONESIA, PT. | GN00002986 | RDC PUSAT - RAWAGELAM | PUSAT | DKI JAKARTA | JAKARTA TIMUR | MAIN UNIT | EMP | - |  | - |  | 7 September 2022 | ANTONIUS SAGITA - KALIBRASI | - |  | ACTIVE
26436010 | FCP12 | PRIMA CONSOLE CL A12 | IMAGING | FUJIFILM INDONESIA, PT. | GN00002986 | RDC PUSAT - RAWAGELAM | PUSAT | DKI JAKARTA | JAKARTA TIMUR | MAIN UNIT | EMP | - |  | - |  | 30 August 2022 | ARIEF SETIAWAN - TSE CP | - |  | ACTIVE
26436011 | FCP12 | PRIMA CONSOLE CL A12 | IMAGING | FUJIFILM INDONESIA, PT. | GN00002986 | RDC PUSAT - RAWAGELAM | PUSAT | DKI JAKARTA | JAKARTA TIMUR | MAIN UNIT | EMP | - |  | - |  | 30 August 2022 | ARIEF SETIAWAN - TSE CP | - |  | ACTIVE
26436012 | FCP12 | PRIMA CONSOLE CL A12 | IMAGING | FUJIFILM INDONESIA, PT. | GN00002986 | RDC PUSAT - RAWAGELAM | PUSAT | DKI JAKARTA | JAKARTA TIMUR | MAIN UNIT | EMP | - |  | - |  | 30 August 2022 | ARIEF SETIAWAN - TSE CP | - |  | ACTIVE
26436013 | FCP12 | PRIMA CONSOLE CL A12 | IMAGING | FUJIFILM INDONESIA, PT. | GN22090021 | KLINIK BIOMEDILAB | JAKARTA-2 | DKI JAKARTA | JAKARTA BARAT | MAIN UNIT | CUSTOMER | - |  | 30 May 2023 |  | 30 August 2022 | ARIEF SETIAWAN - TSE CP | 21 February 2025 | SAHID DERMAWAN - SPV TSE BARAT | ACTIVE
26436014 | FCP12 | PRIMA CONSOLE CL A12 | IMAGING | FUJIFILM INDONESIA, PT. | GN22090003 | KLINIK PPK 1 DENKESYAH SAMARINDA | SAMARINDA | KALIMANTAN TIMUR | SAMARINDA | MAIN UNIT | CUSTOMER | - |  | 10 August 2023 |  | 30 August 2022 | ARIEF SETIAWAN - TSE CP | 14 October 2023 | ANDI ISMAIL - SPV TSE TIMUR | ACTIVE
26436015 | FCP12 | PRIMA CONSOLE CL A12 | IMAGING | FUJIFILM INDONESIA, PT. | GN00002986 | RDC PUSAT - RAWAGELAM | PUSAT | DKI JAKARTA | JAKARTA TIMUR | MAIN UNIT | EMP | - |  | - |  | 7 September 2022 | ANTONIUS SAGITA - KALIBRASI | - |  | ACTIVE
26436016 | FCP12 | PRIMA CONSOLE CL A12 | IMAGING | FUJIFILM INDONESIA, PT. | GN20010117 | RS Umum Hartati Medical Centre | MEDAN | SUMATERA UTARA | MEDAN | MAIN UNIT | CUSTOMER | - |  | 17 June 2023 | BARITA P-SIMAMORA - TSE | 30 August 2022 | ARIEF SETIAWAN - TSE CP | 20 October 2023 | SAHID DERMAWAN - SPV TSE BARAT | ACTIVE
26436017 | FCP12 | PRIMA CONSOLE CL A12 | IMAGING | FUJIFILM INDONESIA, PT. | GN00002986 | RDC PUSAT - RAWAGELAM | PUSAT | DKI JAKARTA | JAKARTA TIMUR | MAIN UNIT | EMP | - |  | - |  | 30 August 2022 | ARIEF SETIAWAN - TSE CP | - |  | ACTIVE
26436018 | FCP12 | PRIMA CONSOLE CL A12 | IMAGING | FUJIFILM INDONESIA, PT. | GN00002986 | RDC PUSAT - RAWAGELAM | PUSAT | DKI JAKARTA | JAKARTA TIMUR | MAIN UNIT | EMP | - |  | - |  | 7 September 2022 | ANTONIUS SAGITA - KALIBRASI | - |  | ACTIVE
26441754 | FRXL2 | CAPSULA XL2 | IMAGING | FUJIFILM INDONESIA, PT. | GN00007711 | RS AR BUNDA LUBUK LINGGAU | PALEMBANG | SUMATERA SELATAN | PALEMBANG | MAIN UNIT | CUSTOMER | - |  | 7 June 2023 | SELAMAT SIPAHUTAR - TSE | 19 May 2023 | ANTONIUS SAGITA - KALIBRASI | 20 October 2023 | SAHID DERMAWAN - SPV TSE BARAT | ACTIVE
26448603 | FCA11 | CONSOLE ADVANCE A12 V11 | IMAGING | FUJIFILM INDONESIA, PT. | GN00002080 | RS PURI CINERE | JAKARTA-2 | DKI JAKARTA | DEPOK | MAIN UNIT | CUSTOMER | - |  | 4 October 2023 |  | 1 August 2023 | ANTONIUS SAGITA - KALIBRASI | 16 October 2023 | SAHID DERMAWAN - SPV TSE BARAT | ACTIVE
26448604 | FCA11 | CONSOLE ADVANCE A12 V11 | IMAGING | FUJIFILM INDONESIA, PT. | GN00002986 | RDC PUSAT - RAWAGELAM | PUSAT | DKI JAKARTA | JAKARTA TIMUR | MAIN UNIT | EMP | - |  | - |  | 1 August 2023 | ANTONIUS SAGITA - KALIBRASI | - |  | ACTIVE
26448605 | FCA11 | CONSOLE ADVANCE A12 V11 | IMAGING | FUJIFILM INDONESIA, PT. | GN00008007 | RS HERMINA BANYUMANIK | SEMARANG | JAWA TENGAH | SEMARANG | MAIN UNIT | CUSTOMER | - |  | 29 September 2023 |  | 1 August 2023 | ANTONIUS SAGITA - KALIBRASI | 16 October 2023 | ANDI ISMAIL - SPV TSE TIMUR | ACTIVE
26458454 | FDRSM | DRYPIX SMART | IMAGING | FUJIFILM INDONESIA, PT. | GN00002986 | RDC PUSAT - RAWAGELAM | PUSAT | DKI JAKARTA | JAKARTA TIMUR | MAIN UNIT | EMP | - |  | - |  | 22 September 2022 | ANTONIUS SAGITA - KALIBRASI | - |  | ACTIVE
26458455 | FDRSM | DRYPIX SMART | IMAGING | FUJIFILM INDONESIA, PT. | GN00002986 | RDC PUSAT - RAWAGELAM | PUSAT | DKI JAKARTA | JAKARTA TIMUR | MAIN UNIT | EMP | - |  | - |  | 22 September 2022 | ANTONIUS SAGITA - KALIBRASI | - |  | ACTIVE
265/IV/10 | TE018 | WARMER TSN 89 IW | IMAGING | TESENA INOVINDO, PT | GN00001206 | RSUD PROF DR MARGONO SOEKARJO | PURWOKERTO | JAWA TENGAH | BANYUMAS | MAIN UNIT | CUSTOMER | 28 April 2015 | DIAN FEBRIYANA - TSE | 1 January 1900 |  | 28 April 2015 | DIAN FEBRIYANA - TSE | - |  | ACTIVE
265/VII/13T89TR | TM04U |  |  |  | GN00003120 | RS AMINAH | MALANG | JAWA TIMUR | BLITAR | MAIN UNIT | CUSTOMER | 10 April 2015 |  | 1 January 1900 |  | 10 April 2015 |  | - |  | INACTIVE
2652T186 | CPB59 | PARAFFIN SECTION - ROUND BATH |  |  | GN00000005 | RSUD KARAWANG | BEKASI | JAWA BARAT | BEKASI | MAIN UNIT | CUSTOMER | - |  | 30 November 2010 |  | - |  | - |  | ACTIVE
26536089 | FCP12 | PRIMA CONSOLE CL A12 | IMAGING | FUJIFILM INDONESIA, PT. | GN00002986 | RDC PUSAT - RAWAGELAM | PUSAT | DKI JAKARTA | JAKARTA TIMUR | MAIN UNIT | EMP | - |  | - |  | 30 August 2022 | ARIEF SETIAWAN - TSE CP | - |  | ACTIVE
26541765 | FRXL2 | CAPSULA XL2 | IMAGING | FUJIFILM INDONESIA, PT. | GN19020019 | RS HERMINA PURWOKERTO | PURWOKERTO | JAWA TENGAH | PURWOKERTO | MAIN UNIT | CUSTOMER | - |  | 30 May 2023 |  | 19 May 2023 | ANTONIUS SAGITA - KALIBRASI | 14 October 2023 | ANDI ISMAIL - SPV TSE TIMUR | ACTIVE
26548825 | FCA11 | CONSOLE ADVANCE A12 V11 | IMAGING | FUJIFILM INDONESIA, PT. | GN20110009 | RS Hermina Samarinda | SAMARINDA | KALIMANTAN TIMUR | SAMARINDA | MAIN UNIT | CUSTOMER | - |  | 13 October 2023 |  | 25 September 2023 | ARIEF SETIAWAN - TSE CP | 16 October 2023 | ANDI ISMAIL - SPV TSE TIMUR | ACTIVE
26548903 | FCMOB | MOBILE CONSOLE | IMAGING | FUJIFILM INDONESIA, PT. | GN00002986 | RDC PUSAT - RAWAGELAM | PUSAT | DKI JAKARTA | JAKARTA TIMUR | MAIN UNIT | EMP | - |  | - |  | 23 May 2023 | ANTONIUS SAGITA - KALIBRASI | - |  | ACTIVE
26558633 | FDRSM | DRYPIX SMART | IMAGING | FUJIFILM INDONESIA, PT. | GN00002986 | RDC PUSAT - RAWAGELAM | PUSAT | DKI JAKARTA | JAKARTA TIMUR | MAIN UNIT | EMP | - |  | - |  | 30 August 2022 | ARIEF SETIAWAN - TSE CP | - |  | ACTIVE
26558665 | FDRSM | DRYPIX SMART | IMAGING | FUJIFILM INDONESIA, PT. | GN00002986 | RDC PUSAT - RAWAGELAM | PUSAT | DKI JAKARTA | JAKARTA TIMUR | MAIN UNIT | EMP | - |  | - |  | 22 September 2022 | ANTONIUS SAGITA - KALIBRASI | - |  | ACTIVE
26558681 | FDRSM | DRYPIX SMART | IMAGING | FUJIFILM INDONESIA, PT. | GN00002986 | RDC PUSAT - RAWAGELAM | PUSAT | DKI JAKARTA | JAKARTA TIMUR | MAIN UNIT | EMP | - |  | - |  | 4 October 2022 | ANTONIUS SAGITA - KALIBRASI | - |  | ACTIVE
26558691 | FDRSM | DRYPIX SMART | IMAGING | FUJIFILM INDONESIA, PT. | GN00002986 | RDC PUSAT - RAWAGELAM | PUSAT | DKI JAKARTA | JAKARTA TIMUR | MAIN UNIT | EMP | - |  | - |  | 4 October 2022 | ANTONIUS SAGITA - KALIBRASI | - |  | ACTIVE
26558721 | FDRSM | DRYPIX SMART | IMAGING | FUJIFILM INDONESIA, PT. | GN00000083 | RS MITRA MULIA HUSADA | BANDAR LAMPUNG | LAMPUNG | BANDAR LAMPUNG | MAIN UNIT | CUSTOMER | - |  | 13 September 2023 | SELAMAT SIPAHUTAR - TSE | 30 August 2022 | ARIEF SETIAWAN - TSE CP | 13 September 2023 | SELAMAT SIPAHUTAR - TSE | ACTIVE
26558748 | FDRSM | DRYPIX SMART | IMAGING | FUJIFILM INDONESIA, PT. | GN00002986 | RDC PUSAT - RAWAGELAM | PUSAT | DKI JAKARTA | JAKARTA TIMUR | MAIN UNIT | EMP | - |  | - |  | 4 October 2022 | ANTONIUS SAGITA - KALIBRASI | - |  | ACTIVE
26558825 | FDRSM | DRYPIX SMART | IMAGING | FUJIFILM INDONESIA, PT. | GN20080010 | RS Mitra Plumbon Indramayu | CIREBON | JAWA BARAT | CIREBON | MAIN UNIT | CUSTOMER | - |  | 11 October 2022 | ARBIANSYAH - TSE | 30 August 2022 | ARIEF SETIAWAN - TSE CP | 11 October 2022 | ARBIANSYAH - TSE | ACTIVE
26558831 | FDRSM | DRYPIX SMART | IMAGING | FUJIFILM INDONESIA, PT. | GN00002986 | RDC PUSAT - RAWAGELAM | PUSAT | DKI JAKARTA | JAKARTA TIMUR | MAIN UNIT | EMP | - |  | - |  | 30 August 2022 | ARIEF SETIAWAN - TSE CP | - |  | ACTIVE
26558836 | FDRSM | DRYPIX SMART | IMAGING | FUJIFILM INDONESIA, PT. | GN00002986 | RDC PUSAT - RAWAGELAM | PUSAT | DKI JAKARTA | JAKARTA TIMUR | MAIN UNIT | EMP | - |  | - |  | 30 August 2022 | ARIEF SETIAWAN - TSE CP | - |  | ACTIVE
26558970 | FDRSM | DRYPIX SMART | IMAGING | FUJIFILM INDONESIA, PT. | GN00012135 | RS HERMINA YOGYAKARTA | YOGYAKARTA | YOGYAKARTA | YOGYAKARTA | MAIN UNIT | CUSTOMER | - |  | 28 September 2022 | DIAN FEBRIYANA - TSE | 23 September 2022 | ANTONIUS SAGITA - KALIBRASI | 28 September 2022 | DIAN FEBRIYANA - TSE | ACTIVE
26558974 | FDRSM | DRYPIX SMART | IMAGING | FUJIFILM INDONESIA, PT. | GN22010013 | RS HERMINA TASIKMALAYA | TASIKMALAYA | JAWA BARAT | TASIKMALAYA | MAIN UNIT | CUSTOMER | - |  | - |  | 22 September 2022 | ANTONIUS SAGITA - KALIBRASI | - |  | ACTIVE
26558979 | FDRSC | DRYPIX SMART | IMAGING | FUJIFILM INDONESIA, PT. | GN00002986 | RDC PUSAT - RAWAGELAM | PUSAT | DKI JAKARTA | JAKARTA TIMUR | MAIN UNIT | EMP | - |  | - |  | 22 September 2022 | ANTONIUS SAGITA - KALIBRASI | - |  | ACTIVE
26559040 | FDRSM | DRYPIX SMART | IMAGING | FUJIFILM INDONESIA, PT. | GN00002986 | RDC PUSAT - RAWAGELAM | PUSAT | DKI JAKARTA | JAKARTA TIMUR | MAIN UNIT | EMP | - |  | - |  | 4 October 2022 | ANTONIUS SAGITA - KALIBRASI | - |  | ACTIVE
26559074 | FDRSM | DRYPIX SMART | IMAGING | FUJIFILM INDONESIA, PT. | GN00002986 | RDC PUSAT - RAWAGELAM | PUSAT | DKI JAKARTA | JAKARTA TIMUR | MAIN UNIT | EMP | - |  | - |  | 4 October 2022 | ANTONIUS SAGITA - KALIBRASI | - |  | ACTIVE
26559094 | FDRSM | DRYPIX SMART | IMAGING | FUJIFILM INDONESIA, PT. | GN00001824 | RSU KANJURUHAN KEPANJEN | MALANG | JAWA TIMUR | MALANG | MAIN UNIT | EMP | - |  | 28 October 2022 |  | 4 October 2022 | ANTONIUS SAGITA - KALIBRASI | 24 January 2025 | ANDI ISMAIL - SPV TSE TIMUR | ACTIVE
26559097 | FDRSM | DRYPIX SMART | IMAGING | FUJIFILM INDONESIA, PT. | GN00002986 | RDC PUSAT - RAWAGELAM | PUSAT | DKI JAKARTA | JAKARTA TIMUR | MAIN UNIT | EMP | - |  | - |  | 4 October 2022 | ANTONIUS SAGITA - KALIBRASI | - |  | ACTIVE
26559103 | FDRSM | DRYPIX SMART | IMAGING | FUJIFILM INDONESIA, PT. | GN00002986 | RDC PUSAT - RAWAGELAM | PUSAT | DKI JAKARTA | JAKARTA TIMUR | MAIN UNIT | EMP | - |  | - |  | 4 October 2022 | ANTONIUS SAGITA - KALIBRASI | - |  | ACTIVE
26559105 | FDRSM | DRYPIX SMART | IMAGING | FUJIFILM INDONESIA, PT. | GN00002986 | RDC PUSAT - RAWAGELAM | PUSAT | DKI JAKARTA | JAKARTA TIMUR | MAIN UNIT | EMP | - |  | - |  | 4 October 2022 | ANTONIUS SAGITA - KALIBRASI | - |  | ACTIVE
26559107 | FDRSM | DRYPIX SMART | IMAGING | FUJIFILM INDONESIA, PT. | GN00001905 | RSUD TIDAR KAB MAGELANG | YOGYAKARTA | YOGYAKARTA | YOGYAKARTA | MAIN UNIT | CUSTOMER | - |  | 9 November 2022 |  | 4 October 2022 | ANTONIUS SAGITA - KALIBRASI | 10 October 2023 | ANDI ISMAIL - SPV TSE TIMUR | ACTIVE
26559108 | FDRSM | DRYPIX SMART | IMAGING | FUJIFILM INDONESIA, PT. | GN00002986 | RDC PUSAT - RAWAGELAM | PUSAT | DKI JAKARTA | JAKARTA TIMUR | MAIN UNIT | EMP | - |  | - |  | 4 October 2022 | ANTONIUS SAGITA - KALIBRASI | - |  | ACTIVE
266/XII/13 | TE014 |  |  |  | GN00001906 | RSUD KAB SLEMAN | YOGYAKARTA | YOGYAKARTA | YOGYAKARTA | MAIN UNIT | CUSTOMER | - |  | 21 December 2013 |  | - |  | - |  | INACTIVE
26636118 | FCP12 | PRIMA CONSOLE CL A12 | IMAGING | FUJIFILM INDONESIA, PT. | GN00002986 | RDC PUSAT - RAWAGELAM | PUSAT | DKI JAKARTA | JAKARTA TIMUR | MAIN UNIT | EMP | - |  | - |  | 4 October 2022 | ANTONIUS SAGITA - KALIBRASI | - |  | ACTIVE
26636119 | FCP12 | PRIMA CONSOLE CL A12 | IMAGING | FUJIFILM INDONESIA, PT. | GN00002986 | RDC PUSAT - RAWAGELAM | PUSAT | DKI JAKARTA | JAKARTA TIMUR | MAIN UNIT | EMP | - |  | - |  | 4 October 2022 | ANTONIUS SAGITA - KALIBRASI | - |  | ACTIVE
26636122 | FCP12 | PRIMA CONSOLE CL A12 | IMAGING | FUJIFILM INDONESIA, PT. | GN00006006 | RSB MUHAMMADIYAH KODYA CIREBON | CIREBON | JAWA BARAT | CIREBON | MAIN UNIT | CUSTOMER | - |  | 11 January 2024 |  | 4 October 2022 | ANTONIUS SAGITA - KALIBRASI | 15 January 2024 | SAHID DERMAWAN - SPV TSE BARAT | ACTIVE
26636124 | FCP12 | PRIMA CONSOLE CL A12 | IMAGING | FUJIFILM INDONESIA, PT. | GN22080010 | KLINIK JANTUNG HASNA MEDIKA SUBANG | BANDUNG-2 | JAWA BARAT | BANDUNG | MAIN UNIT | CUSTOMER | - |  | 19 April 2024 |  | 4 October 2022 | ANTONIUS SAGITA - KALIBRASI | 22 April 2024 | SAHID DERMAWAN - SPV TSE BARAT | ACTIVE
26636125 | FCP12 | PRIMA CONSOLE CL A12 | IMAGING | FUJIFILM INDONESIA, PT. | GN23110008 | KLINIK JANTUNG HASNA MEDIKA BANDUNG | BANDUNG | JAWA BARAT | BANDUNG | MAIN UNIT | CUSTOMER | - |  | 17 May 2024 |  | 4 October 2022 | ANTONIUS SAGITA - KALIBRASI | 24 May 2024 | SAHID DERMAWAN - SPV TSE BARAT | ACTIVE
26636127 | FCP12 | PRIMA CONSOLE CL A12 | IMAGING | FUJIFILM INDONESIA, PT. | GN00000052 | RS ISLAM METRO | BANDAR LAMPUNG | LAMPUNG | BANDAR LAMPUNG | MAIN UNIT | CUSTOMER | - |  | 13 June 2024 |  | 4 October 2022 | ANTONIUS SAGITA - KALIBRASI | 24 June 2024 | SAHID DERMAWAN - SPV TSE BARAT | ACTIVE
26636128 | FCP12 | PRIMA CONSOLE CL A12 | IMAGING | FUJIFILM INDONESIA, PT. | GN00002986 | RDC PUSAT - RAWAGELAM | PUSAT | DKI JAKARTA | JAKARTA TIMUR | MAIN UNIT | EMP | - |  | - |  | 4 October 2022 | ANTONIUS SAGITA - KALIBRASI | - |  | ACTIVE
267/I/13 | TM01U | Infant Incubator Tsn910Sc |  |  | GN00008621 | PUSKESMAS PONED | BANDUNG | JAWA BARAT | BANDUNG | MAIN UNIT | CUSTOMER | 5 May 2015 | SUKMA WIJAYA - TSE | 21 October 2011 |  | 5 May 2015 | SUKMA WIJAYA - TSE | - |  | ACTIVE
267/X/13 | TE014 |  |  |  | GN00003419 | DINAS KESEHATAN KOTA. PEKALONGAN | TEGAL | JAWA TENGAH | PEKALONGAN | MAIN UNIT | CUSTOMER | - |  | 1 May 2013 |  | - |  | - |  | INACTIVE
26741798 | FRXL2 | CAPSULA XL2 | IMAGING | FUJIFILM INDONESIA, PT. | GN20110009 | RS Hermina Samarinda | SAMARINDA | KALIMANTAN TIMUR | SAMARINDA | MAIN UNIT | CUSTOMER | - |  | 13 October 2023 |  | 25 September 2023 | ARIEF SETIAWAN - TSE CP | 16 October 2023 | ANDI ISMAIL - SPV TSE TIMUR | ACTIVE
26741799 | FRXL2 | CAPSULA XL2 | IMAGING | FUJIFILM INDONESIA, PT. | GN19010005 | RS HERMINA MAKASSAR | MAKASSAR | SULAWESI SELATAN | MAKASSAR | MAIN UNIT | CUSTOMER | - |  | 18 September 2025 |  | 26 September 2023 | ARIEF SETIAWAN - TSE CP | 2 October 2025 | SAHID DERMAWAN - SPV TSE BARAT | ACTIVE
268/VI/14 | TE021 |  |  |  | GN00000522 | RSUD DR. SOETIJONO BLORA | SEMARANG | JAWA TENGAH | BLORA | MAIN UNIT | CUSTOMER | - |  | 10 November 2014 |  | - |  | - |  | INACTIVE
26859611 | FDRSM | DRYPIX SMART | IMAGING | FUJIFILM INDONESIA, PT. | GN00002986 | RDC PUSAT - RAWAGELAM | PUSAT | DKI JAKARTA | JAKARTA TIMUR | MAIN UNIT | EMP | 9 November 2022 | ANTONIUS SAGITA - KALIBRASI | - |  | 23 March 2023 |  | - |  | ACTIVE
26859613 | FDRSM | DRYPIX SMART | IMAGING | FUJIFILM INDONESIA, PT. | GN00002986 | RDC PUSAT - RAWAGELAM | PUSAT | DKI JAKARTA | JAKARTA TIMUR | MAIN UNIT | EMP | 9 November 2022 | ANTONIUS SAGITA - KALIBRASI | - |  | 23 March 2023 |  | - |  | ACTIVE
26859614 | FDRSM | DRYPIX SMART | IMAGING | FUJIFILM INDONESIA, PT. | GN00002986 | RDC PUSAT - RAWAGELAM | PUSAT | DKI JAKARTA | JAKARTA TIMUR | MAIN UNIT | EMP | 9 November 2022 | ANTONIUS SAGITA - KALIBRASI | - |  | 23 March 2023 |  | - |  | ACTIVE
26859616 | FDRSM | DRYPIX SMART | IMAGING | FUJIFILM INDONESIA, PT. | GN19010031 | RSUD PRATAMA ANUGERAH KOTA TOMOHON | MANADO | SULAWESI UTARA | MANADO | MAIN UNIT | CUSTOMER | 9 November 2022 | ANTONIUS SAGITA - KALIBRASI | 27 July 2023 |  | 23 March 2023 |  | 14 October 2023 | ANDI ISMAIL - SPV TSE TIMUR | ACTIVE
26859619 | FDRSM | DRYPIX SMART | IMAGING | FUJIFILM INDONESIA, PT. | GN00002986 | RDC PUSAT - RAWAGELAM | PUSAT | DKI JAKARTA | JAKARTA TIMUR | MAIN UNIT | EMP | 9 November 2022 | ANTONIUS SAGITA - KALIBRASI | - |  | 23 March 2023 |  | - |  | ACTIVE
26859620 | FDRSM | DRYPIX SMART | IMAGING | FUJIFILM INDONESIA, PT. | GN00002986 | RDC PUSAT - RAWAGELAM | PUSAT | DKI JAKARTA | JAKARTA TIMUR | MAIN UNIT | EMP | 9 November 2022 | ANTONIUS SAGITA - KALIBRASI | - |  | 23 March 2023 |  | - |  | ACTIVE
26859626 | FDRSM | DRYPIX SMART | IMAGING | FUJIFILM INDONESIA, PT. | GN00002986 | RDC PUSAT - RAWAGELAM | PUSAT | DKI JAKARTA | JAKARTA TIMUR | MAIN UNIT | EMP | 9 November 2022 | ANTONIUS SAGITA - KALIBRASI | - |  | 23 March 2023 |  | - |  | ACTIVE
26859631 | FDRSM | DRYPIX SMART | IMAGING | FUJIFILM INDONESIA, PT. | GN00001326 | RS SITI ASIYAH | PURWOKERTO | JAWA TENGAH | BREBES | MAIN UNIT | CUSTOMER | 9 November 2022 | ANTONIUS SAGITA - KALIBRASI | 9 November 2022 |  | 23 March 2023 |  | 25 January 2025 | ANDI ISMAIL - SPV TSE TIMUR | ACTIVE
26859632 | FDRSM | DRYPIX SMART | IMAGING | FUJIFILM INDONESIA, PT. | GN00002986 | RDC PUSAT - RAWAGELAM | PUSAT | DKI JAKARTA | JAKARTA TIMUR | MAIN UNIT | EMP | 9 November 2022 | ANTONIUS SAGITA - KALIBRASI | - |  | 23 March 2023 |  | - |  | ACTIVE
26859637 | FDRSM | DRYPIX SMART | IMAGING | FUJIFILM INDONESIA, PT. | GN00002986 | RDC PUSAT - RAWAGELAM | PUSAT | DKI JAKARTA | JAKARTA TIMUR | MAIN UNIT | EMP | 9 November 2022 | ANTONIUS SAGITA - KALIBRASI | - |  | 23 March 2023 |  | - |  | ACTIVE
26859640 | FDRSM | DRYPIX SMART | IMAGING | FUJIFILM INDONESIA, PT. | GN00002986 | RDC PUSAT - RAWAGELAM | PUSAT | DKI JAKARTA | JAKARTA TIMUR | MAIN UNIT | EMP | 9 November 2022 | ANTONIUS SAGITA - KALIBRASI | - |  | 23 March 2023 |  | - |  | ACTIVE
26859643 | FDRSM | DRYPIX SMART | IMAGING | FUJIFILM INDONESIA, PT. | GN00002663 | RSUD DR SOEDIRMAN KEBUMEN | PURWOKERTO | JAWA TENGAH | PURWOKERTO | MAIN UNIT | CUSTOMER | 9 November 2022 | ANTONIUS SAGITA - KALIBRASI | 13 January 2023 |  | 23 March 2023 |  | 12 October 2023 | ANDI ISMAIL - SPV TSE TIMUR | ACTIVE
26859649 | FDRSM | DRYPIX SMART | IMAGING | FUJIFILM INDONESIA, PT. | GN00002986 | RDC PUSAT - RAWAGELAM | PUSAT | DKI JAKARTA | JAKARTA TIMUR | MAIN UNIT | EMP | 9 November 2022 | ANTONIUS SAGITA - KALIBRASI | - |  | 23 March 2023 |  | - |  | ACTIVE
26859651 | FDRSM | DRYPIX SMART | IMAGING | FUJIFILM INDONESIA, PT. | GN00001212 | RSUD BREBES | TEGAL | JAWA TENGAH | BREBES | MAIN UNIT | CUSTOMER | 9 November 2022 | ANTONIUS SAGITA - KALIBRASI | 11 April 2023 |  | 23 March 2023 |  | 12 October 2023 | ANDI ISMAIL - SPV TSE TIMUR | ACTIVE
26859652 | FDRSM | DRYPIX SMART | IMAGING | FUJIFILM INDONESIA, PT. | GN00000287 | RS LATERSIA | MEDAN | SUMATERA UTARA | BINJAI | MAIN UNIT | CUSTOMER | 9 November 2022 | ANTONIUS SAGITA - KALIBRASI | 13 September 2023 | BARITA P-SIMAMORA - TSE | 23 March 2023 |  | 13 September 2023 | BARITA P-SIMAMORA - TSE | ACTIVE
26859807 | FDRSM | DRYPIX SMART | IMAGING | FUJIFILM INDONESIA, PT. | GN22090003 | KLINIK PPK 1 DENKESYAH SAMARINDA | SAMARINDA | KALIMANTAN TIMUR | SAMARINDA | MAIN UNIT | CUSTOMER | - |  | 10 August 2023 |  | 9 March 2023 | ANTONIUS SAGITA - KALIBRASI | 14 October 2023 | ANDI ISMAIL - SPV TSE TIMUR | ACTIVE
26859811 | FDRSM | DRYPIX SMART | IMAGING | FUJIFILM INDONESIA, PT. | GN00002986 | RDC PUSAT - RAWAGELAM | PUSAT | DKI JAKARTA | JAKARTA TIMUR | MAIN UNIT | EMP | - |  | - |  | 9 March 2023 | ANTONIUS SAGITA - KALIBRASI | - |  | ACTIVE
26859816 | FDRSM | DRYPIX SMART | IMAGING | FUJIFILM INDONESIA, PT. | GN22090034 | RS BHAYANGKARA NGANJUK | KEDIRI | JAWA TIMUR | KEDIRI | MAIN UNIT | CUSTOMER | - |  | 8 February 2023 |  | 9 March 2023 | ANTONIUS SAGITA - KALIBRASI | 12 October 2023 | ANDI ISMAIL - SPV TSE TIMUR | ACTIVE
26859818 | FDRSM | DRYPIX SMART | IMAGING | FUJIFILM INDONESIA, PT. | GN00000005 | RSUD KARAWANG | BEKASI | JAWA BARAT | BEKASI | MAIN UNIT | CUSTOMER | - |  | 13 September 2023 | GATOT SURYA ADIPUTRA - TSE | 9 March 2023 | ANTONIUS SAGITA - KALIBRASI | 13 September 2023 | GATOT SURYA ADIPUTRA - TSE | ACTIVE
26859821 | FDRSM | DRYPIX SMART | IMAGING | FUJIFILM INDONESIA, PT. | GN00002986 | RDC PUSAT - RAWAGELAM | PUSAT | DKI JAKARTA | JAKARTA TIMUR | MAIN UNIT | EMP | - |  | - |  | 9 March 2023 | ANTONIUS SAGITA - KALIBRASI | - |  | ACTIVE
26859825 | FDRSM | DRYPIX SMART | IMAGING | FUJIFILM INDONESIA, PT. | GN00002986 | RDC PUSAT - RAWAGELAM | PUSAT | DKI JAKARTA | JAKARTA TIMUR | MAIN UNIT | EMP | - |  | - |  | 9 March 2023 | ANTONIUS SAGITA - KALIBRASI | - |  | ACTIVE
26859836 | FDRSM | DRYPIX SMART | IMAGING | FUJIFILM INDONESIA, PT. | GN00000450 | RSUD SABANG | BANDA ACEH | ACEH | SABANG | MAIN UNIT | CUSTOMER | - |  | 15 May 2023 |  | 9 March 2023 | ANTONIUS SAGITA - KALIBRASI | 20 October 2023 | SAHID DERMAWAN - SPV TSE BARAT | ACTIVE
26859837 | FDRSM | DRYPIX SMART | IMAGING | FUJIFILM INDONESIA, PT. | GN00001105 | RS ST ELISABETH | BEKASI | JAWA BARAT | BEKASI | MAIN UNIT | CUSTOMER | - |  | 5 September 2023 |  | 9 March 2023 | ANTONIUS SAGITA - KALIBRASI | 9 October 2023 | SAHID DERMAWAN - SPV TSE BARAT | ACTIVE
26859839 | FDRSM | DRYPIX SMART | IMAGING | FUJIFILM INDONESIA, PT. | GN00003469 | RS BESEMAH PAGARALAM | PALEMBANG | SUMATERA SELATAN | PALEMBANG | MAIN UNIT | CUSTOMER | - |  | 9 May 2023 | SELAMAT SIPAHUTAR - TSE | 9 March 2023 | ANTONIUS SAGITA - KALIBRASI | 20 October 2023 | SAHID DERMAWAN - SPV TSE BARAT | ACTIVE
26859862 | FDRSM | DRYPIX SMART | IMAGING | FUJIFILM INDONESIA, PT. | GN22050005 | PT AISHY AND SON | BANDA ACEH | ACEH | BANDA ACEH | MAIN UNIT | CUSTOMER | - |  | 25 May 2023 |  | 9 March 2023 | ANTONIUS SAGITA - KALIBRASI | 20 October 2023 | SAHID DERMAWAN - SPV TSE BARAT | ACTIVE
26892 | SM325 |  |  |  | GN00007128 | BIOMOLEKULER BBPBAP JEPARA | SEMARANG | JAWA TENGAH | JEPARA | MAIN UNIT | CUSTOMER | 3 May 2016 | TRIYONO - TSE AREA BARAT | 4 June 2015 |  | 3 May 2016 | TRIYONO - TSE AREA BARAT | - |  | INACTIVE
268K1505 | FCRT2 | CR IR 392 RU2 PNTM = : E (PRIMA T2) | IMAGING | FUJIFILM INDONESIA, PT. | GN00002986 | RDC PUSAT - RAWAGELAM | PUSAT | DKI JAKARTA | JAKARTA TIMUR | MAIN UNIT | EMP | - |  | - |  | 29 March 2023 | ARIEF SETIAWAN - TSE CP | - |  | ACTIVE
268K1506 | FCRT2 | CR IR 392 RU2 PNTM = : E (PRIMA T2) | IMAGING | FUJIFILM INDONESIA, PT. | GN00002986 | RDC PUSAT - RAWAGELAM | PUSAT | DKI JAKARTA | JAKARTA TIMUR | MAIN UNIT | EMP | - |  | - |  | 29 March 2023 | ARIEF SETIAWAN - TSE CP | - |  | ACTIVE
268K1511 | FCRT2 | CR IR 392 RU2 PNTM = : E (PRIMA T2) | IMAGING | FUJIFILM INDONESIA, PT. | GN00007728 | RSIA MALEBU HUSADA | MAKASSAR | SULAWESI SELATAN | MAKASSAR | MAIN UNIT | CUSTOMER | - |  | 12 October 2023 |  | 30 June 2023 | ARIEF SETIAWAN - TSE CP | 16 October 2023 | ANDI ISMAIL - SPV TSE TIMUR | ACTIVE
268K1512 | FCRT2 | CR IR 392 RU2 PNTM = : E (PRIMA T2) | IMAGING | FUJIFILM INDONESIA, PT. | GN00011813 | RS AL ISLAM AWIBITUNG | BANDUNG | JAWA BARAT | BANDUNG | MAIN UNIT | CUSTOMER | - |  | 16 August 2023 |  | 30 June 2023 | ARIEF SETIAWAN - TSE CP | 16 October 2023 | SAHID DERMAWAN - SPV TSE BARAT | ACTIVE
268K1515 | FCRT2 | CR IR 392 RU2 PNTM = : E (PRIMA T2) | IMAGING | FUJIFILM INDONESIA, PT. | GN00002986 | RDC PUSAT - RAWAGELAM | PUSAT | DKI JAKARTA | JAKARTA TIMUR | MAIN UNIT | EMP | - |  | - |  | 29 March 2023 | ARIEF SETIAWAN - TSE CP | - |  | ACTIVE
268K1516 | FCRT2 | CR IR 392 RU2 PNTM = : E (PRIMA T2) | IMAGING | FUJIFILM INDONESIA, PT. | GN22050005 | PT AISHY AND SON | BANDA ACEH | ACEH | BANDA ACEH | MAIN UNIT | CUSTOMER | - |  | 25 May 2023 |  | 29 March 2023 | ARIEF SETIAWAN - TSE CP | 20 October 2023 | SAHID DERMAWAN - SPV TSE BARAT | ACTIVE
268K1517 | FCRT2 | CR IR 392 RU2 PNTM = : E (PRIMA T2) | IMAGING | FUJIFILM INDONESIA, PT. | GN00002986 | RDC PUSAT - RAWAGELAM | PUSAT | DKI JAKARTA | JAKARTA TIMUR | MAIN UNIT | EMP | - |  | - |  | 29 March 2023 | ARIEF SETIAWAN - TSE CP | - |  | ACTIVE
268K1518 | FCRT2 | CR IR 392 RU2 PNTM = : E (PRIMA T2) | IMAGING | FUJIFILM INDONESIA, PT. | GN22090021 | KLINIK BIOMEDILAB | JAKARTA-2 | DKI JAKARTA | JAKARTA BARAT | MAIN UNIT | CUSTOMER | - |  | 30 May 2023 |  | 29 March 2023 | ARIEF SETIAWAN - TSE CP | 20 October 2023 | SAHID DERMAWAN - SPV TSE BARAT | ACTIVE
268K1521 | FCP12 | PRIMA CONSOLE CL A12 | IMAGING | FUJIFILM INDONESIA, PT. | GN00002986 | RDC PUSAT - RAWAGELAM | PUSAT | DKI JAKARTA | JAKARTA TIMUR | MAIN UNIT | EMP | - |  | - |  | 28 June 2023 | ARIEF SETIAWAN - TSE CP | - |  | ACTIVE
268K1528 | FCRT2 | CR IR 392 RU2 PNTM = : E (PRIMA T2) | IMAGING | FUJIFILM INDONESIA, PT. | GN00002986 | RDC PUSAT - RAWAGELAM | PUSAT | DKI JAKARTA | JAKARTA TIMUR | MAIN UNIT | EMP | - |  | - |  | 30 June 2023 | ARIEF SETIAWAN - TSE CP | - |  | ACTIVE
268K1553 | FCRT2 | CR IR 392 RU2 PNTM = : E (PRIMA T2) | IMAGING | FUJIFILM INDONESIA, PT. | GN00002986 | RDC PUSAT - RAWAGELAM | PUSAT | DKI JAKARTA | JAKARTA TIMUR | MAIN UNIT | EMP | - |  | - |  | 29 March 2023 | ARIEF SETIAWAN - TSE CP | - |  | ACTIVE
268K1557 | FCRT2 | CR IR 392 RU2 PNTM = : E (PRIMA T2) | IMAGING | FUJIFILM INDONESIA, PT. | GN00002986 | RDC PUSAT - RAWAGELAM | PUSAT | DKI JAKARTA | JAKARTA TIMUR | MAIN UNIT | EMP | - |  | - |  | 29 March 2023 | ARIEF SETIAWAN - TSE CP | - |  | ACTIVE
268K1574 | FCRT2 | CR IR 392 RU2 PNTM = : E (PRIMA T2) | IMAGING | FUJIFILM INDONESIA, PT. | GN00000102 | RSUD TAIS KAB.SELUMA ( RSUD SELUMA ) | BENGKULU | BENGKULU | BENGKULU | MAIN UNIT | CUSTOMER | - |  | 21 July 2023 |  | 29 March 2023 | ARIEF SETIAWAN - TSE CP | 19 October 2023 | SAHID DERMAWAN - SPV TSE BARAT | ACTIVE
268K1575 | FCRT2 | CR IR 392 RU2 PNTM = : E (PRIMA T2) | IMAGING | FUJIFILM INDONESIA, PT. | GN00002986 | RDC PUSAT - RAWAGELAM | PUSAT | DKI JAKARTA | JAKARTA TIMUR | MAIN UNIT | EMP | - |  | - |  | 29 March 2023 | ARIEF SETIAWAN - TSE CP | - |  | ACTIVE
268K1582 | FCRT2 | CR IR 392 RU2 PNTM = : E (PRIMA T2) | IMAGING | FUJIFILM INDONESIA, PT. | GN00002986 | RDC PUSAT - RAWAGELAM | PUSAT | DKI JAKARTA | JAKARTA TIMUR | MAIN UNIT | EMP | - |  | - |  | 29 March 2023 | ARIEF SETIAWAN - TSE CP | - |  | ACTIVE
268K1585 | FCRT2 | CR IR 392 RU2 PNTM = : E (PRIMA T2) | IMAGING | FUJIFILM INDONESIA, PT. | GN00002986 | RDC PUSAT - RAWAGELAM | PUSAT | DKI JAKARTA | JAKARTA TIMUR | MAIN UNIT | EMP | - |  | - |  | 29 March 2023 | ARIEF SETIAWAN - TSE CP | - |  | ACTIVE
268K1613 | FCRT2 | CR IR 392 RU2 PNTM = : E (PRIMA T2) | IMAGING | FUJIFILM INDONESIA, PT. | GN00002986 | RDC PUSAT - RAWAGELAM | PUSAT | DKI JAKARTA | JAKARTA TIMUR | MAIN UNIT | EMP | - |  | - |  | 1 December 2023 | ANTONIUS SAGITA - KALIBRASI | - |  | ACTIVE
268K1614 | FCRT2 | CR IR 392 RU2 PNTM = : E (PRIMA T2) | IMAGING | FUJIFILM INDONESIA, PT. | GN00002986 | RDC PUSAT - RAWAGELAM | PUSAT | DKI JAKARTA | JAKARTA TIMUR | MAIN UNIT | EMP | - |  | - |  | 29 March 2023 | ARIEF SETIAWAN - TSE CP | - |  | ACTIVE
268K1630 | FCRT2 | CR IR 392 RU2 PNTM = : E (PRIMA T2) | IMAGING | FUJIFILM INDONESIA, PT. | GN00002986 | RDC PUSAT - RAWAGELAM | PUSAT | DKI JAKARTA | JAKARTA TIMUR | MAIN UNIT | EMP | - |  | - |  | 1 December 2023 | ANTONIUS SAGITA - KALIBRASI | - |  | ACTIVE
268K1631 | FCRT2 | CR IR 392 RU2 PNTM = : E (PRIMA T2) | IMAGING | FUJIFILM INDONESIA, PT. | GN00000090 | RS MITRA HUSADA | BANDAR LAMPUNG | LAMPUNG | BANDAR LAMPUNG | MAIN UNIT | CUSTOMER | - |  | 23 January 2024 |  | 1 December 2023 | ANTONIUS SAGITA - KALIBRASI | 31 January 2024 | SAHID DERMAWAN - SPV TSE BARAT | ACTIVE
268K1636 | FCRT2 | CR IR 392 RU2 PNTM = : E (PRIMA T2) | IMAGING | FUJIFILM INDONESIA, PT. | GN00002986 | RDC PUSAT - RAWAGELAM | PUSAT | DKI JAKARTA | JAKARTA TIMUR | MAIN UNIT | EMP | - |  | - |  | 1 December 2023 | ANTONIUS SAGITA - KALIBRASI | - |  | ACTIVE
268K1639 | FCRT2 | CR IR 392 RU2 PNTM = : E (PRIMA T2) | IMAGING | FUJIFILM INDONESIA, PT. | GN00002986 | RDC PUSAT - RAWAGELAM | PUSAT | DKI JAKARTA | JAKARTA TIMUR | MAIN UNIT | EMP | - |  | - |  | 25 September 2023 | ARIEF SETIAWAN - TSE CP | - |  | ACTIVE
26936475 | FCP12 | PRIMA CONSOLE CL A12 | IMAGING | FUJIFILM INDONESIA, PT. | GN00002986 | RDC PUSAT - RAWAGELAM | PUSAT | DKI JAKARTA | JAKARTA TIMUR | MAIN UNIT | EMP | - |  | - |  | 25 September 2023 | ARIEF SETIAWAN - TSE CP | - |  | ACTIVE
26936476 | FCP12 | PRIMA CONSOLE CL A12 | IMAGING | FUJIFILM INDONESIA, PT. | GN00002986 | RDC PUSAT - RAWAGELAM | PUSAT | DKI JAKARTA | JAKARTA TIMUR | MAIN UNIT | EMP | - |  | - |  | 25 September 2023 | ARIEF SETIAWAN - TSE CP | - |  | ACTIVE
26936477 | FCP12 | PRIMA CONSOLE CL A12 | IMAGING | FUJIFILM INDONESIA, PT. | GN00002986 | RDC PUSAT - RAWAGELAM | PUSAT | DKI JAKARTA | JAKARTA TIMUR | MAIN UNIT | EMP | - |  | - |  | 25 September 2023 | ARIEF SETIAWAN - TSE CP | - |  | ACTIVE
26936478 | FCP12 | PRIMA CONSOLE CL A12 | IMAGING | FUJIFILM INDONESIA, PT. | GN00002986 | RDC PUSAT - RAWAGELAM | PUSAT | DKI JAKARTA | JAKARTA TIMUR | MAIN UNIT | EMP | - |  | - |  | 25 September 2023 | ARIEF SETIAWAN - TSE CP | - |  | ACTIVE
26936480 | FCP12 | PRIMA CONSOLE CL A12 | IMAGING | FUJIFILM INDONESIA, PT. | GN00002986 | RDC PUSAT - RAWAGELAM | PUSAT | DKI JAKARTA | JAKARTA TIMUR | MAIN UNIT | EMP | - |  | - |  | 25 September 2023 | ARIEF SETIAWAN - TSE CP | - |  | ACTIVE
26936481 | FCP12 | PRIMA CONSOLE CL A12 | IMAGING | FUJIFILM INDONESIA, PT. | GN00002986 | RDC PUSAT - RAWAGELAM | PUSAT | DKI JAKARTA | JAKARTA TIMUR | MAIN UNIT | EMP | - |  | - |  | 25 September 2023 | ARIEF SETIAWAN - TSE CP | - |  | ACTIVE
26936482 | FCP12 | PRIMA CONSOLE CL A12 | IMAGING | FUJIFILM INDONESIA, PT. | GN00002986 | RDC PUSAT - RAWAGELAM | PUSAT | DKI JAKARTA | JAKARTA TIMUR | MAIN UNIT | EMP | - |  | - |  | 25 September 2023 | ARIEF SETIAWAN - TSE CP | - |  | ACTIVE
26936483 | FCP12 | PRIMA CONSOLE CL A12 | IMAGING | FUJIFILM INDONESIA, PT. | GN00002986 | RDC PUSAT - RAWAGELAM | PUSAT | DKI JAKARTA | JAKARTA TIMUR | MAIN UNIT | EMP | - |  | - |  | 25 September 2023 | ARIEF SETIAWAN - TSE CP | - |  | ACTIVE
26936484 | FCP12 | PRIMA CONSOLE CL A12 | IMAGING | FUJIFILM INDONESIA, PT. | GN00002986 | RDC PUSAT - RAWAGELAM | PUSAT | DKI JAKARTA | JAKARTA TIMUR | MAIN UNIT | EMP | - |  | - |  | 25 September 2023 | ARIEF SETIAWAN - TSE CP | - |  | ACTIVE
26936529 | FCP12 | PRIMA CONSOLE CL A12 | IMAGING | FUJIFILM INDONESIA, PT. | GN00002380 | RSUD KAYEN PATI | SEMARANG | JAWA TENGAH | SEMARANG | MAIN UNIT | CUSTOMER | - |  | 4 July 2024 |  | 28 June 2023 | ARIEF SETIAWAN - TSE CP | 5 July 2024 | ANDI ISMAIL - SPV TSE TIMUR | ACTIVE
26960576 | FDRSM | DRYPIX SMART | IMAGING | FUJIFILM INDONESIA, PT. | GN17040016 | RS PROF MULYANTO PENDIDIKAN UNIVERSITAS MATARAM | MATARAM | NUSA TENGGARA BARAT | MATARAM | MAIN UNIT | CUSTOMER | - |  | 30 May 2023 |  | 8 March 2023 | ANTONIUS SAGITA - KALIBRASI | 12 October 2023 | ANDI ISMAIL - SPV TSE TIMUR | ACTIVE
26960583 | FDRSM | DRYPIX SMART | IMAGING | FUJIFILM INDONESIA, PT. | GN00002986 | RDC PUSAT - RAWAGELAM | PUSAT | DKI JAKARTA | JAKARTA TIMUR | MAIN UNIT | EMP | - |  | - |  | 8 March 2023 | ANTONIUS SAGITA - KALIBRASI | - |  | ACTIVE
26960602 | FDRSM | DRYPIX SMART | IMAGING | FUJIFILM INDONESIA, PT. | GN00002986 | RDC PUSAT - RAWAGELAM | PUSAT | DKI JAKARTA | JAKARTA TIMUR | MAIN UNIT | EMP | - |  | - |  | 8 March 2023 | ANTONIUS SAGITA - KALIBRASI | - |  | ACTIVE
269K2892 | FCRT2 | CR IR 392 RU2 PNTM = : E (PRIMA T2) | IMAGING | FUJIFILM INDONESIA, PT. | GN22080010 | KLINIK JANTUNG HASNA MEDIKA SUBANG | BANDUNG-2 | JAWA BARAT | BANDUNG | MAIN UNIT | CUSTOMER | - |  | 19 April 2024 |  | 1 December 2023 | ANTONIUS SAGITA - KALIBRASI | 22 April 2024 | SAHID DERMAWAN - SPV TSE BARAT | ACTIVE
27/XII/13 | TE037 | OPERATING LAMP TSN 9304 S | IMAGING | TESENA INOVINDO, PT | GN00002419 | RS USU ( UNIVERSITAS SUMATERA UTARA ) | MEDAN | SUMATERA UTARA | MEDAN | MAIN UNIT | CUSTOMER | 7 July 2014 | ARBIANSYAH - TSE | 24 December 2013 |  | 7 July 2014 | ARBIANSYAH - TSE | - |  | ACTIVE
270/X/13 | TE014 |  |  |  | GN00000039 | RSUD KAB BELITUNG TIMUR | PANGKAL PINANG | KEPULAUAN BANGKA BELITUNG | BELITUNG TIMUR | MAIN UNIT | CUSTOMER | 26 December 2014 |  | 1 January 1900 |  | 26 December 2014 |  | - |  | INACTIVE
2702662 | NI16U | INFANT WARMER NIW 2000 | IMAGING | NAKAMURA MEDICAL | GN00002311 | RSU MUH ANWAR SUMENEP | SURABAYA-1 | JAWA TIMUR | SUMENEP | MAIN UNIT | CUSTOMER | 27 May 2015 | GANDHI YANRANGGA | 27 May 2015 |  | 27 May 2015 | GANDHI YANRANGGA | - |  | ACTIVE
2702663 | NI16U | INFANT WARMER NIW 2000 | IMAGING | NAKAMURA MEDICAL | GN00002311 | RSU MUH ANWAR SUMENEP | SURABAYA-1 | JAWA TIMUR | SUMENEP | MAIN UNIT | CUSTOMER | 27 May 2015 | GANDHI YANRANGGA | 27 May 2015 |  | 27 May 2015 | GANDHI YANRANGGA | - |  | ACTIVE
2702664 | NX16U |  |  |  | GN00010580 | RSUD ASY-SYIFA' SUMABAWA BARAT | MATARAM | NUSA TENGGARA BARAT | MATARAM | MAIN UNIT | CUSTOMER | - |  | 19 May 2015 |  | - |  | - |  | INACTIVE
2702667 | NI16U | INFANT WARMER NIW 2000 | IMAGING | NAKAMURA MEDICAL | GN00002311 | RSU MUH ANWAR SUMENEP | SURABAYA-1 | JAWA TIMUR | SUMENEP | MAIN UNIT | CUSTOMER | 27 May 2015 | GANDHI YANRANGGA | 27 May 2015 |  | 27 May 2015 | GANDHI YANRANGGA | - |  | ACTIVE
2703665 | NX16U |  |  |  | GN00001333 | RSUD BULELENG (RSUD SINGARAJA) | DENPASAR | BALI | BULELENG | MAIN UNIT | CUSTOMER | - |  | 21 April 2015 |  | - |  | - |  | INACTIVE
2703666 | NI16U | INFANT WARMER NIW 2000 | IMAGING | NAKAMURA MEDICAL | GN00010580 | RSUD ASY-SYIFA' SUMABAWA BARAT | MATARAM | NUSA TENGGARA BARAT | MATARAM | MAIN UNIT | CUSTOMER | 1 January 2016 | RAKHMAT | 20 May 2015 |  | 1 January 2016 | RAKHMAT | - |  | ACTIVE
2703667 | NI16U | INFANT WARMER NIW 2000 | IMAGING | NAKAMURA MEDICAL | GN00002629 | RSUP DR M DJAMIL | PADANG | SUMATERA BARAT | PADANG | MAIN UNIT | CUSTOMER | 26 June 2015 | MULKAN | 29 May 2015 |  | 26 June 2015 | MULKAN | - |  | ACTIVE
2704668 | NI16U | INFANT WARMER NIW 2000 | IMAGING | NAKAMURA MEDICAL | GN00010580 | RSUD ASY-SYIFA' SUMABAWA BARAT | MATARAM | NUSA TENGGARA BARAT | MATARAM | MAIN UNIT | CUSTOMER | 1 January 2016 | RAKHMAT | 20 May 2015 |  | 1 January 2016 | RAKHMAT | - |  | ACTIVE
2704669 | NI16U | INFANT WARMER NIW 2000 | IMAGING | NAKAMURA MEDICAL | GN00001512 | RSU DR. SOEBANDI | JEMBER | JAWA TIMUR | JEMBER | MAIN UNIT | CUSTOMER | 23 June 2015 | ZENZEN | 23 June 2015 |  | 23 June 2015 | ZENZEN | - |  | ACTIVE
2704670 | NI16U | INFANT WARMER NIW 2000 | IMAGING | NAKAMURA MEDICAL | GN00001214 | RSUD AJIBARANG | PURWOKERTO | JAWA TENGAH | BANYUMAS | MAIN UNIT | CUSTOMER | 6 July 2015 | ANDRIAS NUGROHO - TSE | 1 July 2015 |  | 6 July 2015 | ANDRIAS NUGROHO - TSE | - |  | ACTIVE
2704671 | NI16U | INFANT WARMER NIW 2000 | IMAGING | NAKAMURA MEDICAL | GN00001214 | RSUD AJIBARANG | PURWOKERTO | JAWA TENGAH | BANYUMAS | MAIN UNIT | CUSTOMER | - |  | 1 July 2015 |  | - |  | - |  | ACTIVE
2704672 | NI16U | INFANT WARMER NIW 2000 | IMAGING | NAKAMURA MEDICAL | GN00001214 | RSUD AJIBARANG | PURWOKERTO | JAWA TENGAH | BANYUMAS | MAIN UNIT | CUSTOMER | 6 July 2015 | DIAN FEBRIYANA - TSE | 1 July 2015 |  | 6 July 2015 | DIAN FEBRIYANA - TSE | - |  | ACTIVE
27056680 | NI16U | INFANT WARMER NIW 2000 | IMAGING | NAKAMURA MEDICAL | GN00000011 | RSUD BUDHI ASIH | JAKARTA-1 | DKI JAKARTA | JAKARTA TIMUR | MAIN UNIT | CUSTOMER | 25 August 2015 | IBNUL AZIZ - TSE | 25 August 2015 |  | 25 August 2015 | IBNUL AZIZ - TSE | - |  | ACTIVE
2705673 | NI16U | INFANT WARMER NIW 2000 | IMAGING | NAKAMURA MEDICAL | GN00002986 | RDC PUSAT - RAWAGELAM | PUSAT | DKI JAKARTA | JAKARTA TIMUR | MAIN UNIT | EMP | 9 June 2015 | ANTONIUS SAGITA - KALIBRASI | 1 January 1900 |  | 9 June 2015 | ANTONIUS SAGITA - KALIBRASI | - |  | ACTIVE
2705674 | NI16U | INFANT WARMER NIW 2000 | IMAGING | NAKAMURA MEDICAL | GN00002464 | RSUD DR HARJONO S PONOROGO | KEDIRI | JAWA TIMUR | PONOROGO | MAIN UNIT | CUSTOMER | - |  | 24 June 2015 |  | - |  | - |  | ACTIVE
2705675 | NI16U | INFANT WARMER NIW 2000 | IMAGING | NAKAMURA MEDICAL | GN00002777 | RSU HAJI SURABAYA | SURABAYA-2 | JAWA TIMUR | SURABAYA | MAIN UNIT | CUSTOMER | - |  | 6 August 2015 |  | - |  | - |  | ACTIVE
2705676 | NI16U | INFANT WARMER NIW 2000 | IMAGING | NAKAMURA MEDICAL | GN00002986 | RDC PUSAT - RAWAGELAM | PUSAT | DKI JAKARTA | JAKARTA TIMUR | MAIN UNIT | EMP | 9 June 2015 | ANTONIUS SAGITA - KALIBRASI | 1 January 1900 |  | 9 June 2015 | ANTONIUS SAGITA - KALIBRASI | - |  | ACTIVE
2705677 | NI16U | INFANT WARMER NIW 2000 | IMAGING | NAKAMURA MEDICAL | GN00002464 | RSUD DR HARJONO S PONOROGO | KEDIRI | JAWA TIMUR | PONOROGO | MAIN UNIT | CUSTOMER | - |  | 24 June 2015 |  | - |  | - |  | ACTIVE
2705678 | NI16U | INFANT WARMER NIW 2000 | IMAGING | NAKAMURA MEDICAL | GN00000011 | RSUD BUDHI ASIH | JAKARTA-1 | DKI JAKARTA | JAKARTA TIMUR | MAIN UNIT | CUSTOMER | 25 August 2015 | IBNUL AZIZ - TSE | 25 August 2015 |  | 25 August 2015 | IBNUL AZIZ - TSE | - |  | ACTIVE
2706679 | NI16U | INFANT WARMER NIW 2000 | IMAGING | NAKAMURA MEDICAL | GN00000011 | RSUD BUDHI ASIH | JAKARTA-1 | DKI JAKARTA | JAKARTA TIMUR | MAIN UNIT | CUSTOMER | 25 August 2015 | IBNUL AZIZ - TSE | 25 August 2015 |  | 25 August 2015 | IBNUL AZIZ - TSE | - |  | ACTIVE
2706680 | NX16U |  |  |  | GN00002986 | RDC PUSAT - RAWAGELAM | PUSAT | DKI JAKARTA | JAKARTA TIMUR | MAIN UNIT | EMP | 28 July 2015 | TRIYONO - TSE AREA BARAT | 1 January 1900 |  | 28 July 2015 | TRIYONO - TSE AREA BARAT | - |  | INACTIVE
2706681 | NI16U | INFANT WARMER NIW 2000 | IMAGING | NAKAMURA MEDICAL | GN00000011 | RSUD BUDHI ASIH | JAKARTA-1 | DKI JAKARTA | JAKARTA TIMUR | MAIN UNIT | CUSTOMER | 25 August 2015 | IBNUL AZIZ - TSE | 25 August 2015 |  | 25 August 2015 | IBNUL AZIZ - TSE | - |  | ACTIVE
2706682 | NI16U | INFANT WARMER NIW 2000 | IMAGING | NAKAMURA MEDICAL | GN00000011 | RSUD BUDHI ASIH | JAKARTA-1 | DKI JAKARTA | JAKARTA TIMUR | MAIN UNIT | CUSTOMER | 25 August 2015 | IBNUL AZIZ - TSE | 25 August 2015 |  | 25 August 2015 | IBNUL AZIZ - TSE | - |  | ACTIVE
2706683 | NX16U |  |  |  | GN00000629 | RSUD ULIN | BANJARMASIN | KALIMANTAN SELATAN | BANJARMASIN | MAIN UNIT | CUSTOMER | - |  | 15 September 2015 |  | - |  | - |  | INACTIVE
2706684 | NX16U |  |  |  | GN00000629 | RSUD ULIN | BANJARMASIN | KALIMANTAN SELATAN | BANJARMASIN | MAIN UNIT | CUSTOMER | - |  | 15 September 2015 |  | - |  | - |  | INACTIVE
2706685 | NX16U |  |  |  | GN00000629 | RSUD ULIN | BANJARMASIN | KALIMANTAN SELATAN | BANJARMASIN | MAIN UNIT | CUSTOMER | - |  | 15 September 2015 |  | - |  | - |  | INACTIVE
2706686 | NX16U |  |  |  | GN00002986 | RDC PUSAT - RAWAGELAM | PUSAT | DKI JAKARTA | JAKARTA TIMUR | MAIN UNIT | EMP | 28 July 2015 | TRIYONO - TSE AREA BARAT | 1 January 1900 |  | 28 July 2015 | TRIYONO - TSE AREA BARAT | - |  | INACTIVE
2706687 | NX16U |  |  |  | GN00002986 | RDC PUSAT - RAWAGELAM | PUSAT | DKI JAKARTA | JAKARTA TIMUR | MAIN UNIT | EMP | 28 July 2015 | TRIYONO - TSE AREA BARAT | 1 January 1900 |  | 28 July 2015 | TRIYONO - TSE AREA BARAT | - |  | INACTIVE
2706688 | NI16U | INFANT WARMER NIW 2000 | IMAGING | NAKAMURA MEDICAL | GN00000026 | RSUD KABUPATEN TANJUNG BALAI KARIMUN ( RSUD KARIMUN ) | BATAM | KEPULAUAN RIAU | KARIMUN | MAIN UNIT | CUSTOMER | - |  | 24 November 2015 |  | - |  | - |  | ACTIVE
2706689 | NI16U | INFANT WARMER NIW 2000 | IMAGING | NAKAMURA MEDICAL | GN00000026 | RSUD KABUPATEN TANJUNG BALAI KARIMUN ( RSUD KARIMUN ) | BATAM | KEPULAUAN RIAU | KARIMUN | MAIN UNIT | CUSTOMER | 30 November 2015 | IBNUL AZIZ - TSE | 24 November 2015 |  | 30 November 2015 | IBNUL AZIZ - TSE | - |  | ACTIVE
2706690 | NI16U | INFANT WARMER NIW 2000 | IMAGING | NAKAMURA MEDICAL | GN00000629 | RSUD ULIN | BANJARMASIN | KALIMANTAN SELATAN | BANJARMASIN | MAIN UNIT | CUSTOMER | - |  | 5 November 2015 |  | - |  | - |  | ACTIVE
2706691 | NI16U | INFANT WARMER NIW 2000 | IMAGING | NAKAMURA MEDICAL | GN00000629 | RSUD ULIN | BANJARMASIN | KALIMANTAN SELATAN | BANJARMASIN | MAIN UNIT | CUSTOMER | - |  | 5 November 2015 |  | - |  | - |  | ACTIVE
2706692 | NI16U | INFANT WARMER NIW 2000 | IMAGING | NAKAMURA MEDICAL | GN00000629 | RSUD ULIN | BANJARMASIN | KALIMANTAN SELATAN | BANJARMASIN | MAIN UNIT | CUSTOMER | - |  | 5 November 2015 |  | - |  | - |  | ACTIVE
2706693 | NI16U | INFANT WARMER NIW 2000 | IMAGING | NAKAMURA MEDICAL | GN00002986 | RDC PUSAT - RAWAGELAM | PUSAT | DKI JAKARTA | JAKARTA TIMUR | MAIN UNIT | EMP | 25 August 2015 | ANTONIUS SAGITA - KALIBRASI | 1 January 1900 |  | 25 August 2015 | ANTONIUS SAGITA - KALIBRASI | - |  | ACTIVE
2706694 | NI16U | INFANT WARMER NIW 2000 | IMAGING | NAKAMURA MEDICAL | GN00002986 | RDC PUSAT - RAWAGELAM | PUSAT | DKI JAKARTA | JAKARTA TIMUR | MAIN UNIT | EMP | 25 August 2015 | ANTONIUS SAGITA - KALIBRASI | 1 January 1900 |  | 25 August 2015 | ANTONIUS SAGITA - KALIBRASI | - |  | ACTIVE
2706695 | NI16U | INFANT WARMER NIW 2000 | IMAGING | NAKAMURA MEDICAL | GN00006544 | RSUD DR HYULIDIN AWAY | BANDA ACEH | ACEH | BANDA ACEH | MAIN UNIT | CUSTOMER | 10 September 2015 | SATRIA KUSUMA - TSE | 11 May 2015 |  | 10 September 2015 | SATRIA KUSUMA - TSE | - |  | ACTIVE
2706696 | NI16U | INFANT WARMER NIW 2000 | IMAGING | NAKAMURA MEDICAL | GN00006544 | RSUD DR HYULIDIN AWAY | BANDA ACEH | ACEH | BANDA ACEH | MAIN UNIT | CUSTOMER | 10 September 2015 | SATRIA KUSUMA - TSE | 1 December 2015 |  | 10 September 2015 | SATRIA KUSUMA - TSE | - |  | ACTIVE
2706697 | NI16U | INFANT WARMER NIW 2000 | IMAGING | NAKAMURA MEDICAL | GN00000385 | RSUD TANJUNG PURA | MEDAN | SUMATERA UTARA | MEDAN | MAIN UNIT | CUSTOMER | 10 September 2015 | ARBIANSYAH - TSE | 11 December 2015 |  | 10 September 2015 | ARBIANSYAH - TSE | - |  | ACTIVE
2706698 | NI16U | INFANT WARMER NIW 2000 | IMAGING | NAKAMURA MEDICAL | GN00000385 | RSUD TANJUNG PURA | MEDAN | SUMATERA UTARA | MEDAN | MAIN UNIT | CUSTOMER | 10 September 2015 | ARBIANSYAH - TSE | 11 December 2015 |  | 10 September 2015 | ARBIANSYAH - TSE | - |  | ACTIVE
2706699 | NI16U | INFANT WARMER NIW 2000 | IMAGING | NAKAMURA MEDICAL | GN00000180 | RSU DUMAI | PEKAN BARU | RIAU | DUMAI | MAIN UNIT | CUSTOMER | 30 November 2015 | MULKAN | 30 November 2015 |  | 30 November 2015 | MULKAN | - |  | ACTIVE
2707700 | NI16U | INFANT WARMER NIW 2000 | IMAGING | NAKAMURA MEDICAL | GN00000180 | RSU DUMAI | PEKAN BARU | RIAU | DUMAI | MAIN UNIT | CUSTOMER | 30 November 2015 | MULKAN | 30 November 2015 |  | 30 November 2015 | MULKAN | - |  | ACTIVE
2707701 | NI16U | INFANT WARMER NIW 2000 | IMAGING | NAKAMURA MEDICAL | GN00000180 | RSU DUMAI | PEKAN BARU | RIAU | DUMAI | MAIN UNIT | CUSTOMER | 30 November 2015 | MULKAN | 30 November 2015 |  | 30 November 2015 | MULKAN | - |  | ACTIVE
2707702 | NI16U | INFANT WARMER NIW 2000 | IMAGING | NAKAMURA MEDICAL | GN00000180 | RSU DUMAI | PEKAN BARU | RIAU | DUMAI | MAIN UNIT | CUSTOMER | 30 November 2015 | MULKAN | 30 November 2015 |  | 30 November 2015 | MULKAN | - |  | ACTIVE
2709704 | NI16U | INFANT WARMER NIW 2000 | IMAGING | NAKAMURA MEDICAL | GN00008892 | PUSKESMAS KECAMATAN MAMPANG PRAPATAN | PEJATEN | DKI JAKARTA | JAKARTA SELATAN | MAIN UNIT | CUSTOMER | 1 October 2015 | TRIYONO - TSE AREA BARAT | 1 January 1900 |  | 1 October 2015 | TRIYONO - TSE AREA BARAT | - |  | ACTIVE
2709705 | NI16U | INFANT WARMER NIW 2000 | IMAGING | NAKAMURA MEDICAL | GN00002986 | RDC PUSAT - RAWAGELAM | PUSAT | DKI JAKARTA | JAKARTA TIMUR | MAIN UNIT | EMP | 1 October 2015 | ARIEF SETIAWAN - TSE CP | 1 January 1900 |  | 1 October 2015 | ARIEF SETIAWAN - TSE CP | - |  | ACTIVE
2709706 | NI16U | INFANT WARMER NIW 2000 | IMAGING | NAKAMURA MEDICAL | GN00001216 | RSUD BANJARNEGARA | PURWOKERTO | JAWA TENGAH | BANJARNEGARA | MAIN UNIT | CUSTOMER | - |  | 28 November 2015 |  | - |  | - |  | ACTIVE
2709707 | NI16U | INFANT WARMER NIW 2000 | IMAGING | NAKAMURA MEDICAL | GN00000153 | RSUD IBNU SUTOWO BATURAJA | PALEMBANG | SUMATERA SELATAN | BATURAJA | MAIN UNIT | CUSTOMER | 12 December 2015 | INDRA BUDI GUNAWAN | 12 December 2014 |  | 12 December 2015 | INDRA BUDI GUNAWAN | - |  | ACTIVE
2709708 | NI16U | INFANT WARMER NIW 2000 | IMAGING | NAKAMURA MEDICAL | GN00001216 | RSUD BANJARNEGARA | PURWOKERTO | JAWA TENGAH | BANJARNEGARA | MAIN UNIT | CUSTOMER | - |  | 28 November 2015 |  | - |  | - |  | ACTIVE
2709709 | NI16U | INFANT WARMER NIW 2000 | IMAGING | NAKAMURA MEDICAL | GN00001216 | RSUD BANJARNEGARA | PURWOKERTO | JAWA TENGAH | BANJARNEGARA | MAIN UNIT | CUSTOMER | - |  | 28 November 2015 |  | - |  | - |  | ACTIVE
2709710 | NI16U | INFANT WARMER NIW 2000 | IMAGING | NAKAMURA MEDICAL | GN00000153 | RSUD IBNU SUTOWO BATURAJA | PALEMBANG | SUMATERA SELATAN | BATURAJA | MAIN UNIT | CUSTOMER | 12 December 2015 | INDRA BUDI GUNAWAN | 12 January 2015 |  | 12 December 2015 | INDRA BUDI GUNAWAN | - |  | ACTIVE
2709711 | NX16U |  |  |  | GN00001509 | RSUD DR. ABDOER RAHEM | JEMBER | JAWA TIMUR | SITUBONDO | MAIN UNIT | CUSTOMER | 16 December 2015 | ZENZEN | 15 December 2015 |  | 16 December 2015 | ZENZEN | - |  | INACTIVE
2709712 | NX16U |  |  |  | GN00001512 | RSU DR. SOEBANDI | JEMBER | JAWA TIMUR | JEMBER | MAIN UNIT | CUSTOMER | 23 December 2015 | ZENZEN | 23 December 2015 |  | 23 December 2015 | ZENZEN | - |  | INACTIVE
2709713 | NX16U |  |  |  | GN00000153 | RSUD IBNU SUTOWO BATURAJA | PALEMBANG | SUMATERA SELATAN | BATURAJA | MAIN UNIT | CUSTOMER | 12 December 2015 | INDRA BUDI GUNAWAN | 12 December 2014 |  | 12 December 2015 | INDRA BUDI GUNAWAN | - |  | INACTIVE
2709714 | NI16U | INFANT WARMER NIW 2000 | IMAGING | NAKAMURA MEDICAL | GN00000969 | RSUD LEMBANG | BANDUNG | JAWA BARAT | PALEMBANG | MAIN UNIT | CUSTOMER | - |  | 3 December 2015 |  | - |  | - |  | ACTIVE
2709715 | NX16U |  |  |  | GN00002986 | RDC PUSAT - RAWAGELAM | PUSAT | DKI JAKARTA | JAKARTA TIMUR | MAIN UNIT | EMP | 5 November 2015 | ANASTASIA OCTAVIN | 1 January 1900 |  | 5 November 2015 | ANASTASIA OCTAVIN | - |  | INACTIVE
2709716 | NX16U |  |  |  | GN00001512 | RSU DR. SOEBANDI | JEMBER | JAWA TIMUR | JEMBER | MAIN UNIT | CUSTOMER | 23 December 2015 | ZENZEN | 23 December 2015 |  | 23 December 2015 | ZENZEN | - |  | INACTIVE
2709717 | NI16U | INFANT WARMER NIW 2000 | IMAGING | NAKAMURA MEDICAL | GN00001169 | RSUD MAJALENGKA | CIREBON | JAWA BARAT | MAJALENGKA | MAIN UNIT | CUSTOMER | 8 December 2015 | SUKMA WIJAYA - TSE | 8 December 2015 |  | 8 December 2015 | SUKMA WIJAYA - TSE | - |  | ACTIVE
271/I/13 | TE004 | INCUBATOR TSN910SCC | IMAGING | TESENA INOVINDO, PT | GN00000522 | RSUD DR. SOETIJONO BLORA | SEMARANG | JAWA TENGAH | BLORA | MAIN UNIT | CUSTOMER | 9 May 2014 | FIRMAN GEA | 1 January 1900 |  | 9 May 2014 | FIRMAN GEA | - |  | ACTIVE
271/XI/13 | TE014 |  |  |  | GN00000528 | RSUD DR LOEKMONOHADI KUDUS | KUDUS | JAWA TENGAH | KUDUS | MAIN UNIT | CUSTOMER | 29 March 2017 |  | 9 December 2013 |  | 29 March 2017 |  | - |  | INACTIVE
2710718 | NI16U | INFANT WARMER NIW 2000 | IMAGING | NAKAMURA MEDICAL | GN00001169 | RSUD MAJALENGKA | CIREBON | JAWA BARAT | MAJALENGKA | MAIN UNIT | CUSTOMER | 12 November 2015 | SUKMA WIJAYA - TSE | 8 December 2015 |  | 12 November 2015 | SUKMA WIJAYA - TSE | - |  | ACTIVE
2710719 | NX16U |  |  |  | GN00002986 | RDC PUSAT - RAWAGELAM | PUSAT | DKI JAKARTA | JAKARTA TIMUR | MAIN UNIT | EMP | 12 November 2015 | ANASTASIA OCTAVIN | 1 January 1900 |  | 12 November 2015 | ANASTASIA OCTAVIN | - |  | INACTIVE
2710720 | NI16U | INFANT WARMER NIW 2000 | IMAGING | NAKAMURA MEDICAL | GN00001241 | RSUD Dr. R. Sosodoro Djatikoesoemo | SURABAYA-1 | JAWA TIMUR | BOJONEGORO | MAIN UNIT | CUSTOMER | - |  | 10 December 2015 |  | - |  | - |  | ACTIVE
2710721 | NX16U |  |  |  | GN00001241 | RSUD Dr. R. Sosodoro Djatikoesoemo | SURABAYA-1 | JAWA TIMUR | BOJONEGORO | MAIN UNIT | CUSTOMER | - |  | 10 December 2015 |  | - |  | - |  | INACTIVE
2710722 | NX16U |  |  |  | GN00002986 | RDC PUSAT - RAWAGELAM | PUSAT | DKI JAKARTA | JAKARTA TIMUR | MAIN UNIT | EMP | 12 November 2015 | ANASTASIA OCTAVIN | 1 January 1900 |  | 12 November 2015 | ANASTASIA OCTAVIN | - |  | INACTIVE
2710723 | NX16U |  |  |  | GN00000972 | RSUD SUBANG | BANDUNG | JAWA BARAT | SUBANG | MAIN UNIT | CUSTOMER | 12 November 2015 | SUKMA WIJAYA - TSE | 4 December 2015 |  | 12 November 2015 | SUKMA WIJAYA - TSE | - |  | INACTIVE
2710724 | NX16U |  |  |  | GN00002986 | RDC PUSAT - RAWAGELAM | PUSAT | DKI JAKARTA | JAKARTA TIMUR | MAIN UNIT | EMP | 12 November 2015 | ANASTASIA OCTAVIN | 1 January 1900 |  | 12 November 2015 | ANASTASIA OCTAVIN | - |  | INACTIVE
2710725 | NX16U |  |  |  | GN00000972 | RSUD SUBANG | BANDUNG | JAWA BARAT | SUBANG | MAIN UNIT | CUSTOMER | 12 November 2015 | SUKMA WIJAYA - TSE | 4 December 2015 |  | 12 November 2015 | SUKMA WIJAYA - TSE | - |  | INACTIVE
2710726 | NX16U |  |  |  | GN00000972 | RSUD SUBANG | BANDUNG | JAWA BARAT | SUBANG | MAIN UNIT | CUSTOMER | 12 November 2015 | SUKMA WIJAYA - TSE | 4 December 2015 |  | 12 November 2015 | SUKMA WIJAYA - TSE | - |  | INACTIVE
2710727 | NX16U |  |  |  | GN00009526 | RSUD PRATAMA PARENGGEAN | BANJARMASIN | KALIMANTAN SELATAN | BANJARMASIN | MAIN UNIT | CUSTOMER | - |  | 15 December 2015 |  | - |  | - |  | INACTIVE
2710728 | NX16U |  |  |  | GN00002986 | RDC PUSAT - RAWAGELAM | PUSAT | DKI JAKARTA | JAKARTA TIMUR | MAIN UNIT | EMP | 12 November 2015 | ANASTASIA OCTAVIN | 1 January 1900 |  | 12 November 2015 | ANASTASIA OCTAVIN | - |  | INACTIVE
2710729 | NX16U |  |  |  | GN00003171 | RSUD KOTA MADIUN | KEDIRI | JAWA TIMUR | MADIUN | MAIN UNIT | CUSTOMER | - |  | 11 December 2015 |  | - |  | - |  | INACTIVE
2710730 | NX16U |  |  |  | GN00002986 | RDC PUSAT - RAWAGELAM | PUSAT | DKI JAKARTA | JAKARTA TIMUR | MAIN UNIT | EMP | 12 November 2015 | ANASTASIA OCTAVIN | 1 January 1900 |  | 12 November 2015 | ANASTASIA OCTAVIN | - |  | INACTIVE
2710731 | NX16U |  |  |  | GN00002986 | RDC PUSAT - RAWAGELAM | PUSAT | DKI JAKARTA | JAKARTA TIMUR | MAIN UNIT | EMP | 12 November 2015 | ANASTASIA OCTAVIN | 1 January 1900 |  | 12 November 2015 | ANASTASIA OCTAVIN | - |  | INACTIVE
2710732 | NX16U |  |  |  | GN00002986 | RDC PUSAT - RAWAGELAM | PUSAT | DKI JAKARTA | JAKARTA TIMUR | MAIN UNIT | EMP | 12 November 2015 | ANASTASIA OCTAVIN | 1 January 1900 |  | 12 November 2015 | ANASTASIA OCTAVIN | - |  | INACTIVE
2710733 | NX16U |  |  |  | GN00002986 | RDC PUSAT - RAWAGELAM | PUSAT | DKI JAKARTA | JAKARTA TIMUR | MAIN UNIT | EMP | 12 November 2015 | ANASTASIA OCTAVIN | 1 January 1900 |  | 12 November 2015 | ANASTASIA OCTAVIN | - |  | INACTIVE
2710734 | NX16U |  |  |  | GN00001220 | RSUP SANGLAH DENPASAR | DENPASAR | BALI | DENPASAR | MAIN UNIT | CUSTOMER | - |  | 6 June 2016 |  | - |  | - |  | INACTIVE
272/VII/14 | TE021 |  |  |  | GN00000522 | RSUD DR. SOETIJONO BLORA | SEMARANG | JAWA TENGAH | BLORA | MAIN UNIT | CUSTOMER | - |  | 10 November 2014 |  | - |  | - |  | INACTIVE
273/VII/10 | TE018 | WARMER TSN 89 IW | IMAGING | TESENA INOVINDO, PT | GN00002980 | RSUD REGIONAL PROV. SULBAR | PALU | SULAWESI TENGAH | PALU | MAIN UNIT | CUSTOMER | 10 April 2015 |  | 1 January 1900 |  | 10 April 2015 |  | - |  | ACTIVE
273/VII/10 T89IW | TM10U |  |  |  | GN00000868 | RSU PROV SULBAR | MAKASSAR | SULAWESI BARAT | MAMUJU | MAIN UNIT | CUSTOMER | 10 April 2015 |  | 1 January 1900 |  | 10 April 2015 |  | - |  | INACTIVE
273/VII/14 | TE021 |  |  |  | GN00000522 | RSUD DR. SOETIJONO BLORA | SEMARANG | JAWA TENGAH | BLORA | MAIN UNIT | CUSTOMER | - |  | 10 November 2014 |  | - |  | - |  | INACTIVE
27300113 | EM217 | EIZO RadiForce MX217 | PACS | TRIPUTRA TECHNO MED, PT. | GN00002986 | RDC PUSAT - RAWAGELAM | PUSAT | DKI JAKARTA | JAKARTA TIMUR | MAIN UNIT | EMP | - |  | - |  | 10 January 2024 | ANTONIUS SAGITA - KALIBRASI | - |  | ACTIVE
274/VII/14 | TE021 |  |  |  | GN00000522 | RSUD DR. SOETIJONO BLORA | SEMARANG | JAWA TENGAH | BLORA | MAIN UNIT | CUSTOMER | - |  | 10 November 2014 |  | - |  | - |  | INACTIVE
274/VIII/10 | TE018 | WARMER TSN 89 IW | IMAGING | TESENA INOVINDO, PT | GN00002980 | RSUD REGIONAL PROV. SULBAR | PALU | SULAWESI TENGAH | PALU | MAIN UNIT | CUSTOMER | 10 April 2015 |  | 1 January 1900 |  | 10 April 2015 |  | - |  | ACTIVE
274/VIII/10 T89IW | TM10U |  |  |  | GN00000868 | RSU PROV SULBAR | MAKASSAR | SULAWESI BARAT | MAMUJU | MAIN UNIT | CUSTOMER | 10 April 2015 |  | 1 January 1900 |  | 10 April 2015 |  | - |  | INACTIVE
275/XI/13 | TE014 |  |  |  | GN00003035 | RS. Yadika Kebayoran Lama | JAKARTA-2 | DKI JAKARTA | JAKARTA SELATAN | MAIN UNIT | CUSTOMER | 1 February 1990 | BUDI SUROSO - TSE | 4 December 2013 |  | 1 February 1990 | BUDI SUROSO - TSE | - |  | INACTIVE
27515 | 27515 | VITEK 2 COMPACT 15 | DIAGNOSTIC 1 | BIOMERIEUX, INC. | GN00002986 | RDC PUSAT - RAWAGELAM | PUSAT | DKI JAKARTA | JAKARTA TIMUR | MAIN UNIT | EMP | - |  | - |  | 5 August 2022 | LEO LANANG SIGIT - TSE CP | - |  | INACTIVE
276/XI/13 | TE014 |  |  |  | GN00003152 | RS TK IV CIJANTUNG KESDAM JAYA | JAKARTA-1 | DKI JAKARTA | JAKARTA TIMUR | MAIN UNIT | CUSTOMER | - |  | 17 December 2013 |  | - |  | - |  | INACTIVE
277/XIII/13 | TI705 |  |  |  | GN00002986 | RDC PUSAT - RAWAGELAM | PUSAT | DKI JAKARTA | JAKARTA TIMUR | MAIN UNIT | EMP | 10 October 2014 | ARIEF SETIAWAN - TSE CP | 1 January 1900 |  | 10 October 2014 | ARIEF SETIAWAN - TSE CP | - |  | INACTIVE
278/XII/13 | TE014 |  |  |  | GN00000528 | RSUD DR LOEKMONOHADI KUDUS | KUDUS | JAWA TENGAH | KUDUS | MAIN UNIT | CUSTOMER | 1 February 1990 | MUNADI - TSE | 9 December 2013 |  | 1 February 1990 | MUNADI - TSE | - |  | INACTIVE
2788 | CSWMT | X RAY CEILING WITH TABLE | IMAGING | BMI BIOMED. INT. SRL | GN00008485 | RSKP RESPIRA YOGYAKARTA | YOGYAKARTA | YOGYAKARTA | YOGYAKARTA | MAIN UNIT | CUSTOMER | - |  | 30 July 2015 |  | - |  | - |  | ACTIVE
2789 | CSWMT | X RAY CEILING WITH TABLE | IMAGING | BMI BIOMED. INT. SRL | GN00000522 | RSUD DR. SOETIJONO BLORA | SEMARANG | JAWA TENGAH | BLORA | MAIN UNIT | CUSTOMER | - |  | 24 July 2015 |  | - |  | - |  | ACTIVE
28/XII/13 | TE037 | OPERATING LAMP TSN 9304 S | IMAGING | TESENA INOVINDO, PT | GN00002915 | RS KEJAKSAAN | JAKARTA-2 | DKI JAKARTA | JAKARTA TIMUR | MAIN UNIT | CUSTOMER | - |  | 17 January 2014 |  | - |  | - |  | ACTIVE
280/XII/13 | TE014 |  |  |  | GN00003340 | RSUD PROF.DR. SOEKANDAR MOJOSARI | SURABAYA-2 | JAWA TIMUR | MOJOKERTO | MAIN UNIT | CUSTOMER | - |  | 1 January 1900 |  | - |  | - |  | INACTIVE
2804737 | NX16U |  |  |  | GN00001220 | RSUP SANGLAH DENPASAR | DENPASAR | BALI | DENPASAR | MAIN UNIT | CUSTOMER | - |  | 6 June 2016 |  | - |  | - |  | INACTIVE
2805243 | NX16U |  |  |  | GN00002986 | RDC PUSAT - RAWAGELAM | PUSAT | DKI JAKARTA | JAKARTA TIMUR | MAIN UNIT | EMP | 21 July 2016 | ARIEF SETIAWAN - TSE CP | 27 June 2016 |  | 21 July 2016 | ARIEF SETIAWAN - TSE CP | - |  | INACTIVE
2805244 | NX16U |  |  |  | GN00002986 | RDC PUSAT - RAWAGELAM | PUSAT | DKI JAKARTA | JAKARTA TIMUR | MAIN UNIT | EMP | 21 July 2016 | ARIEF SETIAWAN - TSE CP | 27 June 2016 |  | 21 July 2016 | ARIEF SETIAWAN - TSE CP | - |  | INACTIVE
2805344 | NI16U | INFANT WARMER NIW 2000 | IMAGING | NAKAMURA MEDICAL | GN00002986 | RDC PUSAT - RAWAGELAM | PUSAT | DKI JAKARTA | JAKARTA TIMUR | MAIN UNIT | EMP | 2 October 2019 | TRIYONO - TSE AREA BARAT | 27 June 2016 |  | 2 October 2019 | TRIYONO - TSE AREA BARAT | - |  | ACTIVE
2805738 | NI16U | INFANT WARMER NIW 2000 | IMAGING | NAKAMURA MEDICAL | GN00007059 | RSUD SAHUDIN KUTA CANE | BANDA ACEH | ACEH | KUTACANE | MAIN UNIT | CUSTOMER | - |  | 16 August 2016 |  | - |  | - |  | ACTIVE
2805739 | NI16U | INFANT WARMER NIW 2000 | IMAGING | NAKAMURA MEDICAL | GN00008551 | RSUD BAGAS WARAS KLATEN | YOGYAKARTA | YOGYAKARTA | YOGYAKARTA | MAIN UNIT | CUSTOMER | - |  | 25 July 2016 |  | - |  | - |  | ACTIVE
2805740 | NX16U |  |  |  | GN00000522 | RSUD DR. SOETIJONO BLORA | SEMARANG | JAWA TENGAH | BLORA | MAIN UNIT | CUSTOMER | 26 July 2016 | MUNADI - TSE | 26 July 2016 |  | 26 July 2016 | MUNADI - TSE | - |  | INACTIVE
2805741 | NI16U | INFANT WARMER NIW 2000 | IMAGING | NAKAMURA MEDICAL | GN00007059 | RSUD SAHUDIN KUTA CANE | BANDA ACEH | ACEH | KUTACANE | MAIN UNIT | CUSTOMER | - |  | 16 August 2016 |  | - |  | - |  | ACTIVE
2805742 | NI16U | INFANT WARMER NIW 2000 | IMAGING | NAKAMURA MEDICAL | GN00008551 | RSUD BAGAS WARAS KLATEN | YOGYAKARTA | YOGYAKARTA | YOGYAKARTA | MAIN UNIT | CUSTOMER | - |  | 25 July 2016 |  | - |  | - |  | ACTIVE
2805743 | NI16U | INFANT WARMER NIW 2000 | IMAGING | NAKAMURA MEDICAL | GN00008551 | RSUD BAGAS WARAS KLATEN | YOGYAKARTA | YOGYAKARTA | YOGYAKARTA | MAIN UNIT | CUSTOMER | - |  | 25 July 2016 |  | - |  | - |  | ACTIVE
2805744 | NI16U | INFANT WARMER NIW 2000 | IMAGING | NAKAMURA MEDICAL | GN00002986 | RDC PUSAT - RAWAGELAM | PUSAT | DKI JAKARTA | JAKARTA TIMUR | MAIN UNIT | EMP | 30 August 2016 | ANTONIUS SAGITA - KALIBRASI | 1 August 2016 |  | 30 August 2016 | ANTONIUS SAGITA - KALIBRASI | - |  | ACTIVE
2805745 | NX16U |  |  |  | GN00002986 | RDC PUSAT - RAWAGELAM | PUSAT | DKI JAKARTA | JAKARTA TIMUR | MAIN UNIT | EMP | 30 August 2016 | ANTONIUS SAGITA - KALIBRASI | 27 June 2016 |  | 30 August 2016 | ANTONIUS SAGITA - KALIBRASI | - |  | INACTIVE
2805746 | NX16U |  |  |  | GN00002986 | RDC PUSAT - RAWAGELAM | PUSAT | DKI JAKARTA | JAKARTA TIMUR | MAIN UNIT | EMP | 30 August 2016 | ANTONIUS SAGITA - KALIBRASI | 27 June 2016 |  | 30 August 2016 | ANTONIUS SAGITA - KALIBRASI | - |  | INACTIVE
2805747 | NX16U |  |  |  | GN00002986 | RDC PUSAT - RAWAGELAM | PUSAT | DKI JAKARTA | JAKARTA TIMUR | MAIN UNIT | EMP | 30 August 2016 | ANTONIUS SAGITA - KALIBRASI | 27 June 2016 |  | 30 August 2016 | ANTONIUS SAGITA - KALIBRASI | - |  | INACTIVE
2806748 | NX16U |  |  |  | GN00001413 | RSU DR TC HILLERS MAUMERE | KUPANG | NUSA TENGGARA TIMUR | MAUMERE | MAIN UNIT | CUSTOMER | 23 December 2016 | I KADEK - TSE | 23 December 2016 |  | 23 December 2016 | I KADEK - TSE | - |  | INACTIVE
2806749 | NX16U |  |  |  | GN00002986 | RDC PUSAT - RAWAGELAM | PUSAT | DKI JAKARTA | JAKARTA TIMUR | MAIN UNIT | EMP | 30 August 2016 | ANTONIUS SAGITA - KALIBRASI | 21 July 2016 |  | 30 August 2016 | ANTONIUS SAGITA - KALIBRASI | - |  | INACTIVE
2806750 | NX16U |  |  |  | GN00001413 | RSU DR TC HILLERS MAUMERE | KUPANG | NUSA TENGGARA TIMUR | MAUMERE | MAIN UNIT | CUSTOMER | 23 December 2016 | I KADEK - TSE | 23 December 2016 |  | 23 December 2016 | I KADEK - TSE | - |  | INACTIVE
2806751 | NX16U |  |  |  | GN00001413 | RSU DR TC HILLERS MAUMERE | KUPANG | NUSA TENGGARA TIMUR | MAUMERE | MAIN UNIT | CUSTOMER | 23 December 2016 | I KADEK - TSE | 23 December 2016 |  | 23 December 2016 | I KADEK - TSE | - |  | INACTIVE
2806752 | NI16U | INFANT WARMER NIW 2000 | IMAGING | NAKAMURA MEDICAL | GN00000630 | RSUD ANSYARI SALEH | BANJARMASIN | KALIMANTAN SELATAN | BANJARMASIN | MAIN UNIT | CUSTOMER | 17 July 2017 | SENDRA WIJAYA - IT | 21 July 2016 |  | 17 July 2017 | SENDRA WIJAYA - IT | - |  | ACTIVE
2806753 | NI16U | INFANT WARMER NIW 2000 | IMAGING | NAKAMURA MEDICAL | GN00000630 | RSUD ANSYARI SALEH | BANJARMASIN | KALIMANTAN SELATAN | BANJARMASIN | MAIN UNIT | CUSTOMER | 17 July 2017 | SENDRA WIJAYA - IT | 21 July 2016 |  | 17 July 2017 | SENDRA WIJAYA - IT | - |  | ACTIVE
2806754 | NX16U |  |  |  | GN00002986 | RDC PUSAT - RAWAGELAM | PUSAT | DKI JAKARTA | JAKARTA TIMUR | MAIN UNIT | EMP | 30 August 2016 | ANTONIUS SAGITA - KALIBRASI | 21 July 2016 |  | 30 August 2016 | ANTONIUS SAGITA - KALIBRASI | - |  | INACTIVE
2806755 | NI16U | INFANT WARMER NIW 2000 | IMAGING | NAKAMURA MEDICAL | GN00000101 | RSUD MUKO MUKO | BENGKULU | BENGKULU | BENGKULU | MAIN UNIT | CUSTOMER | - |  | 16 November 2017 |  | - |  | - |  | ACTIVE
2806756 | NX16U |  |  |  | GN00002986 | RDC PUSAT - RAWAGELAM | PUSAT | DKI JAKARTA | JAKARTA TIMUR | MAIN UNIT | EMP | 30 August 2016 | ANTONIUS SAGITA - KALIBRASI | 21 July 2016 |  | 30 August 2016 | ANTONIUS SAGITA - KALIBRASI | - |  | INACTIVE
2806757 | NX16U |  |  |  | GN00002986 | RDC PUSAT - RAWAGELAM | PUSAT | DKI JAKARTA | JAKARTA TIMUR | MAIN UNIT | EMP | 30 August 2016 | ANTONIUS SAGITA - KALIBRASI | 21 July 2016 |  | 30 August 2016 | ANTONIUS SAGITA - KALIBRASI | - |  | INACTIVE
28416115 | FDRLI | DRYPIX LITE | IMAGING | FUJIFILM INDONESIA, PT. | GN00002986 | RDC PUSAT - RAWAGELAM | PUSAT | DKI JAKARTA | JAKARTA TIMUR | MAIN UNIT | EMP | - |  | - |  | 20 July 2022 | ARIEF SETIAWAN - TSE CP | - |  | ACTIVE
28416117 | NI20P | DOPPLER FETUS DETECTOR KD 250 | IMAGING | NAKAMURA MEDICAL | GN00002986 | RDC PUSAT - RAWAGELAM | PUSAT | DKI JAKARTA | JAKARTA TIMUR | MAIN UNIT | EMP | - |  | - |  | 20 July 2022 | ARIEF SETIAWAN - TSE CP | - |  | ACTIVE
28517066 | FDRLI | DRYPIX LITE | IMAGING | FUJIFILM INDONESIA, PT. | GN22070023 | KLINIK DR JUENI | TANGERANG | BANTEN | TANGERANG | MAIN UNIT | CUSTOMER | - |  | 14 September 2023 | ADITIYA NOVANDRA - TSE | 22 September 2022 | ANTONIUS SAGITA - KALIBRASI | 14 September 2023 | ADITIYA NOVANDRA - TSE | ACTIVE
28517092 | FDRLI | DRYPIX LITE | IMAGING | FUJIFILM INDONESIA, PT. | GN23040003 | KLINIK ELTRIS PALOPO | MAKASSAR | SULAWESI SELATAN | MAKASSAR | MAIN UNIT | CUSTOMER | - |  | 22 December 2022 |  | 22 September 2022 | ANTONIUS SAGITA - KALIBRASI | 13 March 2024 | ANDI ISMAIL - SPV TSE TIMUR | ACTIVE
28724 | CPB59 | PARAFFIN SECTION - ROUND BATH |  |  | GN00001064 | RSUD R SYAMSUDIN SH | BOGOR | JAWA BARAT | SUKABUMI | MAIN UNIT | CUSTOMER | - |  | 1 January 2012 |  | - |  | - |  | ACTIVE
28818560 | FDRLI | DRYPIX LITE | IMAGING | FUJIFILM INDONESIA, PT. | GN22070032 | RS PENAWAR MEDIKA | BANDAR LAMPUNG | LAMPUNG | BANDAR LAMPUNG | MAIN UNIT | CUSTOMER | 11 November 2022 | ANTONIUS SAGITA - KALIBRASI | - |  | 23 March 2023 |  | - |  | ACTIVE
28818562 | FDRLI | DRYPIX LITE | IMAGING | FUJIFILM INDONESIA, PT. | GN00002986 | RDC PUSAT - RAWAGELAM | PUSAT | DKI JAKARTA | JAKARTA TIMUR | MAIN UNIT | EMP | 11 November 2022 | ANTONIUS SAGITA - KALIBRASI | - |  | 23 March 2023 |  | - |  | ACTIVE
28818563 | FDRLI | DRYPIX LITE | IMAGING | FUJIFILM INDONESIA, PT. | GN00002986 | RDC PUSAT - RAWAGELAM | PUSAT | DKI JAKARTA | JAKARTA TIMUR | MAIN UNIT | EMP | 11 November 2022 | ANTONIUS SAGITA - KALIBRASI | - |  | 23 March 2023 |  | - |  | ACTIVE
28818564 | FDRLI | DRYPIX LITE | IMAGING | FUJIFILM INDONESIA, PT. | GN00002986 | RDC PUSAT - RAWAGELAM | PUSAT | DKI JAKARTA | JAKARTA TIMUR | MAIN UNIT | EMP | 11 November 2022 | ANTONIUS SAGITA - KALIBRASI | - |  | 23 March 2023 |  | - |  | ACTIVE
2885 | CSWMT | X RAY CEILING WITH TABLE | IMAGING | BMI BIOMED. INT. SRL | GN00008197 | RSUD NYI AGENG SERANG KULON PROGO | YOGYAKARTA | YOGYAKARTA | YOGYAKARTA | MAIN UNIT | CUSTOMER | - |  | 23 December 2015 |  | - |  | - |  | ACTIVE
289/IX/10 | TE018 | WARMER TSN 89 IW | IMAGING | TESENA INOVINDO, PT | GN00001786 | RSUD DR SOEDIRAN MS WONOGIRI | SOLO | JAWA TENGAH | WONOGIRI | MAIN UNIT | CUSTOMER | 19 December 2014 | RAKHMAT | 1 January 1900 |  | 19 December 2014 | RAKHMAT | - |  | ACTIVE
289/VII/14/TSN015A | TE041 | EXAMINATION TSN 015 A | IMAGING | TESENA INOVINDO, PT | GN00006534 | DINAS KESEHATAN KAB/KOTA. BANGKA SELATAN | PANGKAL PINANG | KEPULAUAN BANGKA BELITUNG | BANGKA SELATAN | MAIN UNIT | CUSTOMER | - |  | 1 January 2015 |  | - |  | - |  | ACTIVE
2891 | CSWMT | X RAY CEILING WITH TABLE | IMAGING | BMI BIOMED. INT. SRL | GN00001512 | RSU DR. SOEBANDI | JEMBER | JAWA TIMUR | JEMBER | MAIN UNIT | CUSTOMER | 15 April 2016 | GANDHI YANRANGGA | 15 April 2016 |  | 15 April 2016 | GANDHI YANRANGGA | - |  | ACTIVE
28920392 | FDRLI | DRYPIX LITE | IMAGING | FUJIFILM INDONESIA, PT. | GN00002986 | RDC PUSAT - RAWAGELAM | PUSAT | DKI JAKARTA | JAKARTA TIMUR | MAIN UNIT | EMP | - |  | - |  | 31 March 2023 | ANTONIUS SAGITA - KALIBRASI | - |  | ACTIVE
28920393 | FDRLI | DRYPIX LITE | IMAGING | FUJIFILM INDONESIA, PT. | GN00002811 | RSIA HERMINA JATINEGARA | JAKARTA-1 | DKI JAKARTA | JAKARTA TIMUR | MAIN UNIT | CUSTOMER | - |  | 31 May 2023 | ARDI HERMAWAN - TSE CP | 31 March 2023 | ANTONIUS SAGITA - KALIBRASI | 20 October 2023 | SAHID DERMAWAN - SPV TSE BARAT | ACTIVE
28920412 | FDRLI | DRYPIX LITE | IMAGING | FUJIFILM INDONESIA, PT. | GN00002415 | RSU DR M MOHAMMAD DUNDA | MANADO | SULAWESI UTARA | GORONTALO | MAIN UNIT | CUSTOMER | - |  | 20 July 2023 |  | 31 March 2023 | ANTONIUS SAGITA - KALIBRASI | 14 October 2023 | ANDI ISMAIL - SPV TSE TIMUR | ACTIVE
28920415 | FDRLI | DRYPIX LITE | IMAGING | FUJIFILM INDONESIA, PT. | GN00007728 | RSIA MALEBU HUSADA | MAKASSAR | SULAWESI SELATAN | MAKASSAR | MAIN UNIT | CUSTOMER | - |  | 12 October 2023 |  | 31 March 2023 | ANTONIUS SAGITA - KALIBRASI | 16 October 2023 | ANDI ISMAIL - SPV TSE TIMUR | ACTIVE
28920416 | FDRLI | DRYPIX LITE | IMAGING | FUJIFILM INDONESIA, PT. | GN00002987 | Balai laboratorium Kesehatan ( BLK ) Palembang | PALEMBANG | SUMATERA SELATAN | PALEMBANG | MAIN UNIT | CUSTOMER | - |  | 4 September 2023 |  | 31 March 2023 | ANTONIUS SAGITA - KALIBRASI | 9 October 2023 | SAHID DERMAWAN - SPV TSE BARAT | ACTIVE
29/X/14 T900 GEU | TE029 | OBSTETRIC TSN 900 GEU | IMAGING | TESENA INOVINDO, PT | GN00003358 | RSU PRAYA | MATARAM | NUSA TENGGARA BARAT | PRAYA | MAIN UNIT | CUSTOMER | 18 December 2015 | RAKHMAT | 10 December 2015 |  | 18 December 2015 | RAKHMAT | - |  | ACTIVE
290/IX/10 | TE018 | WARMER TSN 89 IW | IMAGING | TESENA INOVINDO, PT | GN00001786 | RSUD DR SOEDIRAN MS WONOGIRI | SOLO | JAWA TENGAH | WONOGIRI | MAIN UNIT | CUSTOMER | 19 December 2014 | RAKHMAT | 1 January 1900 |  | 19 December 2014 | RAKHMAT | - |  | ACTIVE
29010384 | FDRSM | DRYPIX SMART | IMAGING | FUJIFILM INDONESIA, PT. | GN00000374 | RSUD KOTA PINANG - PEMATANG SIANTAR | PEMATANG SIANTAR | SUMATERA UTARA | PEMATANG SIANTAR | MAIN UNIT | CUSTOMER | - |  | 22 August 2023 |  | 28 June 2023 | ARIEF SETIAWAN - TSE CP | 16 October 2023 | SAHID DERMAWAN - SPV TSE BARAT | ACTIVE
29010387 | FDRSM | DRYPIX SMART | IMAGING | FUJIFILM INDONESIA, PT. | GN00012102 | RSUD IDAMAN BANJARBARU | BANJARMASIN | KALIMANTAN SELATAN | BANJARMASIN | MAIN UNIT | CUSTOMER | - |  | 22 August 2023 |  | 28 June 2023 | ARIEF SETIAWAN - TSE CP | 14 October 2023 | ANDI ISMAIL - SPV TSE TIMUR | ACTIVE
29010393 | FDRSM | DRYPIX SMART | IMAGING | FUJIFILM INDONESIA, PT. | GN00010262 | RSUD. KALABAHI | KUPANG | NUSA TENGGARA TIMUR | KUPANG | MAIN UNIT | CUSTOMER | - |  | 13 September 2023 |  | 28 June 2023 | ARIEF SETIAWAN - TSE CP | 14 October 2023 | ANDI ISMAIL - SPV TSE TIMUR | ACTIVE
29010395 | FDRSM | DRYPIX SMART | IMAGING | FUJIFILM INDONESIA, PT. | GN00002986 | RDC PUSAT - RAWAGELAM | PUSAT | DKI JAKARTA | JAKARTA TIMUR | MAIN UNIT | EMP | - |  | - |  | 8 March 2023 | ANTONIUS SAGITA - KALIBRASI | - |  | ACTIVE
29010408 | FDRSM | DRYPIX SMART | IMAGING | FUJIFILM INDONESIA, PT. | GN00002986 | RDC PUSAT - RAWAGELAM | PUSAT | DKI JAKARTA | JAKARTA TIMUR | MAIN UNIT | EMP | - |  | - |  | 8 March 2023 | ANTONIUS SAGITA - KALIBRASI | - |  | ACTIVE
29020539 | FDRLI | DRYPIX LITE | IMAGING | FUJIFILM INDONESIA, PT. | GN00002986 | RDC PUSAT - RAWAGELAM | PUSAT | DKI JAKARTA | JAKARTA TIMUR | MAIN UNIT | EMP | 22 December 2022 | MOHAMAD SUKARJO - TSE CP | - |  | 23 March 2023 |  | - |  | ACTIVE
29020563 | FDRLI | DRYPIX LITE | IMAGING | FUJIFILM INDONESIA, PT. | GN00002986 | RDC PUSAT - RAWAGELAM | PUSAT | DKI JAKARTA | JAKARTA TIMUR | MAIN UNIT | EMP | 22 December 2022 | MOHAMAD SUKARJO - TSE CP | - |  | 23 March 2023 |  | - |  | ACTIVE
29020564 | FDRLI | DRYPIX LITE | IMAGING | FUJIFILM INDONESIA, PT. | GN20110004 | RS MITRA HUSADA LAMPUNG | BANDAR LAMPUNG | LAMPUNG | BANDAR LAMPUNG | MAIN UNIT | CUSTOMER | 22 December 2022 | MOHAMAD SUKARJO - TSE CP | 26 January 2023 | SELAMAT SIPAHUTAR - TSE | 23 March 2023 |  | 20 October 2023 | SAHID DERMAWAN - SPV TSE BARAT | ACTIVE
29020565 | FDRLI | DRYPIX LITE | IMAGING | FUJIFILM INDONESIA, PT. | GN00002986 | RDC PUSAT - RAWAGELAM | PUSAT | DKI JAKARTA | JAKARTA TIMUR | MAIN UNIT | EMP | 22 December 2022 | MOHAMAD SUKARJO - TSE CP | - |  | 23 March 2023 |  | - |  | ACTIVE
29020615 | FDRLI | DRYPIX LITE | IMAGING | FUJIFILM INDONESIA, PT. | GN00002986 | RDC PUSAT - RAWAGELAM | PUSAT | DKI JAKARTA | JAKARTA TIMUR | MAIN UNIT | EMP | - |  | - |  | 31 March 2023 | ANTONIUS SAGITA - KALIBRASI | - |  | ACTIVE
29020620 | FDRLI | DRYPIX LITE | IMAGING | FUJIFILM INDONESIA, PT. | GN00000658 | RSUD DR DORIS SYLVANUS | BANJARMASIN | KALIMANTAN TENGAH | PALANGKA RAYA | MAIN UNIT | CUSTOMER | 22 December 2022 | MOHAMAD SUKARJO - TSE CP | 6 July 2023 |  | 23 March 2023 |  | 14 October 2023 | ANDI ISMAIL - SPV TSE TIMUR | ACTIVE
29020622 | FDRLI | DRYPIX LITE | IMAGING | FUJIFILM INDONESIA, PT. | GN00002986 | RDC PUSAT - RAWAGELAM | PUSAT | DKI JAKARTA | JAKARTA TIMUR | MAIN UNIT | EMP | - |  | - |  | 30 June 2023 | ARIEF SETIAWAN - TSE CP | - |  | ACTIVE
2909758 | NI16U | INFANT WARMER NIW 2000 | IMAGING | NAKAMURA MEDICAL | GN00002986 | RDC PUSAT - RAWAGELAM | PUSAT | DKI JAKARTA | JAKARTA TIMUR | MAIN UNIT | EMP | 4 June 2018 | SUKMA WIJAYA - TSE | 4 June 2018 |  | 4 June 2018 | SUKMA WIJAYA - TSE | - |  | ACTIVE
291/VII/14 T89 TR | TE014 |  |  |  | GN00008422 | PUSKESMAS CILEUNGSI | BOGOR | JAWA BARAT | BOGOR | MAIN UNIT | CUSTOMER | - |  | 25 February 2015 |  | - |  | - |  | INACTIVE
291/VII/14/TSN015A | TE041 | EXAMINATION TSN 015 A | IMAGING | TESENA INOVINDO, PT | GN00006534 | DINAS KESEHATAN KAB/KOTA. BANGKA SELATAN | PANGKAL PINANG | KEPULAUAN BANGKA BELITUNG | BANGKA SELATAN | MAIN UNIT | CUSTOMER | - |  | 2 December 2015 |  | - |  | - |  | ACTIVE
291113 | SR450 | 4000 STANDARD | IMAGING | SIARE INTERNATIONAL | GN00001233 | RS SANTA MARIA PEMALANG | TEGAL | JAWA TENGAH | PEMALANG | MAIN UNIT | CUSTOMER | 7 February 2018 | TRIYONO - TSE AREA BARAT | 27 July 2017 |  | 7 February 2018 | TRIYONO - TSE AREA BARAT | - |  | ACTIVE
2911759 | NI16U | INFANT WARMER NIW 2000 | IMAGING | NAKAMURA MEDICAL | GN00002986 | RDC PUSAT - RAWAGELAM | PUSAT | DKI JAKARTA | JAKARTA TIMUR | MAIN UNIT | EMP | 4 June 2018 | SUKMA WIJAYA - TSE | 4 June 2018 |  | 4 June 2018 | SUKMA WIJAYA - TSE | - |  | ACTIVE
2911760 | NI16U | INFANT WARMER NIW 2000 | IMAGING | NAKAMURA MEDICAL | GN00001168 | RSUD Cideres | CIREBON | JAWA BARAT | MAJALENGKA | MAIN UNIT | CUSTOMER | 3 October 2018 | SUKMA WIJAYA - TSE | 3 October 2018 |  | 3 October 2018 | SUKMA WIJAYA - TSE | - |  | ACTIVE
29122039 | FDRLI | DRYPIX LITE | IMAGING | FUJIFILM INDONESIA, PT. | GN00002986 | RDC PUSAT - RAWAGELAM | PUSAT | DKI JAKARTA | JAKARTA TIMUR | MAIN UNIT | EMP | - |  | - |  | 1 August 2023 | ANTONIUS SAGITA - KALIBRASI | - |  | ACTIVE
29122041 | FDRLI | DRYPIX LITE | IMAGING | FUJIFILM INDONESIA, PT. | GN00002986 | RDC PUSAT - RAWAGELAM | PUSAT | DKI JAKARTA | JAKARTA TIMUR | MAIN UNIT | EMP | - |  | - |  | 1 August 2023 | ANTONIUS SAGITA - KALIBRASI | - |  | ACTIVE
292/VIII/14 | TF168 |  |  |  | GN00001824 | RSU KANJURUHAN KEPANJEN | MALANG | JAWA TIMUR | MALANG | MAIN UNIT | CUSTOMER | 4 December 2014 | NGATARI | 4 December 2014 |  | 4 December 2014 | NGATARI | - |  | INACTIVE
29211478 | FDRSM | DRYPIX SMART | IMAGING | FUJIFILM INDONESIA, PT. | GN19020012 | RSUD GRATI | MALANG | JAWA TIMUR | MALANG | MAIN UNIT | CUSTOMER | - |  | 7 August 2023 |  | 28 June 2023 | ARIEF SETIAWAN - TSE CP | 14 October 2023 | ANDI ISMAIL - SPV TSE TIMUR | ACTIVE
29211480 | FDRSM | DRYPIX SMART | IMAGING | FUJIFILM INDONESIA, PT. | GN00000480 | RSUD CUT NYAK DHIEN | BANDA ACEH | ACEH | MEULABOH | MAIN UNIT | CUSTOMER | - |  | 27 September 2023 |  | 30 June 2023 | ARIEF SETIAWAN - TSE CP | 10 October 2023 | SAHID DERMAWAN - SPV TSE BARAT | ACTIVE
29211481 | FDRSC | DRYPIX SMART | IMAGING | FUJIFILM INDONESIA, PT. | GN00002986 | RDC PUSAT - RAWAGELAM | PUSAT | DKI JAKARTA | JAKARTA TIMUR | MAIN UNIT | EMP | - |  | - |  | 28 June 2023 | ARIEF SETIAWAN - TSE CP | - |  | ACTIVE
29211483 | FDRSC | DRYPIX SMART | IMAGING | FUJIFILM INDONESIA, PT. | GN00002986 | RDC PUSAT - RAWAGELAM | PUSAT | DKI JAKARTA | JAKARTA TIMUR | MAIN UNIT | EMP | - |  | - |  | 30 June 2023 | ARIEF SETIAWAN - TSE CP | - |  | ACTIVE
29211487 | FDRSM | DRYPIX SMART | IMAGING | FUJIFILM INDONESIA, PT. | GN00002986 | RDC PUSAT - RAWAGELAM | PUSAT | DKI JAKARTA | JAKARTA TIMUR | MAIN UNIT | EMP | - |  | - |  | 28 June 2023 | ARIEF SETIAWAN - TSE CP | - |  | ACTIVE
29211504 | FDRSM | DRYPIX SMART | IMAGING | FUJIFILM INDONESIA, PT. | GN00002986 | RDC PUSAT - RAWAGELAM | PUSAT | DKI JAKARTA | JAKARTA TIMUR | MAIN UNIT | EMP | - |  | - |  | 28 June 2023 | ARIEF SETIAWAN - TSE CP | - |  | ACTIVE
29211512 | FDRSM | DRYPIX SMART | IMAGING | FUJIFILM INDONESIA, PT. | GN00007060 | RSUD MEURAXA | BANDA ACEH | ACEH | BANDA ACEH | MAIN UNIT | CUSTOMER | - |  | 29 February 2024 |  | 28 June 2023 | ARIEF SETIAWAN - TSE CP | 25 March 2024 | SAHID DERMAWAN - SPV TSE BARAT | ACTIVE
29222628 | FDRLI | DRYPIX LITE | IMAGING | FUJIFILM INDONESIA, PT. | GN00000785 | RS SAYANG RAKYAT | MAKASSAR | MALUKU | UNKNOWN | MAIN UNIT | CUSTOMER | - |  | 16 February 2024 |  | 1 August 2023 | ANTONIUS SAGITA - KALIBRASI | 20 February 2024 | ANDI ISMAIL - SPV TSE TIMUR | ACTIVE
29222895 | FDRLI | DRYPIX LITE | IMAGING | FUJIFILM INDONESIA, PT. | GN00002986 | RDC PUSAT - RAWAGELAM | PUSAT | DKI JAKARTA | JAKARTA TIMUR | MAIN UNIT | EMP | - |  | 12 December 2023 |  | 1 December 2023 | ANTONIUS SAGITA - KALIBRASI | - |  | ACTIVE
293/V/13-T910SCC | BD910 |  |  |  | GN00000446 | RSUD NATAL | PEMATANG SIANTAR | SUMATERA UTARA | PANYABUNGAN | MAIN UNIT | CUSTOMER | 9 December 2014 | ARBIANSYAH - TSE | 9 December 2014 |  | 9 December 2014 | ARBIANSYAH - TSE | - |  | INACTIVE
294/VIII/14 | TF168 |  |  |  | GN00001824 | RSU KANJURUHAN KEPANJEN | MALANG | JAWA TIMUR | MALANG | MAIN UNIT | CUSTOMER | 5 December 2014 | ZENZEN | 4 December 2014 |  | 5 December 2014 | ZENZEN | - |  | INACTIVE
295/VIII/14 | TF168 |  |  |  | GN00001824 | RSU KANJURUHAN KEPANJEN | MALANG | JAWA TIMUR | MALANG | MAIN UNIT | CUSTOMER | 5 December 2014 | ZENZEN | 4 December 2014 |  | 5 December 2014 | ZENZEN | - |  | INACTIVE
29551111856 | 29551 | PREVI COLOR GRAM | DIAGNOSTIC 1 | BIOMERIEUX SA | GN00001085 | RSAB HARAPAN KITA | JAKARTA-2 | DKI JAKARTA | JAKARTA BARAT | MAIN UNIT | EMP | 3 October 2016 | FARIDA ADELINA | 27 November 2020 | MOHAMAD SUKARJO - TSE CP | 3 October 2016 | FARIDA ADELINA | 27 November 2020 | MOHAMAD SUKARJO - TSE CP | ACTIVE
29551112007 | 29551 | PREVI COLOR GRAM | DIAGNOSTIC 1 | BIOMERIEUX SA | GN00001957 | PT YASULOR INDONESIA | BEKASI | JAWA BARAT |  | MAIN UNIT | CUSTOMER | 1 February 1990 | LEO LANANG SIGIT - TSE CP | 3 February 2013 |  | 1 February 1990 | LEO LANANG SIGIT - TSE CP | - |  | ACTIVE
29551122437 | 29551 | PREVI COLOR GRAM | DIAGNOSTIC 1 | BIOMERIEUX SA | GN22070016 | RSU REGINA MARIS | MEDAN | SUMATERA UTARA | MEDAN | MAIN UNIT | EMP | 7 September 2017 | TRIYONO - TSE AREA BARAT | 13 June 2024 | BARITA P-SIMAMORA - TSE | 7 September 2017 | TRIYONO - TSE AREA BARAT | 1 July 2024 | SAHID DERMAWAN - SPV TSE BARAT | ACTIVE
29551122446 | 29551 | PREVI COLOR GRAM | DIAGNOSTIC 1 | BIOMERIEUX SA | GN00001471 | RSU DR MOEWARDI SURAKARTA | SOLO | JAWA TENGAH | SURAKARTA | MAIN UNIT | EMP | 7 September 2017 | TRIYONO - TSE AREA BARAT | 7 September 2017 |  | 7 September 2017 | TRIYONO - TSE AREA BARAT | - |  | ACTIVE
29551122582 | 29551 | PREVI COLOR GRAM | DIAGNOSTIC 1 | BIOMERIEUX SA | GN00011539 | PG23 | PUSAT | DKI JAKARTA | JAKARTA TIMUR | MAIN UNIT | EMP | - |  | 24 August 2013 |  | - |  | - |  | ACTIVE
29551122584 | 29551 | PREVI COLOR GRAM | DIAGNOSTIC 1 | BIOMERIEUX SA | GN00002798 | LAB PRODIA PUSAT RUJUKAN NASIONAL (PRN) | JAKARTA-1 | DKI JAKARTA | JAKARTA PUSAT | MAIN UNIT | EMP | 15 July 2019 | ARDI HERMAWAN - TSE CP | 1 January 2015 |  | 15 July 2019 | ARDI HERMAWAN - TSE CP | - |  | ACTIVE
29551122585 | 29551 | PREVI COLOR GRAM | DIAGNOSTIC 1 | BIOMERIEUX SA | GN00002985 | WORKSHOOP CSM PUSAT | PUSAT | DKI JAKARTA | JAKARTA TIMUR | MAIN UNIT | EMP | - |  | 4 December 2013 |  | - |  | 25 March 2025 | SAHID DERMAWAN - SPV TSE BARAT | ACTIVE
29551122586 | 29551 | PREVI COLOR GRAM | DIAGNOSTIC 1 | BIOMERIEUX SA | GN00002975 | POLTEKKES SEMARANG | SEMARANG | JAWA TENGAH | SEMARANG | MAIN UNIT | CUSTOMER | 2 May 2016 | MUNADI - TSE | 1 January 1900 |  | 2 May 2016 | MUNADI - TSE | - |  | ACTIVE
29551122607 | 29551 | PREVI COLOR GRAM | DIAGNOSTIC 1 | BIOMERIEUX SA | GN00001771 | RSUD DR WAHIDIN SUDIROHUSODO | MAKASSAR | SULAWESI SELATAN | MAKASSAR | MAIN UNIT | EMP | 14 May 2014 | FIRMAN GEA | 14 May 2014 |  | 14 May 2014 | FIRMAN GEA | - |  | ACTIVE
29551122608 | 29551 | PREVI COLOR GRAM | DIAGNOSTIC 1 | BIOMERIEUX SA | GN00002985 | WORKSHOOP CSM PUSAT | PUSAT | DKI JAKARTA | JAKARTA TIMUR | MAIN UNIT | EMP | - |  | 1 June 2024 |  | - |  | 20 November 2024 | SAHID DERMAWAN - SPV TSE BARAT | ACTIVE
29551122609 | 29551 | PREVI COLOR GRAM | DIAGNOSTIC 1 | BIOMERIEUX SA | GN00004673 | RSUD AL-IHSAN BANDUNG | BANDUNG | JAWA BARAT | BANDUNG | MAIN UNIT | CUSTOMER | 1 February 1990 | SUKMA WIJAYA - TSE | 4 December 2020 | ARBIANSYAH - TSE | 1 February 1990 | SUKMA WIJAYA - TSE | 4 December 2020 | ARBIANSYAH - TSE | ACTIVE
29551122610 | 29551 | PREVI COLOR GRAM | DIAGNOSTIC 1 | BIOMERIEUX SA | GN00003001 | PT. ENSEVAL MEDIKA PRIMA - HO | PUSAT | DKI JAKARTA | JAKARTA TIMUR | MAIN UNIT | EMP | 2 September 2014 | ANDI YUNIARTO - CORE | 4 November 2014 |  | 2 September 2014 | ANDI YUNIARTO - CORE | - |  | ACTIVE
29551122611 | 29551 | PREVI COLOR GRAM | DIAGNOSTIC 1 | BIOMERIEUX SA | GN00003001 | PT. ENSEVAL MEDIKA PRIMA - HO | PUSAT | DKI JAKARTA | JAKARTA TIMUR | MAIN UNIT | EMP | 29 February 2016 | SISWO PRANOTO | 1 January 2010 |  | 29 February 2016 | SISWO PRANOTO | - |  | ACTIVE
29551122612 | 29551 | PREVI COLOR GRAM | DIAGNOSTIC 1 | BIOMERIEUX SA | GN00002586 | PT BIOFARMA | BANDUNG | JAWA BARAT | BANDUNG | MAIN UNIT | CUSTOMER | 2 December 2014 | SUKMA WIJAYA - TSE | 9 December 2014 |  | 2 December 2014 | SUKMA WIJAYA - TSE | - |  | ACTIVE
29551143240 | 29551 | PREVI COLOR GRAM | DIAGNOSTIC 1 | BIOMERIEUX SA | GN00002586 | PT BIOFARMA | BANDUNG | JAWA BARAT | BANDUNG | MAIN UNIT | CUSTOMER | - |  | 23 January 2015 |  | - |  | - |  | ACTIVE
29551143241 | 47B19 | PREV1 COLOR GRAM |  |  | GN00003001 | PT. ENSEVAL MEDIKA PRIMA - HO | PUSAT | DKI JAKARTA | JAKARTA TIMUR | MAIN UNIT | EMP | - |  | 25 March 2019 |  | - |  | 7 March 2022 | GATOT SURYA ADIPUTRA - TSE | ACTIVE
29551143242 | 29551 | PREVI COLOR GRAM | DIAGNOSTIC 1 | BIOMERIEUX SA | GN00001220 | RSUP SANGLAH DENPASAR | DENPASAR | BALI | DENPASAR | MAIN UNIT | EMP | - |  | 4 January 2016 |  | - |  | - |  | ACTIVE
29551143243 | 29551 | PREVI COLOR GRAM | DIAGNOSTIC 1 | BIOMERIEUX SA | GN00002784 | RS PENDIDIKAN UNAIR KAMPUS C | SURABAYA-2 | JAWA TIMUR | SURABAYA | MAIN UNIT | CUSTOMER | 14 December 2015 | NGATARI | 14 December 2015 |  | 14 December 2015 | NGATARI | - |  | ACTIVE
29551143244 | 29551 | PREVI COLOR GRAM | DIAGNOSTIC 1 | BIOMERIEUX SA | GN00002178 | RSUD DR SOETOMO SURABAYA | SURABAYA-1 | JAWA TIMUR | SURABAYA | MAIN UNIT | EMP | 30 August 2019 | MIKKI FAHRIZI - TSE | 30 August 2019 |  | 30 August 2019 | MIKKI FAHRIZI - TSE | - |  | ACTIVE
29551143245 | 29551 | PREVI COLOR GRAM | DIAGNOSTIC 1 | BIOMERIEUX SA | GN00000019 | RS OTORITA - RS BADAN PENGUSAHA BATAM | BATAM | KEPULAUAN RIAU | BATAM | MAIN UNIT | CUSTOMER | - |  | 11 November 2015 |  | - |  | - |  | ACTIVE
29551143246 | 70019 | PREVI COLORGRAM 12 | BIOSCIENCE | BIOMERIEUX SA | GN00000533 | RSUD TUGUREJO | SEMARANG | JAWA TENGAH | SEMARANG | MAIN UNIT | CUSTOMER | 2 May 2016 | MUNADI - TSE | 2 May 2016 |  | 2 May 2016 | MUNADI - TSE | - |  | ACTIVE
29551143309 | 29551 | PREVI COLOR GRAM | DIAGNOSTIC 1 | BIOMERIEUX SA | GN00000357 | RSUD DR PIRNGADI | MEDAN | SUMATERA UTARA | MEDAN | MAIN UNIT | CUSTOMER | 27 September 2016 | ARBIANSYAH - TSE | 27 September 2016 |  | 27 September 2016 | ARBIANSYAH - TSE | - |  | ACTIVE
29551143313 | 29551 | PREVI COLOR GRAM | DIAGNOSTIC 1 | BIOMERIEUX SA | GN00011695 | UPT laboratorium Terpadu Universitas Diponegoro | SEMARANG | JAWA TENGAH | SEMARANG | MAIN UNIT | CUSTOMER | 11 July 2018 | TRIYONO - TSE AREA BARAT | 23 December 2015 |  | 11 July 2018 | TRIYONO - TSE AREA BARAT | - |  | ACTIVE
29551143314 | 29551 | PREVI COLOR GRAM | DIAGNOSTIC 1 | BIOMERIEUX SA | GN00002986 | RDC PUSAT - RAWAGELAM | PUSAT | DKI JAKARTA | JAKARTA TIMUR | MAIN UNIT | EMP | 9 March 2015 | LEO LANANG SIGIT - TSE CP | 1 January 1900 |  | 9 March 2015 | LEO LANANG SIGIT - TSE CP | - |  | ACTIVE
29551143320 | 29551 | PREVI COLOR GRAM | DIAGNOSTIC 1 | BIOMERIEUX SA | GN00002986 | RDC PUSAT - RAWAGELAM | PUSAT | DKI JAKARTA | JAKARTA TIMUR | MAIN UNIT | EMP | 20 March 2017 | SUKMA WIJAYA - TSE | 20 March 2017 |  | 20 March 2017 | SUKMA WIJAYA - TSE | - |  | ACTIVE
296/IX/14TSN015A | TE041 | EXAMINATION TSN 015 A | IMAGING | TESENA INOVINDO, PT | GN00008723 | Puskesmas Mulyorejo | MALANG | JAWA TIMUR | MALANG | MAIN UNIT | CUSTOMER | - |  | 18 June 2015 |  | - |  | - |  | ACTIVE
296/VI/08 | TM01U | Infant Incubator Tsn910Sc |  |  | GN00001782 | RSU KASIH IBU SURAKARTA | SOLO | JAWA TENGAH | SURAKARTA | MAIN UNIT | CUSTOMER | 14 November 2014 | RAKHMAT | 1 January 1900 |  | 14 November 2014 | RAKHMAT | - |  | ACTIVE
2E18.1T-A0832 | SDH61 | HOTPLATE-SLIDE DRYING 220V |  |  | GN00002921 | RS MITRA KELUARGA DEPOK ( RSMK ) | PEJATEN | JAWA BARAT | DEPOK | MAIN UNIT | CUSTOMER | 20 November 2015 | IBNUL AZIZ - TSE | 1 January 2012 |  | 20 November 2015 | IBNUL AZIZ - TSE | - |  | ACTIVE
2E18.IT-A0752 | SDH61 | HOTPLATE-SLIDE DRYING 220V |  |  | GN00001387 | RSUD JOMBANG | SURABAYA-1 | JAWA TIMUR | JOMBANG | MAIN UNIT | CUSTOMER | - |  | 1 January 1900 |  | - |  | - |  | ACTIVE
2E181T-A0863 | SDH61 | HOTPLATE-SLIDE DRYING 220V |  |  | GN00000514 | RS ST. ELISABETH (RJ) | SEMARANG | JAWA TENGAH | SEMARANG | MAIN UNIT | CUSTOMER | - |  | 1 January 1900 |  | - |  | - |  | ACTIVE
2E181TA0520 | SDH61 | HOTPLATE-SLIDE DRYING 220V |  |  | GN00000506 | RS MARDI RAHAYU | SEMARANG | JAWA TENGAH | KUDUS | MAIN UNIT | CUSTOMER | 1 February 1990 | MUNADI - TSE | 1 January 2007 |  | 1 February 1990 | MUNADI - TSE | - |  | ACTIVE
2E181TA0572 | SDH61 | HOTPLATE-SLIDE DRYING 220V |  |  | GN00002463 | RSUD DR SOEDONO | KEDIRI | JAWA TIMUR | MADIUN | MAIN UNIT | CUSTOMER | - |  | 1 January 1900 |  | - |  | - |  | ACTIVE
2E181TA0768 | F3412 | CIR 4 Place Analogic Round Cast Iron Hot Plate |  |  | GN00000125 | RS CHARITAS PALEMBANG | PALEMBANG | SUMATERA SELATAN | PALEMBANG | MAIN UNIT | CUSTOMER | - |  | 1 January 2010 |  | - |  | - |  | ACTIVE
2E181TA0773 | F3412 | CIR 4 Place Analogic Round Cast Iron Hot Plate |  |  | GN00000673 | RSUD DR KANUDJOSO DJATIWIBOWO - BALIKPAPAN | BALIKPAPAN | KALIMANTAN TIMUR | BALIKPAPAN | MAIN UNIT | CUSTOMER | - |  | 1 July 2011 |  | - |  | - |  | ACTIVE
2E181TA0786 | F3012 | CIR 120 Analogic Round Cast Iron Hot Plate |  |  | GN00001877 | LAB CITO YOGYAKARTA ATMO | YOGYAKARTA | YOGYAKARTA | YOGYAKARTA | MAIN UNIT | CUSTOMER | 1 February 1990 | DIAN FEBRIYANA - TSE | 1 January 1900 |  | 1 February 1990 | DIAN FEBRIYANA - TSE | - |  | ACTIVE
2E181TA0894 | F3412 | CIR 4 Place Analogic Round Cast Iron Hot Plate |  |  | GN00001009 | MRCCC Siloam Hospitals Semanggi | JAKARTA-1 | DKI JAKARTA | JAKARTA PUSAT | MAIN UNIT | CUSTOMER | - |  | 1 January 2012 |  | - |  | - |  | ACTIVE
2E18ITA0820 | F3612 |  |  |  | GN00001972 | RS MITRA KELUARGA BEKASI TIMUR | BEKASI | JAWA BARAT | BEKASI | MAIN UNIT | CUSTOMER | 1 February 1990 | GATOT SURYA ADIPUTRA - TSE | 3 March 2011 |  | 1 February 1990 | GATOT SURYA ADIPUTRA - TSE | - |  | INACTIVE
2E663TE0200 | SCP60 |  |  |  | GN00001987 | PT JAPFA COMFEED INDONESIA | BOGOR | JAWA BARAT | BOGOR | MAIN UNIT | CUSTOMER | 11 March 2015 | LEONARDUS ADI | 1 January 2010 |  | 11 March 2015 | LEONARDUS ADI | - |  | INACTIVE
2FA06784 | FA001 | FILM ARRAY 2.0 COMPLETE SYSTEM | DIAGNOSTIC 1 | BIOFIRE DIAGNOSTICS | GN18110016 | PT. ENSEVAL MEDIKA PRIMA ( SURABAYA -1 ) | SURABAYA-1 | JAWA TIMUR | SURABAYA | MAIN UNIT | EMP | 25 April 2019 | System Auto | 4 January 2024 | PHILIP LAKRISNA - TSE | 25 April 2019 | System Auto | 17 October 2025 | SAHID DERMAWAN - SPV TSE BARAT | ACTIVE
2FA06832 | FA001 | FILM ARRAY 2.0 COMPLETE SYSTEM | DIAGNOSTIC 1 | BIOFIRE DIAGNOSTICS | GN00002108 | RS MITRA SATELIT SURABAYA | SURABAYA-1 | JAWA TIMUR | SURABAYA | MAIN UNIT | EMP | 13 March 2020 | SAHID DERMAWAN - SPV TSE BARAT | 12 August 2025 | ADITIYA NOVANDRA - TSE | 13 March 2020 | SAHID DERMAWAN - SPV TSE BARAT | 11 September 2025 | SAHID DERMAWAN - SPV TSE BARAT | ACTIVE
2FA09483 | 4BF16 | VC FILMARRY FA 2.0 Industry | BIOSCIENCE | BIOFIRE DIAGNOSTICS | GN00002986 | RDC PUSAT - RAWAGELAM | PUSAT | DKI JAKARTA | JAKARTA TIMUR | MAIN UNIT | EMP | - |  | - |  | 30 May 2024 | LEO LANANG SIGIT - TSE CP | - |  | ACTIVE
2FA09517 | 4BF16 | VC FILMARRY FA 2.0 Industry | BIOSCIENCE | BIOFIRE DIAGNOSTICS | GN00011690 | SHOWROOM PT EMP | PUSAT | DKI JAKARTA | JAKARTA TIMUR | MAIN UNIT | EMP | - |  | 11 December 2024 |  | 30 May 2024 | LEO LANANG SIGIT - TSE CP | 11 December 2024 | SAHID DERMAWAN - SPV TSE BARAT | ACTIVE
2OE181L2237A | F3412 | CIR 4 Place Analogic Round Cast Iron Hot Plate |  |  | GN00000005 | RSUD KARAWANG | BEKASI | JAWA BARAT | BEKASI | MAIN UNIT | CUSTOMER | - |  | 30 November 2010 |  | - |  | - |  | ACTIVE
30/XII/13 | TE037 | OPERATING LAMP TSN 9304 S | IMAGING | TESENA INOVINDO, PT | GN00000037 | RSUD DEPATI HAMZAH | PANGKAL PINANG | KEPULAUAN BANGKA BELITUNG | PANGKAL PINANG | MAIN UNIT | CUSTOMER | - |  | 30 December 2013 |  | - |  | - |  | ACTIVE
300/II/06 | TM07U |  |  |  | GN00000944 | RS SANTOSA KEBON JATI | BANDUNG | JAWA BARAT | BANDUNG | MAIN UNIT | CUSTOMER | - |  | 13 June 2012 |  | - |  | - |  | INACTIVE
30000682100100H0479 | H0102 | URINE ANALYSER H-100 | DIAGNOSTIC 2 | DIRUI MEDICAL INDONESIA, PT. | GN00002986 | RDC PUSAT - RAWAGELAM | PUSAT | DKI JAKARTA | JAKARTA TIMUR | MAIN UNIT | EMP | - |  | - |  | 12 July 2022 | NOVAN KURNIARTATO - TSE | - |  | ACTIVE
30000682100100H0480 | H0102 | URINE ANALYSER H-100 | DIAGNOSTIC 2 | DIRUI MEDICAL INDONESIA, PT. | GN00002986 | RDC PUSAT - RAWAGELAM | PUSAT | DKI JAKARTA | JAKARTA TIMUR | MAIN UNIT | EMP | - |  | - |  | 12 July 2022 | NOVAN KURNIARTATO - TSE | - |  | ACTIVE
30000682100100H0481 | H0102 | URINE ANALYSER H-100 | DIAGNOSTIC 2 | DIRUI MEDICAL INDONESIA, PT. | GN00002986 | RDC PUSAT - RAWAGELAM | PUSAT | DKI JAKARTA | JAKARTA TIMUR | MAIN UNIT | EMP | - |  | - |  | 12 July 2022 | NOVAN KURNIARTATO - TSE | - |  | ACTIVE
30000682100100H0482 | H0102 | URINE ANALYSER H-100 | DIAGNOSTIC 2 | DIRUI MEDICAL INDONESIA, PT. | GN00002986 | RDC PUSAT - RAWAGELAM | PUSAT | DKI JAKARTA | JAKARTA TIMUR | MAIN UNIT | EMP | - |  | - |  | 12 July 2022 | NOVAN KURNIARTATO - TSE | - |  | ACTIVE
30000682100100H0483 | H0102 | URINE ANALYSER H-100 | DIAGNOSTIC 2 | DIRUI MEDICAL INDONESIA, PT. | GN00002986 | RDC PUSAT - RAWAGELAM | PUSAT | DKI JAKARTA | JAKARTA TIMUR | MAIN UNIT | EMP | - |  | - |  | 12 July 2022 | NOVAN KURNIARTATO - TSE | - |  | ACTIVE
30000682100100H0484 | H0102 | URINE ANALYSER H-100 | DIAGNOSTIC 2 | DIRUI MEDICAL INDONESIA, PT. | GN00002986 | RDC PUSAT - RAWAGELAM | PUSAT | DKI JAKARTA | JAKARTA TIMUR | MAIN UNIT | EMP | - |  | - |  | 12 July 2022 | NOVAN KURNIARTATO - TSE | - |  | ACTIVE
30000682100100H0485 | H0102 | URINE ANALYSER H-100 | DIAGNOSTIC 2 | DIRUI MEDICAL INDONESIA, PT. | GN00002986 | RDC PUSAT - RAWAGELAM | PUSAT | DKI JAKARTA | JAKARTA TIMUR | MAIN UNIT | EMP | - |  | - |  | 12 July 2022 | NOVAN KURNIARTATO - TSE | - |  | ACTIVE
30000682100100H0490 | H0102 | URINE ANALYSER H-100 | DIAGNOSTIC 2 | DIRUI MEDICAL INDONESIA, PT. | GN00001707 | RSUD DR ISKAK TULUNGAGUNG | KEDIRI | JAWA TIMUR | TULUNGAGUNG | MAIN UNIT | EMP | - |  | 14 February 2023 |  | 12 July 2022 | NOVAN KURNIARTATO - TSE | 30 June 2025 | SAHID DERMAWAN - SPV TSE BARAT | ACTIVE
30000682100100H0491 | H0102 | URINE ANALYSER H-100 | DIAGNOSTIC 2 | DIRUI MEDICAL INDONESIA, PT. | GN20010037 | LAB KLINIK CITO DEMAK | KUDUS | JAWA TENGAH | KUDUS | MAIN UNIT | EMP | - |  | 6 February 2023 |  | 12 July 2022 | NOVAN KURNIARTATO - TSE | 17 October 2023 | ANDI ISMAIL - SPV TSE TIMUR | ACTIVE
30000682100100H0492 | H0102 | URINE ANALYSER H-100 | DIAGNOSTIC 2 | DIRUI MEDICAL INDONESIA, PT. | GN00002045 | LAB CITO FATMAWATI | JAKARTA-2 | DKI JAKARTA | JAKARTA SELATAN | MAIN UNIT | EMP | - |  | 12 July 2022 |  | 12 July 2022 | NOVAN KURNIARTATO - TSE | 21 April 2025 | SAHID DERMAWAN - SPV TSE BARAT | ACTIVE
30000682100100H0493 | H0102 | URINE ANALYSER H-100 | DIAGNOSTIC 2 | DIRUI MEDICAL INDONESIA, PT. | GN25020002 | LAB CITO PEMALANG | TEGAL | JAWA TENGAH | TEGAL | MAIN UNIT | EMP | - |  | 8 February 2023 |  | 12 July 2022 | NOVAN KURNIARTATO - TSE | 6 August 2025 | SAHID DERMAWAN - SPV TSE BARAT | ACTIVE
30000682100100H0494 | H0102 | URINE ANALYSER H-100 | DIAGNOSTIC 2 | DIRUI MEDICAL INDONESIA, PT. | GN00000584 | LAB. CITO ( INDRAPRASTA ) | SEMARANG | JAWA TENGAH | SEMARANG | MAIN UNIT | EMP | - |  | 17 July 2023 |  | 12 July 2022 | NOVAN KURNIARTATO - TSE | 27 March 2025 | SAHID DERMAWAN - SPV TSE BARAT | ACTIVE
30000682100100H1402 | H0102 | URINE ANALYSER H-100 | DIAGNOSTIC 2 | DIRUI MEDICAL INDONESIA, PT. | GN00002986 | RDC PUSAT - RAWAGELAM | PUSAT | DKI JAKARTA | JAKARTA TIMUR | MAIN UNIT | EMP | 21 February 2022 | NOVAN KURNIARTATO - TSE | - |  | 16 February 2022 | NOVAN KURNIARTATO - TSE | - |  | ACTIVE
30000682100100H1403 | H0102 | URINE ANALYSER H-100 | DIAGNOSTIC 2 | DIRUI MEDICAL INDONESIA, PT. | GN22030078 | LAB KLINIK KITA ABDUL RAHMAN SALEH | SEMARANG | JAWA TENGAH | SEMARANG | MAIN UNIT | CUSTOMER | 21 February 2022 | NOVAN KURNIARTATO - TSE | 31 March 2022 | ANDRIAS NUGROHO - TSE | 16 February 2022 | NOVAN KURNIARTATO - TSE | 31 March 2022 | ANDRIAS NUGROHO - TSE | ACTIVE
30000682100100H1404 | H0102 | URINE ANALYSER H-100 | DIAGNOSTIC 2 | DIRUI MEDICAL INDONESIA, PT. | GN23090006 | LAB KLINIK NATAMA | PEMATANG SIANTAR | SUMATERA UTARA | PEMATANG SIANTAR | MAIN UNIT | CUSTOMER | 21 February 2022 | NOVAN KURNIARTATO - TSE | 9 November 2023 |  | 16 February 2022 | NOVAN KURNIARTATO - TSE | 6 December 2023 | SAHID DERMAWAN - SPV TSE BARAT | ACTIVE
30000682100100H1405 | H0102 | URINE ANALYSER H-100 | DIAGNOSTIC 2 | DIRUI MEDICAL INDONESIA, PT. | GN00002986 | RDC PUSAT - RAWAGELAM | PUSAT | DKI JAKARTA | JAKARTA TIMUR | MAIN UNIT | EMP | 21 February 2022 | NOVAN KURNIARTATO - TSE | - |  | 16 February 2022 | NOVAN KURNIARTATO - TSE | - |  | ACTIVE
30000682100100H1406 | H0102 | URINE ANALYSER H-100 | DIAGNOSTIC 2 | DIRUI MEDICAL INDONESIA, PT. | GN00001643 | RSIA MELATI HUSADA | MALANG | JAWA TIMUR | MALANG | MAIN UNIT | CUSTOMER | 21 February 2022 | NOVAN KURNIARTATO - TSE | 21 April 2022 | AHMAD FATKHUDIN - TSE | 16 February 2022 | NOVAN KURNIARTATO - TSE | 21 April 2022 | AHMAD FATKHUDIN - TSE | ACTIVE
30000682100100H1564 | H0102 | URINE ANALYSER H-100 | DIAGNOSTIC 2 | DIRUI MEDICAL INDONESIA, PT. | GN00002986 | RDC PUSAT - RAWAGELAM | PUSAT | DKI JAKARTA | JAKARTA TIMUR | MAIN UNIT | EMP | 21 February 2022 | NOVAN KURNIARTATO - TSE | - |  | 16 February 2022 | NOVAN KURNIARTATO - TSE | - |  | ACTIVE
30000682100100H1565 | H0102 | URINE ANALYSER H-100 | DIAGNOSTIC 2 | DIRUI MEDICAL INDONESIA, PT. | GN00002986 | RDC PUSAT - RAWAGELAM | PUSAT | DKI JAKARTA | JAKARTA TIMUR | MAIN UNIT | EMP | 21 February 2022 | NOVAN KURNIARTATO - TSE | - |  | 16 February 2022 | NOVAN KURNIARTATO - TSE | - |  | ACTIVE
30000682100100H1566 | H0102 | URINE ANALYSER H-100 | DIAGNOSTIC 2 | DIRUI MEDICAL INDONESIA, PT. | GN00002986 | RDC PUSAT - RAWAGELAM | PUSAT | DKI JAKARTA | JAKARTA TIMUR | MAIN UNIT | EMP | 21 February 2022 | NOVAN KURNIARTATO - TSE | - |  | 17 February 2022 | NOVAN KURNIARTATO - TSE | - |  | ACTIVE
30000682100100H1567 | H0102 | URINE ANALYSER H-100 | DIAGNOSTIC 2 | DIRUI MEDICAL INDONESIA, PT. | GN00002986 | RDC PUSAT - RAWAGELAM | PUSAT | DKI JAKARTA | JAKARTA TIMUR | MAIN UNIT | EMP | 21 February 2022 | NOVAN KURNIARTATO - TSE | - |  | 16 February 2022 | NOVAN KURNIARTATO - TSE | - |  | ACTIVE
30000682100100H1568 | H0102 | URINE ANALYSER H-100 | DIAGNOSTIC 2 | DIRUI MEDICAL INDONESIA, PT. | GN00002986 | RDC PUSAT - RAWAGELAM | PUSAT | DKI JAKARTA | JAKARTA TIMUR | MAIN UNIT | EMP | 21 February 2022 | NOVAN KURNIARTATO - TSE | - |  | 16 February 2022 | NOVAN KURNIARTATO - TSE | - |  | ACTIVE
30000682100100H1569 | H0102 | URINE ANALYSER H-100 | DIAGNOSTIC 2 | DIRUI MEDICAL INDONESIA, PT. | GN22080027 | PUSKESMAS LANTULA JAYA KAB MOROWALI | MAKASSAR | SULAWESI SELATAN | MAKASSAR | MAIN UNIT | CUSTOMER | 21 February 2022 | NOVAN KURNIARTATO - TSE | 12 August 2022 | ASRULLAH - TSE | 16 February 2022 | NOVAN KURNIARTATO - TSE | 12 August 2022 | ASRULLAH - TSE | ACTIVE
30000682100100H1570 | H0102 | URINE ANALYSER H-100 | DIAGNOSTIC 2 | DIRUI MEDICAL INDONESIA, PT. | GN22080028 | PUSKESMAS LAFEU KAB MOROWALI | MAKASSAR | SULAWESI SELATAN | MAKASSAR | MAIN UNIT | CUSTOMER | 21 February 2022 | NOVAN KURNIARTATO - TSE | 12 August 2022 | ASRULLAH - TSE | 16 February 2022 | NOVAN KURNIARTATO - TSE | 12 August 2022 | ASRULLAH - TSE | ACTIVE
30000682100100H1571 | H0102 | URINE ANALYSER H-100 | DIAGNOSTIC 2 | DIRUI MEDICAL INDONESIA, PT. | GN00002986 | RDC PUSAT - RAWAGELAM | PUSAT | DKI JAKARTA | JAKARTA TIMUR | MAIN UNIT | EMP | 21 February 2022 | NOVAN KURNIARTATO - TSE | - |  | 16 February 2022 | NOVAN KURNIARTATO - TSE | - |  | ACTIVE
30000682100100H1572 | H0102 | URINE ANALYSER H-100 | DIAGNOSTIC 2 | DIRUI MEDICAL INDONESIA, PT. | GN00000367 | RS HARAPAN | PEMATANG SIANTAR | SUMATERA UTARA | PEMATANG SIANTAR | MAIN UNIT | EMP | 21 February 2022 | NOVAN KURNIARTATO - TSE | 20 December 2024 |  | 16 February 2022 | NOVAN KURNIARTATO - TSE | 20 December 2024 | SAHID DERMAWAN - SPV TSE BARAT | ACTIVE
30000682100100H1573 | H0102 | URINE ANALYSER H-100 | DIAGNOSTIC 2 | DIRUI MEDICAL INDONESIA, PT. | GN00002986 | RDC PUSAT - RAWAGELAM | PUSAT | DKI JAKARTA | JAKARTA TIMUR | MAIN UNIT | EMP | 21 February 2022 | NOVAN KURNIARTATO - TSE | - |  | 16 February 2022 | NOVAN KURNIARTATO - TSE | - |  | ACTIVE
30000682200100H0476 | H0102 | URINE ANALYSER H-100 | DIAGNOSTIC 2 | DIRUI MEDICAL INDONESIA, PT. | GN00002986 | RDC PUSAT - RAWAGELAM | PUSAT | DKI JAKARTA | JAKARTA TIMUR | MAIN UNIT | EMP | - |  | - |  | 12 July 2022 | NOVAN KURNIARTATO - TSE | - |  | ACTIVE
30000682200100H0477 | H0102 | URINE ANALYSER H-100 | DIAGNOSTIC 2 | DIRUI MEDICAL INDONESIA, PT. | GN00002986 | RDC PUSAT - RAWAGELAM | PUSAT | DKI JAKARTA | JAKARTA TIMUR | MAIN UNIT | EMP | - |  | - |  | 12 July 2022 | NOVAN KURNIARTATO - TSE | - |  | ACTIVE
30000682200100H0478 | H0102 | URINE ANALYSER H-100 | DIAGNOSTIC 2 | DIRUI MEDICAL INDONESIA, PT. | GN24050001 | Lab Cito Balikpapan | BALIKPAPAN | KALIMANTAN TIMUR | BALIKPAPAN | MAIN UNIT | EMP | - |  | 12 July 2022 |  | 12 July 2022 | NOVAN KURNIARTATO - TSE | 22 August 2025 | SAHID DERMAWAN - SPV TSE BARAT | ACTIVE
30000682200100H0492 | H0102 | URINE ANALYSER H-100 | DIAGNOSTIC 2 | DIRUI MEDICAL INDONESIA, PT. | GN00001751 | LAB CITO TEGAL | TEGAL | JAWA TENGAH | TEGAL | MAIN UNIT | EMP | - |  | 2 February 2023 |  | 26 July 2024 | LEO LANANG SIGIT - TSE CP | 26 August 2024 | SAHID DERMAWAN - SPV TSE BARAT | ACTIVE
3000069-N1700500H0275SE | H0104 | URINE ANALYSER H-500 | DIAGNOSTIC 2 | DIRUI MEDICAL INDONESIA, PT. | GN00000453 | RS IBU DAN ANAK PROPINSI NAD | BANDA ACEH | ACEH | BANDA ACEH | MAIN UNIT | CUSTOMER | 31 July 2018 | GATOT SURYA ADIPUTRA - TSE | 31 July 2018 |  | 31 July 2018 | GATOT SURYA ADIPUTRA - TSE | - |  | ACTIVE
30000722100800H0947 | H0301 | URINE ANALYZER H-800 BASIC | DIAGNOSTIC 2 | DIRUI MEDICAL INDONESIA, PT. | GN00011635 | LAB. THAMRIN - BANDA ACEH | BANDA ACEH | ACEH | BANDA ACEH | MAIN UNIT | EMP | - |  | 2 September 2023 |  | 25 April 2022 | LEO LANANG SIGIT - TSE CP | 22 January 2025 | SAHID DERMAWAN - SPV TSE BARAT | ACTIVE
3000682100100H1 | H0102 | URINE ANALYSER H-100 | DIAGNOSTIC 2 | DIRUI MEDICAL INDONESIA, PT. | GN00002986 | RDC PUSAT - RAWAGELAM | PUSAT | DKI JAKARTA | JAKARTA TIMUR | MAIN UNIT | EMP | - |  | - |  | 26 July 2024 | LEO LANANG SIGIT - TSE CP | - |  | ACTIVE
3000682100100H1572 | H0102 | URINE ANALYSER H-100 | DIAGNOSTIC 2 | DIRUI MEDICAL INDONESIA, PT. | GN00000367 | RS HARAPAN | PEMATANG SIANTAR | SUMATERA UTARA | PEMATANG SIANTAR | MAIN UNIT | EMP | - |  | 20 December 2024 |  | 26 July 2024 | LEO LANANG SIGIT - TSE CP | 20 December 2024 | SAHID DERMAWAN - SPV TSE BARAT | ACTIVE
3008763 | NI16U | INFANT WARMER NIW 2000 | IMAGING | NAKAMURA MEDICAL | GN00000005 | RSUD KARAWANG | BEKASI | JAWA BARAT | BEKASI | MAIN UNIT | CUSTOMER | 27 September 2018 | GATOT SURYA ADIPUTRA - TSE | 27 September 2018 |  | 27 September 2018 | GATOT SURYA ADIPUTRA - TSE | - |  | ACTIVE
3008764 | NI16U | INFANT WARMER NIW 2000 | IMAGING | NAKAMURA MEDICAL | GN00000005 | RSUD KARAWANG | BEKASI | JAWA BARAT | BEKASI | MAIN UNIT | CUSTOMER | 27 September 2018 | GATOT SURYA ADIPUTRA - TSE | 27 September 2018 |  | 27 September 2018 | GATOT SURYA ADIPUTRA - TSE | - |  | ACTIVE
3008765 | NI16U | INFANT WARMER NIW 2000 | IMAGING | NAKAMURA MEDICAL | GN00000005 | RSUD KARAWANG | BEKASI | JAWA BARAT | BEKASI | MAIN UNIT | CUSTOMER | 27 September 2018 | GATOT SURYA ADIPUTRA - TSE | 27 September 2018 |  | 27 September 2018 | GATOT SURYA ADIPUTRA - TSE | - |  | ACTIVE
3009766 | NI16U | INFANT WARMER NIW 2000 | IMAGING | NAKAMURA MEDICAL | GN00001168 | RSUD Cideres | CIREBON | JAWA BARAT | MAJALENGKA | MAIN UNIT | CUSTOMER | 3 October 2018 | SUKMA WIJAYA - TSE | 3 October 2018 |  | 3 October 2018 | SUKMA WIJAYA - TSE | - |  | ACTIVE
301/IX/14 | TM04U |  |  |  | GN00008428 | PUSKESMAS CIGOMBONG | BOGOR | JAWA BARAT | BOGOR | MAIN UNIT | CUSTOMER | 12 March 2015 | IBNUL AZIZ - TSE | 12 March 2015 |  | 12 March 2015 | IBNUL AZIZ - TSE | - |  | INACTIVE
3011767 | NI16U | INFANT WARMER NIW 2000 | IMAGING | NAKAMURA MEDICAL | GN00001085 | RSAB HARAPAN KITA | JAKARTA-2 | DKI JAKARTA | JAKARTA BARAT | MAIN UNIT | CUSTOMER | - |  | 15 May 2019 |  | - |  | - |  | ACTIVE
30160687 | AS30U | SUCTION PUMP SAM-35 | IMAGING | M.G. ELECTRIC - UK | GN00011414 | RSUD KUDUNGGA | SAMARINDA | KALIMANTAN TIMUR | SAMARINDA | MAIN UNIT | CUSTOMER | 19 October 2016 | TEGAR PANDU - TSE | 8 September 2016 |  | 19 October 2016 | TEGAR PANDU - TSE | - |  | ACTIVE
301CL4460 | 47006 | BACT/ALERT 3D COMBO 230V | DIAGNOSTIC 1 | BIOMERIEUX, INC. | GN00000679 | RSUD PANGLIMA SEBAYA-BALIKPAPAN | BALIKPAPAN | KALIMANTAN TIMUR | TANAH GROGOT | MAIN UNIT | CUSTOMER | - |  | 28 August 2023 |  | 20 April 2023 | LEO LANANG SIGIT - TSE CP | 14 October 2023 | ANDI ISMAIL - SPV TSE TIMUR | ACTIVE
301CL4462 | 47006 | BACT/ALERT 3D COMBO 230V | DIAGNOSTIC 1 | BIOMERIEUX, INC. | GN00002178 | RSUD DR SOETOMO SURABAYA | SURABAYA-1 | JAWA TIMUR | SURABAYA | MAIN UNIT | EMP | - |  | 22 August 2023 | MIKKI FAHRIZI - TSE | 20 April 2023 | LEO LANANG SIGIT - TSE CP | 16 October 2023 | ANDI ISMAIL - SPV TSE TIMUR | ACTIVE
302/IX/14 | TE014 |  |  |  | GN00003361 | RS H.L. MANAMBAI ABDULKADIR /SUMBAWA | MATARAM | NUSA TENGGARA BARAT | SUMBAWA BESAR | MAIN UNIT | CUSTOMER | 5 January 2015 | I KADEK - TSE | 13 December 2014 |  | 5 January 2015 | I KADEK - TSE | - |  | INACTIVE
30280014 | EM217 | EIZO RadiForce MX217 | PACS | TRIPUTRA TECHNO MED, PT. | GN00002986 | RDC PUSAT - RAWAGELAM | PUSAT | DKI JAKARTA | JAKARTA TIMUR | MAIN UNIT | EMP | - |  | - |  | 3 June 2024 | ARIEF SETIAWAN - TSE CP | - |  | ACTIVE
30290014 | EM217 | EIZO RadiForce MX217 | PACS | TRIPUTRA TECHNO MED, PT. | GN00002986 | RDC PUSAT - RAWAGELAM | PUSAT | DKI JAKARTA | JAKARTA TIMUR | MAIN UNIT | EMP | - |  | - |  | 3 June 2024 | ARIEF SETIAWAN - TSE CP | - |  | ACTIVE
30294014 | EM217 | EIZO RadiForce MX217 | PACS | TRIPUTRA TECHNO MED, PT. | GN00002986 | RDC PUSAT - RAWAGELAM | PUSAT | DKI JAKARTA | JAKARTA TIMUR | MAIN UNIT | EMP | - |  | - |  | 3 June 2024 | ARIEF SETIAWAN - TSE CP | - |  | ACTIVE
303/ XI / 14 T 89TR | TE014 |  |  |  | GN00008421 | PUSKESMAS MEGAMENDUNG | BOGOR | JAWA BARAT | BOGOR | MAIN UNIT | CUSTOMER | - |  | 5 March 2015 |  | - |  | - |  | INACTIVE
303/XII/10 | TE018 | WARMER TSN 89 IW | IMAGING | TESENA INOVINDO, PT | GN00001782 | RSU KASIH IBU SURAKARTA | SOLO | JAWA TENGAH | SURAKARTA | MAIN UNIT | CUSTOMER | 7 July 2014 | RAKHMAT | 19 January 2011 |  | 7 July 2014 | RAKHMAT | - |  | ACTIVE
304/XI/14T89TR | TE014 |  |  |  | GN00008419 | PUSKESMAS CIBUNGBULANG | BOGOR | JAWA BARAT | BOGOR | MAIN UNIT | CUSTOMER | - |  | 20 March 2015 |  | - |  | - |  | INACTIVE
305/XI/14 | TM04U |  |  |  | GN00008424 | PUSKESMAS CIRIMEKAR | BOGOR | JAWA BARAT | BOGOR | MAIN UNIT | CUSTOMER | 3 March 2015 | IBNUL AZIZ - TSE | 3 March 2015 |  | 3 March 2015 | IBNUL AZIZ - TSE | - |  | INACTIVE
306/XI/14 | TM04U |  |  |  | GN00008428 | PUSKESMAS CIGOMBONG | BOGOR | JAWA BARAT | BOGOR | MAIN UNIT | CUSTOMER | 12 March 2015 | IBNUL AZIZ - TSE | 12 March 2015 |  | 12 March 2015 | IBNUL AZIZ - TSE | - |  | INACTIVE
307/XI/14 | TM04U |  |  |  | GN00008423 | PUSKESMAS KEMUNING | BOGOR | JAWA BARAT | BOGOR | MAIN UNIT | CUSTOMER | 5 March 2015 | IBNUL AZIZ - TSE | 5 March 2015 |  | 5 March 2015 | IBNUL AZIZ - TSE | - |  | INACTIVE
307BS4349 | 48009 | BACT ALERT 3D 60 | DIAGNOSTIC 1 | BIOMERIEUX, INC. | GN00001673 | BLK JAYAPURA | JAYAPURA | PAPUA | JAYAPURA | MAIN UNIT | CUSTOMER | - |  | 20 November 2013 |  | - |  | - |  | ACTIVE
307BS4350 | 48009 | BACT ALERT 3D 60 | DIAGNOSTIC 1 | BIOMERIEUX, INC. | GN00002255 | RS KUSTA SUMBERGLAGAH | SURABAYA-1 | JAWA TIMUR | MOJOKERTO | MAIN UNIT | CUSTOMER | - |  | 8 June 2015 |  | - |  | 14 January 2025 | SAHID DERMAWAN - SPV TSE BARAT | ACTIVE
307BS4351 | 48009 | BACT ALERT 3D 60 | DIAGNOSTIC 1 | BIOMERIEUX, INC. | GN00001160 | RSUD Arjawinangun | CIREBON | JAWA BARAT | CIREBON | MAIN UNIT | CUSTOMER | - |  | 16 December 2013 |  | - |  | - |  | ACTIVE
307BS4352 | 48009 | BACT ALERT 3D 60 | DIAGNOSTIC 1 | BIOMERIEUX, INC. | GN00002850 | RS AKADEMIK ATMA JAYA | JAKARTA-2 | DKI JAKARTA | JAKARTA UTARA | MAIN UNIT | CUSTOMER | - |  | 2 December 2013 |  | - |  | - |  | ACTIVE
307BS4353 | 48009 | BACT ALERT 3D 60 | DIAGNOSTIC 1 | BIOMERIEUX, INC. | GN00001973 | RS MITRA KELUARGA CIKARANG | BEKASI | JAWA BARAT | BEKASI | MAIN UNIT | EMP | 1 December 2016 | GATOT SURYA ADIPUTRA - TSE | 1 December 2016 |  | 1 December 2016 | GATOT SURYA ADIPUTRA - TSE | - |  | ACTIVE
307BS4354 | 48009 | BACT ALERT 3D 60 | DIAGNOSTIC 1 | BIOMERIEUX, INC. | GN00001908 | RSUD PANEMBAHAN SENOPATI | YOGYAKARTA | YOGYAKARTA | YOGYAKARTA | MAIN UNIT | EMP | - |  | 1 December 2014 |  | - |  | - |  | ACTIVE
307CL4515 | 47006 | BACT/ALERT 3D COMBO 230V | DIAGNOSTIC 1 | BIOMERIEUX, INC. | GN00010970 | RSUD KOTA TANJUNG PINANG | PEMATANG SIANTAR | SUMATERA UTARA | PEMATANG SIANTAR | MAIN UNIT | CUSTOMER | - |  | 8 December 2023 |  | 26 October 2023 | LEO LANANG SIGIT - TSE CP | 24 January 2024 | SAHID DERMAWAN - SPV TSE BARAT | ACTIVE
307CL4517 | 47006 | BACT/ALERT 3D COMBO 230V | DIAGNOSTIC 1 | BIOMERIEUX, INC. | GN00002160 | RSU HAJI SURABAYA | SURABAYA-1 | JAWA TIMUR | SURABAYA | MAIN UNIT | CUSTOMER | - |  | 30 January 2024 |  | 26 October 2023 | LEO LANANG SIGIT - TSE CP | 9 February 2024 | ANDI ISMAIL - SPV TSE TIMUR | ACTIVE
307CL4519 | 47006 | BACT/ALERT 3D COMBO 230V | DIAGNOSTIC 1 | BIOMERIEUX, INC. | GN00001678 | RSUD YOWARI | JAYAPURA | PAPUA | JAYAPURA | MAIN UNIT | CUSTOMER | - |  | 27 June 2024 |  | 26 October 2023 | LEO LANANG SIGIT - TSE CP | 2 July 2024 | ANDI ISMAIL - SPV TSE TIMUR | ACTIVE
307CL4520 | 47006 | BACT/ALERT 3D COMBO 230V | DIAGNOSTIC 1 | BIOMERIEUX, INC. | GN23040018 | RSUD BANDUNG KIWARI | BANDUNG | JAWA BARAT | BANDUNG | MAIN UNIT | EMP | - |  | 20 May 2024 |  | 6 December 2023 | LEO LANANG SIGIT - TSE CP | 28 May 2024 | SAHID DERMAWAN - SPV TSE BARAT | ACTIVE
307CL4521 | 47006 | BACT/ALERT 3D COMBO 230V | DIAGNOSTIC 1 | BIOMERIEUX, INC. | GN22070016 | RSU REGINA MARIS | MEDAN | SUMATERA UTARA | MEDAN | MAIN UNIT | CUSTOMER | - |  | 24 April 2024 |  | 26 October 2023 | LEO LANANG SIGIT - TSE CP | 6 May 2024 | SAHID DERMAWAN - SPV TSE BARAT | ACTIVE
307CL4525 | 47006 | BACT/ALERT 3D COMBO 230V | DIAGNOSTIC 1 | BIOMERIEUX, INC. | GN00000772 | RSU DAYA | MAKASSAR | SULAWESI SELATAN | MAKASSAR | MAIN UNIT | CUSTOMER | - |  | 17 May 2024 |  | 26 October 2023 | LEO LANANG SIGIT - TSE CP | 20 May 2024 | ANDI ISMAIL - SPV TSE TIMUR | ACTIVE
307CL4529 | 47006 | BACT/ALERT 3D COMBO 230V | DIAGNOSTIC 1 | BIOMERIEUX, INC. | GN00000188 | RS AWAL BROS PEKANBARU | PEKAN BARU | RIAU | PEKANBARU | MAIN UNIT | EMP | - |  | 24 May 2024 |  | 6 December 2023 | LEO LANANG SIGIT - TSE CP | 26 August 2024 | SAHID DERMAWAN - SPV TSE BARAT | ACTIVE
3080499664 | SH003 | HISTOSTAR-COLDPLATE | DIAGNOSTIC 2 | SHANDON DIAGNOSTICS Ltd. | GN00000125 | RS CHARITAS PALEMBANG | PALEMBANG | SUMATERA SELATAN | PALEMBANG | MAIN UNIT | CUSTOMER | 18 December 2014 | INDRA BUDI GUNAWAN | 1 August 2008 |  | 18 December 2014 | INDRA BUDI GUNAWAN | - |  | ACTIVE
308CL4535 | 47006 | BACT/ALERT 3D COMBO 230V | DIAGNOSTIC 1 | BIOMERIEUX, INC. | GN23040027 | RSUD MOHAMMAD NOER PAMEKASAN | SURABAYA-1 | JAWA TIMUR | SURABAYA | MAIN UNIT | CUSTOMER | - |  | 16 June 2024 |  | 6 December 2023 | LEO LANANG SIGIT - TSE CP | 18 June 2024 | ANDI ISMAIL - SPV TSE TIMUR | ACTIVE
308CL4537 | 47006 | BACT/ALERT 3D COMBO 230V | DIAGNOSTIC 1 | BIOMERIEUX, INC. | GN23110021 | RS UBAYA | SURABAYA-1 | JAWA TIMUR | SURABAYA | MAIN UNIT | CUSTOMER | - |  | 30 August 2024 |  | 6 December 2023 | LEO LANANG SIGIT - TSE CP | 9 September 2024 | ANDI ISMAIL - SPV TSE TIMUR | ACTIVE
308CL4543 | 47006 | BACT/ALERT 3D COMBO 230V | DIAGNOSTIC 1 | BIOMERIEUX, INC. | GN00005804 | RS AWAL BROS PANAM | PEKAN BARU | RIAU | PEKANBARU | MAIN UNIT | EMP | - |  | 6 November 2024 |  | 6 December 2023 | LEO LANANG SIGIT - TSE CP | 26 November 2024 | SAHID DERMAWAN - SPV TSE BARAT | ACTIVE
309/VII/14 | TM04U |  |  |  | GN00001281 | RS Harapan Ibu | PURWOKERTO | JAWA TENGAH | PURBALINGGA | MAIN UNIT | CUSTOMER | 26 January 2015 | RAKHMAT | 26 January 2015 |  | 26 January 2015 | RAKHMAT | - |  | INACTIVE
309007 | NI20P | DOPPLER FETUS DETECTOR KD 250 | IMAGING | NAKAMURA MEDICAL | GN00001971 | RS MITRA KELUARGA BEKASI BARAT | BEKASI | JAWA BARAT | BEKASI | MAIN UNIT | CUSTOMER | 15 December 2014 | ARIEF SETIAWAN - TSE CP | 9 September 2010 |  | 15 December 2014 | ARIEF SETIAWAN - TSE CP | - |  | ACTIVE
31/XII/13 | TE037 | OPERATING LAMP TSN 9304 S | IMAGING | TESENA INOVINDO, PT | GN00002915 | RS KEJAKSAAN | JAKARTA-2 | DKI JAKARTA | JAKARTA TIMUR | MAIN UNIT | CUSTOMER | - |  | 17 January 2014 |  | - |  | - |  | ACTIVE
31/XII/14 T9201 | TM20U |  |  |  | GN00001396 | RSU NAIBONAT | KUPANG | NUSA TENGGARA TIMUR | KUPANG | MAIN UNIT | CUSTOMER | - |  | 29 January 2015 |  | - |  | - |  | INACTIVE
3104770 | NI16U | INFANT WARMER NIW 2000 | IMAGING | NAKAMURA MEDICAL | GN00000865 | RSU ARIFIN NUMANG | MAKASSAR | SULAWESI SELATAN | MAKASSAR | MAIN UNIT | CUSTOMER | - |  | 28 June 2019 |  | - |  | - |  | ACTIVE
3104771 | NI16U | INFANT WARMER NIW 2000 | IMAGING | NAKAMURA MEDICAL | GN00002986 | RDC PUSAT - RAWAGELAM | PUSAT | DKI JAKARTA | JAKARTA TIMUR | MAIN UNIT | EMP | - |  | 3 May 2019 |  | - |  | - |  | ACTIVE
311218 | BAY35 | MEDRAD Stellant CT Injection System SCT-322 | IMAGING | BAYER MEDICAL CARE B.V. | GN00002986 | RDC PUSAT - RAWAGELAM | PUSAT | DKI JAKARTA | JAKARTA TIMUR | MAIN UNIT | EMP | - |  | - |  | 8 March 2023 | ANTONIUS SAGITA - KALIBRASI | - |  | ACTIVE
312424 | BAY10 | Medrad MRXperion MR Injection System | IMAGING | BAYER MEDICAL CARE B.V. | GN00002986 | RDC PUSAT - RAWAGELAM | PUSAT | DKI JAKARTA | JAKARTA TIMUR | MAIN UNIT | EMP | - |  | - |  | 25 September 2023 | ARIEF SETIAWAN - TSE CP | - |  | ACTIVE
312BS4433 | 48009 | BACT ALERT 3D 60 | DIAGNOSTIC 1 | BIOMERIEUX, INC. | GN00003554 | RSUD EMBUNG FATIMAH | BATAM | KEPULAUAN RIAU | BATAM | MAIN UNIT | CUSTOMER | - |  | 7 October 2014 |  | - |  | - |  | ACTIVE
312BS4434 | 48009 | BACT ALERT 3D 60 | DIAGNOSTIC 1 | BIOMERIEUX, INC. | GN00002364 | BPPK MANADO | MANADO | SULAWESI UTARA | MANADO | MAIN UNIT | CUSTOMER | - |  | 18 July 2014 |  | - |  | - |  | ACTIVE
312BS4435 | 48009 | BACT ALERT 3D 60 | DIAGNOSTIC 1 | BIOMERIEUX, INC. | GN00006497 | RSUD PROVINSI BANTEN | TANGERANG | BANTEN | SERANG | MAIN UNIT | CUSTOMER | - |  | 28 January 2015 |  | - |  | - |  | ACTIVE
312CL4588 | 47006 | BACT/ALERT 3D COMBO 230V | DIAGNOSTIC 1 | BIOMERIEUX, INC. | GN24120011 | BALI INTERNATIONAL HOSPITAL - RS BIH | DENPASAR | BALI | DENPASAR | MAIN UNIT | CUSTOMER | - |  | 6 January 2025 |  | 19 November 2024 | ERIS MAHRUS HADI - TSE CP | 20 January 2025 | ANDI ISMAIL - SPV TSE TIMUR | ACTIVE
312CL4594 | 47006 | BACT/ALERT 3D COMBO 230V | DIAGNOSTIC 1 | BIOMERIEUX, INC. | GN00003135 | RSA UGM YOGYAKARTA | YOGYAKARTA | YOGYAKARTA | YOGYAKARTA | MAIN UNIT | EMP | - |  | 2 January 2025 |  | 13 September 2024 | LEO LANANG SIGIT - TSE CP | 7 February 2025 | SAHID DERMAWAN - SPV TSE BARAT | ACTIVE
312CL4595 | 47006 | BACT/ALERT 3D COMBO 230V | DIAGNOSTIC 1 | BIOMERIEUX, INC. | GN00001498 | RS PTPN XII KALIWATES | JEMBER | JAWA TIMUR | JEMBER | MAIN UNIT | CUSTOMER | - |  | 12 December 2024 |  | 13 September 2024 | LEO LANANG SIGIT - TSE CP | 17 December 2024 | ANDI ISMAIL - SPV TSE TIMUR | ACTIVE
312CL4597 | 47006 | BACT/ALERT 3D COMBO 230V | DIAGNOSTIC 1 | BIOMERIEUX, INC. | GN00002770 | RS ADI HUSADA PUSAT | SURABAYA-2 | JAWA TIMUR | SURABAYA | MAIN UNIT | CUSTOMER | - |  | 11 December 2024 |  | 13 September 2024 | LEO LANANG SIGIT - TSE CP | 17 December 2024 | ANDI ISMAIL - SPV TSE TIMUR | ACTIVE
312CL4602 | 47006 | BACT/ALERT 3D COMBO 230V | DIAGNOSTIC 1 | BIOMERIEUX, INC. | GN00000638 | RSUD DAMANHURI BARABAI | BANJARMASIN | KALIMANTAN SELATAN | BANJARMASIN | MAIN UNIT | CUSTOMER | - |  | 25 March 2025 |  | 21 November 2024 | LEO LANANG SIGIT - TSE CP | 26 March 2025 | ANDI ISMAIL - SPV TSE TIMUR | ACTIVE
312CR5043 | 47006 | BACT/ALERT 3D COMBO 230V | DIAGNOSTIC 1 | BIOMERIEUX, INC. | GN00002293 | UPTD KESEHATAN PARU MASYARAKAT | MEDAN | SUMATERA UTARA | MEDAN | MAIN UNIT | CUSTOMER | 16 May 2017 | SENDRA WIJAYA - IT | 19 December 2014 |  | 16 May 2017 | SENDRA WIJAYA - IT | - |  | ACTIVE
312CR5044 | 4B006 | BACT/ALERT 3D 120 | BIOSCIENCE | BIOMERIEUX, INC. | GN00011961 | PT CORDLIFE PERSADA | JAKARTA-1 | DKI JAKARTA | JAKARTA PUSAT | MAIN UNIT | EMP | 17 December 2019 | SAHID DERMAWAN - SPV TSE BARAT | 29 July 2019 |  | 17 December 2019 | SAHID DERMAWAN - SPV TSE BARAT | - |  | ACTIVE
313/XII/10 | TE018 | WARMER TSN 89 IW | IMAGING | TESENA INOVINDO, PT | GN00001720 | RSU SUMBAWA BESAR | MATARAM | NUSA TENGGARA BARAT | MATARAM | MAIN UNIT | CUSTOMER | 1 February 1990 | I KADEK - TSE | 1 January 1900 |  | 1 February 1990 | I KADEK - TSE | - |  | ACTIVE
314/XII/10 | TM10U |  |  |  | GN00001720 | RSU SUMBAWA BESAR | MATARAM | NUSA TENGGARA BARAT | MATARAM | MAIN UNIT | CUSTOMER | 1 February 1990 | I KADEK - TSE | 1 January 1900 |  | 1 February 1990 | I KADEK - TSE | - |  | INACTIVE
316/III/07 | TM07U |  |  |  | GN00000944 | RS SANTOSA KEBON JATI | BANDUNG | JAWA BARAT | BANDUNG | MAIN UNIT | CUSTOMER | - |  | 13 June 2012 |  | - |  | - |  | INACTIVE
317/I/11T89IW | TM10U |  |  |  | GN00001720 | RSU SUMBAWA BESAR | MATARAM | NUSA TENGGARA BARAT | MATARAM | MAIN UNIT | CUSTOMER | 1 February 1990 | I KADEK - TSE | 1 January 1900 |  | 1 February 1990 | I KADEK - TSE | - |  | INACTIVE
317/III/07 | TM07U |  |  |  | GN00000944 | RS SANTOSA KEBON JATI | BANDUNG | JAWA BARAT | BANDUNG | MAIN UNIT | CUSTOMER | - |  | 13 June 2012 |  | - |  | - |  | INACTIVE
31783084 | EM217 | EIZO RadiForce MX217 | PACS | TRIPUTRA TECHNO MED, PT. | GN00002986 | RDC PUSAT - RAWAGELAM | PUSAT | DKI JAKARTA | JAKARTA TIMUR | MAIN UNIT | EMP | - |  | - |  | 6 November 2025 | ARIEF SETIAWAN - TSE CP | - |  | ACTIVE
31787084 | EM217 | EIZO RadiForce MX217 | PACS | TRIPUTRA TECHNO MED, PT. | GN00002986 | RDC PUSAT - RAWAGELAM | PUSAT | DKI JAKARTA | JAKARTA TIMUR | MAIN UNIT | EMP | - |  | - |  | 17 December 2024 | ARIEF SETIAWAN - TSE CP | - |  | ACTIVE
318/II/11T89IW | TM10U |  |  |  | GN00001720 | RSU SUMBAWA BESAR | MATARAM | NUSA TENGGARA BARAT | MATARAM | MAIN UNIT | CUSTOMER | 1 February 1990 | I KADEK - TSE | 1 January 1900 |  | 1 February 1990 | I KADEK - TSE | - |  | INACTIVE
319/II/11 | NI16U | INFANT WARMER NIW 2000 | IMAGING | NAKAMURA MEDICAL | GN00001720 | RSU SUMBAWA BESAR | MATARAM | NUSA TENGGARA BARAT | MATARAM | MAIN UNIT | CUSTOMER | 1 February 1990 | I KADEK - TSE | 1 January 1900 |  | 1 February 1990 | I KADEK - TSE | - |  | ACTIVE
31CR5044 | 47006 | BACT/ALERT 3D COMBO 230V | DIAGNOSTIC 1 | BIOMERIEUX, INC. | GN00011961 | PT CORDLIFE PERSADA | JAKARTA-1 | DKI JAKARTA | JAKARTA PUSAT | MAIN UNIT | EMP | 29 October 2019 | SAHID DERMAWAN - SPV TSE BARAT | 1 February 2017 |  | 29 October 2019 | SAHID DERMAWAN - SPV TSE BARAT | 25 January 2024 | ANDI ISMAIL - SPV TSE TIMUR | ACTIVE
32/XII/14 T9201 | TM20U |  |  |  | GN00001396 | RSU NAIBONAT | KUPANG | NUSA TENGGARA TIMUR | KUPANG | MAIN UNIT | CUSTOMER | - |  | 29 January 2015 |  | - |  | - |  | INACTIVE
33/V/14T9806DBS | TFDBS | Dig. Baby Scale TSN 9806DBS |  |  | GN00003358 | RSU PRAYA | MATARAM | NUSA TENGGARA BARAT | PRAYA | MAIN UNIT | CUSTOMER | 12 November 2014 | HARI UDI RAHARJO - TSE | 12 November 2014 |  | 12 November 2014 | HARI UDI RAHARJO - TSE | - |  | ACTIVE
33/XII/13 | TE037 | OPERATING LAMP TSN 9304 S | IMAGING | TESENA INOVINDO, PT | GN00002419 | RS USU ( UNIVERSITAS SUMATERA UTARA ) | MEDAN | SUMATERA UTARA | MEDAN | MAIN UNIT | CUSTOMER | 7 July 2014 | ARBIANSYAH - TSE | 29 December 2013 |  | 7 July 2014 | ARBIANSYAH - TSE | - |  | ACTIVE
33155 | ST121 | STP120-1 | DIAGNOSTIC 2 | SHANDON DIAGNOSTICS Ltd. | GN00001085 | RSAB HARAPAN KITA | JAKARTA-2 | DKI JAKARTA | JAKARTA BARAT | MAIN UNIT | CUSTOMER | 23 December 2014 | AGUS FAUZI | 1 June 2011 |  | 23 December 2014 | AGUS FAUZI | - |  | ACTIVE
334/IV/11 | TE018 | WARMER TSN 89 IW | IMAGING | TESENA INOVINDO, PT | GN00000965 | RSUD CICALENGKA | BANDUNG | JAWA BARAT | BANDUNG | MAIN UNIT | CUSTOMER | 24 December 2014 | SUKMA WIJAYA - TSE | 12 February 2012 |  | 24 December 2014 | SUKMA WIJAYA - TSE | - |  | ACTIVE
336/IV/11 | TM09U | Infant Warmer Tsn89/W |  |  | GN00001710 | RSU PROVINSI SULAWESI TENGGARA | PALU | SULAWESI TENGGARA | KENDARI | MAIN UNIT | CUSTOMER | 13 April 2015 |  | 1 January 1900 |  | 13 April 2015 |  | - |  | ACTIVE
337/IV/11 | TE018 | WARMER TSN 89 IW | IMAGING | TESENA INOVINDO, PT | GN00001783 | RS PKU Muhammadiyah Surakarta | SOLO | JAWA TENGAH | SURAKARTA | MAIN UNIT | CUSTOMER | 10 April 2015 |  | 1 January 1900 |  | 10 April 2015 |  | - |  | ACTIVE
339/V/11 | TM09U | Infant Warmer Tsn89/W |  |  | GN00001214 | RSUD AJIBARANG | PURWOKERTO | JAWA TENGAH | BANYUMAS | MAIN UNIT | CUSTOMER | 13 April 2015 |  | 1 January 1900 |  | 13 April 2015 |  | - |  | ACTIVE
339/V/11T89IW | TE018 | WARMER TSN 89 IW | IMAGING | TESENA INOVINDO, PT | GN00001214 | RSUD AJIBARANG | PURWOKERTO | JAWA TENGAH | BANYUMAS | MAIN UNIT | CUSTOMER | 1 February 1990 | DIAN FEBRIYANA - TSE | 1 January 1900 |  | 1 February 1990 | DIAN FEBRIYANA - TSE | - |  | ACTIVE
33936 | ST121 | STP120-1 | DIAGNOSTIC 2 | SHANDON DIAGNOSTICS Ltd. | GN00001104 | RS Pantai Indah Kapuk (PIK) | JAKARTA-2 | DKI JAKARTA | JAKARTA UTARA | MAIN UNIT | CUSTOMER | 26 September 2016 |  | 1 July 2012 |  | 26 September 2016 |  | - |  | ACTIVE
34/V/14T9806DBS | TFDBS | Dig. Baby Scale TSN 9806DBS |  |  | GN00003358 | RSU PRAYA | MATARAM | NUSA TENGGARA BARAT | PRAYA | MAIN UNIT | CUSTOMER | 12 November 2014 | HARI UDI RAHARJO - TSE | 12 November 2014 |  | 12 November 2014 | HARI UDI RAHARJO - TSE | - |  | ACTIVE
34/XII/13 | TE037 | OPERATING LAMP TSN 9304 S | IMAGING | TESENA INOVINDO, PT | GN00002419 | RS USU ( UNIVERSITAS SUMATERA UTARA ) | MEDAN | SUMATERA UTARA | MEDAN | MAIN UNIT | CUSTOMER | 7 July 2014 | ARBIANSYAH - TSE | 29 December 2013 |  | 7 July 2014 | ARBIANSYAH - TSE | - |  | ACTIVE
340/V/11T89IW | TE018 | WARMER TSN 89 IW | IMAGING | TESENA INOVINDO, PT | GN00001214 | RSUD AJIBARANG | PURWOKERTO | JAWA TENGAH | BANYUMAS | MAIN UNIT | CUSTOMER | 1 February 1990 | DIAN FEBRIYANA - TSE | 1 January 1900 |  | 1 February 1990 | DIAN FEBRIYANA - TSE | - |  | ACTIVE
341/V/11T89IW | TE018 | WARMER TSN 89 IW | IMAGING | TESENA INOVINDO, PT | GN00001717 | RSUD KOTA MATARAM | MATARAM | NUSA TENGGARA BARAT | MATARAM | MAIN UNIT | CUSTOMER | 1 February 1990 | I KADEK - TSE | 1 January 1900 |  | 1 February 1990 | I KADEK - TSE | - |  | ACTIVE
345/IX/11 | TM09U | Infant Warmer Tsn89/W |  |  | GN00001615 | RSB TIOMA | BATAM | KEPULAUAN RIAU | BATAM | MAIN UNIT | CUSTOMER | 24 December 2014 |  | 1 January 1900 |  | 24 December 2014 |  | - |  | ACTIVE
346/XII/11 | TM09U | Infant Warmer Tsn89/W |  |  | GN00001615 | RSB TIOMA | BATAM | KEPULAUAN RIAU | BATAM | MAIN UNIT | CUSTOMER | 24 December 2014 |  | 1 January 1900 |  | 24 December 2014 |  | - |  | ACTIVE
35/V/14T9806DBS | TFDBS | Dig. Baby Scale TSN 9806DBS |  |  | GN00003358 | RSU PRAYA | MATARAM | NUSA TENGGARA BARAT | PRAYA | MAIN UNIT | CUSTOMER | 12 November 2014 | HARI UDI RAHARJO - TSE | 12 November 2014 |  | 12 November 2014 | HARI UDI RAHARJO - TSE | - |  | ACTIVE
35322 | ST121 | STP120-1 | DIAGNOSTIC 2 | SHANDON DIAGNOSTICS Ltd. | GN00000533 | RSUD TUGUREJO | SEMARANG | JAWA TENGAH | SEMARANG | MAIN UNIT | CUSTOMER | 1 February 1990 | MUNADI - TSE | 1 January 1900 |  | 1 February 1990 | MUNADI - TSE | - |  | ACTIVE
36193047 | FCRT2 | CR IR 392 RU2 PNTM = : E (PRIMA T2) | IMAGING | FUJIFILM INDONESIA, PT. | GN00002986 | RDC PUSAT - RAWAGELAM | PUSAT | DKI JAKARTA | JAKARTA TIMUR | MAIN UNIT | EMP | 14 May 2020 | ANTONIUS SAGITA - KALIBRASI | - |  | 14 May 2020 | ANTONIUS SAGITA - KALIBRASI | - |  | ACTIVE
362F0349 | FCRTM | CR IR 392 RU2 M PRIMA TM | IMAGING | FUJIFILM INDONESIA, PT. | GN00001972 | RS MITRA KELUARGA BEKASI TIMUR | BEKASI | JAWA BARAT | BEKASI | MAIN UNIT | CUSTOMER | - |  | 14 June 2024 |  | 19 April 2024 | ARIEF SETIAWAN - TSE CP | 1 July 2024 | SAHID DERMAWAN - SPV TSE BARAT | ACTIVE
363F0358 | FCRTM | CR IR 392 RU2 M PRIMA TM | IMAGING | FUJIFILM INDONESIA, PT. | GN00002986 | RDC PUSAT - RAWAGELAM | PUSAT | DKI JAKARTA | JAKARTA TIMUR | MAIN UNIT | EMP | - |  | - |  | 19 April 2024 | ARIEF SETIAWAN - TSE CP | - |  | ACTIVE
363F0359 | FCRTM | CR IR 392 RU2 M PRIMA TM | IMAGING | FUJIFILM INDONESIA, PT. | GN00011537 | RSUD PESAWARAN | BANDAR LAMPUNG | LAMPUNG | BLAMBANGAN UMPU | MAIN UNIT | CUSTOMER | - |  | 16 August 2024 |  | 1 July 2024 | ARIEF SETIAWAN - TSE CP | 26 August 2024 | SAHID DERMAWAN - SPV TSE BARAT | ACTIVE
364000003006 | 98640 | INDIKO PLUS | DIAGNOSTIC 2 | THERMO FISHER SCIEN. OY | GN00002986 | RDC PUSAT - RAWAGELAM | PUSAT | DKI JAKARTA | JAKARTA TIMUR | MAIN UNIT | EMP | - |  | 12 July 2019 |  | - |  | - |  | ACTIVE
364F0388 | FCRTM | CR IR 392 RU2 M PRIMA TM | IMAGING | FUJIFILM INDONESIA, PT. | GN00002986 | RDC PUSAT - RAWAGELAM | PUSAT | DKI JAKARTA | JAKARTA TIMUR | MAIN UNIT | EMP | - |  | - |  | 1 July 2024 | ARIEF SETIAWAN - TSE CP | - |  | ACTIVE
364K5187 | FCRT2 | CR IR 392 RU2 PNTM = : E (PRIMA T2) | IMAGING | FUJIFILM INDONESIA, PT. | GN00002986 | RDC PUSAT - RAWAGELAM | PUSAT | DKI JAKARTA | JAKARTA TIMUR | MAIN UNIT | EMP | - |  | - |  | 25 September 2023 | ARIEF SETIAWAN - TSE CP | - |  | ACTIVE
364K5188 | FCRT2 | CR IR 392 RU2 PNTM = : E (PRIMA T2) | IMAGING | FUJIFILM INDONESIA, PT. | GN00002986 | RDC PUSAT - RAWAGELAM | PUSAT | DKI JAKARTA | JAKARTA TIMUR | MAIN UNIT | EMP | - |  | - |  | 25 September 2023 | ARIEF SETIAWAN - TSE CP | - |  | ACTIVE
364K5189 | FCRT2 | CR IR 392 RU2 PNTM = : E (PRIMA T2) | IMAGING | FUJIFILM INDONESIA, PT. | GN00000785 | RS SAYANG RAKYAT | MAKASSAR | MALUKU | UNKNOWN | MAIN UNIT | CUSTOMER | - |  | 16 February 2024 |  | 25 September 2023 | ARIEF SETIAWAN - TSE CP | 20 February 2024 | ANDI ISMAIL - SPV TSE TIMUR | ACTIVE
364K5192 | FCRT2 | CR IR 392 RU2 PNTM = : E (PRIMA T2) | IMAGING | FUJIFILM INDONESIA, PT. | GN00002986 | RDC PUSAT - RAWAGELAM | PUSAT | DKI JAKARTA | JAKARTA TIMUR | MAIN UNIT | EMP | - |  | - |  | 25 September 2023 | ARIEF SETIAWAN - TSE CP | - |  | ACTIVE
364K5201 | FCRT2 | CR IR 392 RU2 PNTM = : E (PRIMA T2) | IMAGING | FUJIFILM INDONESIA, PT. | GN00002986 | RDC PUSAT - RAWAGELAM | PUSAT | DKI JAKARTA | JAKARTA TIMUR | MAIN UNIT | EMP | - |  | - |  | 25 September 2023 | ARIEF SETIAWAN - TSE CP | - |  | ACTIVE
364K5203 | FCRT2 | CR IR 392 RU2 PNTM = : E (PRIMA T2) | IMAGING | FUJIFILM INDONESIA, PT. | GN00002986 | RDC PUSAT - RAWAGELAM | PUSAT | DKI JAKARTA | JAKARTA TIMUR | MAIN UNIT | EMP | - |  | - |  | 25 September 2023 | ARIEF SETIAWAN - TSE CP | - |  | ACTIVE
364K5204 | FCRT2 | CR IR 392 RU2 PNTM = : E (PRIMA T2) | IMAGING | FUJIFILM INDONESIA, PT. | GN00002986 | RDC PUSAT - RAWAGELAM | PUSAT | DKI JAKARTA | JAKARTA TIMUR | MAIN UNIT | EMP | - |  | - |  | 25 September 2023 | ARIEF SETIAWAN - TSE CP | - |  | ACTIVE
364K5211 | FCRT2 | CR IR 392 RU2 PNTM = : E (PRIMA T2) | IMAGING | FUJIFILM INDONESIA, PT. | GN00002986 | RDC PUSAT - RAWAGELAM | PUSAT | DKI JAKARTA | JAKARTA TIMUR | MAIN UNIT | EMP | - |  | - |  | 25 September 2023 | ARIEF SETIAWAN - TSE CP | - |  | ACTIVE
364K5216 | FCRT2 | CR IR 392 RU2 PNTM = : E (PRIMA T2) | IMAGING | FUJIFILM INDONESIA, PT. | GN00002986 | RDC PUSAT - RAWAGELAM | PUSAT | DKI JAKARTA | JAKARTA TIMUR | MAIN UNIT | EMP | - |  | - |  | 25 September 2023 | ARIEF SETIAWAN - TSE CP | - |  | ACTIVE
36551427 | FCA11 | CONSOLE ADVANCE A12 V11 | IMAGING | FUJIFILM INDONESIA, PT. | GN21120007 | RS HERMINA CILEGON | TANGERANG | BANTEN | TANGERANG | MAIN UNIT | CUSTOMER | - |  | 27 September 2023 |  | 25 September 2023 | ARIEF SETIAWAN - TSE CP | 10 October 2023 | SAHID DERMAWAN - SPV TSE BARAT | ACTIVE
36551428 | FCA11 | CONSOLE ADVANCE A12 V11 | IMAGING | FUJIFILM INDONESIA, PT. | GN00002986 | RDC PUSAT - RAWAGELAM | PUSAT | DKI JAKARTA | JAKARTA TIMUR | MAIN UNIT | EMP | - |  | - |  | 25 September 2023 | ARIEF SETIAWAN - TSE CP | - |  | ACTIVE
36551429 | FCA11 | CONSOLE ADVANCE A12 V11 | IMAGING | FUJIFILM INDONESIA, PT. | GN22010011 | RS HERMINA SOREANG | BANDUNG | JAWA BARAT | BANDUNG | MAIN UNIT | CUSTOMER | - |  | 10 November 2023 |  | 25 September 2023 | ARIEF SETIAWAN - TSE CP | 6 December 2023 | SAHID DERMAWAN - SPV TSE BARAT | ACTIVE
36551437 | FCA11 | CONSOLE ADVANCE A12 V11 | IMAGING | FUJIFILM INDONESIA, PT. | GN00000992 | RS FK UKI | JAKARTA-1 | DKI JAKARTA | JAKARTA TIMUR | MAIN UNIT | CUSTOMER | - |  | 1 November 2023 |  | 25 September 2023 | ARIEF SETIAWAN - TSE CP | 21 November 2023 | SAHID DERMAWAN - SPV TSE BARAT | ACTIVE
36551438 | FCA11 | CONSOLE ADVANCE A12 V11 | IMAGING | FUJIFILM INDONESIA, PT. | GN00008195 | RS SILOAM ( PT SILOAM INTERNATIONAL HOSPITALS ) KUPANG | KUPANG | NUSA TENGGARA TIMUR | KUPANG | MAIN UNIT | CUSTOMER | - |  | 30 November 2023 |  | 25 September 2023 | ARIEF SETIAWAN - TSE CP | 2 January 2024 | ANDI ISMAIL - SPV TSE TIMUR | ACTIVE
36551441 | FCA11 | CONSOLE ADVANCE A12 V11 | IMAGING | FUJIFILM INDONESIA, PT. | GN20110016 | RS HERMINA WONOGIRI | SOLO | JAWA TENGAH | SURAKARTA | MAIN UNIT | CUSTOMER | - |  | 21 November 2023 |  | 25 September 2023 | ARIEF SETIAWAN - TSE CP | 28 November 2023 | ANDI ISMAIL - SPV TSE TIMUR | ACTIVE
36551442 | FCA11 | CONSOLE ADVANCE A12 V11 | IMAGING | FUJIFILM INDONESIA, PT. | GN00001930 | RS JOGJA INTERNATIONAL HOSPITAL (JIH) | YOGYAKARTA | YOGYAKARTA | YOGYAKARTA | MAIN UNIT | CUSTOMER | - |  | 30 November 2023 |  | 25 September 2023 | ARIEF SETIAWAN - TSE CP | 2 January 2024 | ANDI ISMAIL - SPV TSE TIMUR | ACTIVE
365K5371 | FCRT2 | CR IR 392 RU2 PNTM = : E (PRIMA T2) | IMAGING | FUJIFILM INDONESIA, PT. | GN23110008 | KLINIK JANTUNG HASNA MEDIKA BANDUNG | BANDUNG | JAWA BARAT | BANDUNG | MAIN UNIT | CUSTOMER | - |  | 17 May 2024 |  | 1 December 2023 | ANTONIUS SAGITA - KALIBRASI | 24 May 2024 | SAHID DERMAWAN - SPV TSE BARAT | ACTIVE
365K5372 | FCRT2 | CR IR 392 RU2 PNTM = : E (PRIMA T2) | IMAGING | FUJIFILM INDONESIA, PT. | GN00000931 | RS GINJAL HABIBIE | BANDUNG | JAWA BARAT | BANDUNG | MAIN UNIT | CUSTOMER | - |  | 24 May 2024 |  | 1 December 2023 | ANTONIUS SAGITA - KALIBRASI | 28 May 2024 | SAHID DERMAWAN - SPV TSE BARAT | ACTIVE
365K5378 | FCRT2 | CR IR 392 RU2 PNTM = : E (PRIMA T2) | IMAGING | FUJIFILM INDONESIA, PT. | GN00002986 | RDC PUSAT - RAWAGELAM | PUSAT | DKI JAKARTA | JAKARTA TIMUR | MAIN UNIT | EMP | - |  | - |  | 1 December 2023 | ANTONIUS SAGITA - KALIBRASI | - |  | ACTIVE
365K5381 | FCRT2 | CR IR 392 RU2 PNTM = : E (PRIMA T2) | IMAGING | FUJIFILM INDONESIA, PT. | GN00002986 | RDC PUSAT - RAWAGELAM | PUSAT | DKI JAKARTA | JAKARTA TIMUR | MAIN UNIT | EMP | - |  | - |  | 1 December 2023 | ANTONIUS SAGITA - KALIBRASI | - |  | ACTIVE
365K5404 | FCRT2 | CR IR 392 RU2 PNTM = : E (PRIMA T2) | IMAGING | FUJIFILM INDONESIA, PT. | GN00000052 | RS ISLAM METRO | BANDAR LAMPUNG | LAMPUNG | BANDAR LAMPUNG | MAIN UNIT | CUSTOMER | - |  | 13 June 2024 |  | 1 December 2023 | ANTONIUS SAGITA - KALIBRASI | 24 June 2024 | SAHID DERMAWAN - SPV TSE BARAT | ACTIVE
365K5419 | FCRT2 | CR IR 392 RU2 PNTM = : E (PRIMA T2) | IMAGING | FUJIFILM INDONESIA, PT. | GN00008491 | RSIA LEONA | KUPANG | NUSA TENGGARA TIMUR | KUPANG | MAIN UNIT | CUSTOMER | - |  | 9 August 2024 |  | 1 July 2024 | ARIEF SETIAWAN - TSE CP | 20 August 2024 | ANDI ISMAIL - SPV TSE TIMUR | ACTIVE
365K5422 | FCRT2 | CR IR 392 RU2 PNTM = : E (PRIMA T2) | IMAGING | FUJIFILM INDONESIA, PT. | GN00008374 | RS DUTA INDAH | JAKARTA-2 | DKI JAKARTA | JAKARTA UTARA | MAIN UNIT | CUSTOMER | - |  | 9 August 2024 |  | 1 July 2024 | ARIEF SETIAWAN - TSE CP | 26 August 2024 | SAHID DERMAWAN - SPV TSE BARAT | ACTIVE
365K5430 | FCRT2 | CR IR 392 RU2 PNTM = : E (PRIMA T2) | IMAGING | FUJIFILM INDONESIA, PT. | GN00002986 | RDC PUSAT - RAWAGELAM | PUSAT | DKI JAKARTA | JAKARTA TIMUR | MAIN UNIT | EMP | - |  | - |  | 6 August 2024 | ARIEF SETIAWAN - TSE CP | - |  | ACTIVE
365K5432 | FCRT2 | CR IR 392 RU2 PNTM = : E (PRIMA T2) | IMAGING | FUJIFILM INDONESIA, PT. | GN00002986 | RDC PUSAT - RAWAGELAM | PUSAT | DKI JAKARTA | JAKARTA TIMUR | MAIN UNIT | EMP | - |  | - |  | 1 July 2024 | ARIEF SETIAWAN - TSE CP | - |  | ACTIVE
365K5433 | FCRT2 | CR IR 392 RU2 PNTM = : E (PRIMA T2) | IMAGING | FUJIFILM INDONESIA, PT. | GN25020012 | RSUD PEUSANGAN RAYA | BANDA ACEH | ACEH | BANDA ACEH | MAIN UNIT | CUSTOMER | - |  | 20 February 2025 |  | 1 July 2024 | ARIEF SETIAWAN - TSE CP | 24 February 2025 | SAHID DERMAWAN - SPV TSE BARAT | ACTIVE
365K5436 | FCRT2 | CR IR 392 RU2 PNTM = : E (PRIMA T2) | IMAGING | FUJIFILM INDONESIA, PT. | GN00000322 | RS IMELDA | MEDAN | SUMATERA UTARA | MEDAN | MAIN UNIT | CUSTOMER | - |  | 13 November 2024 |  | 1 July 2024 | ARIEF SETIAWAN - TSE CP | 2 December 2024 | SAHID DERMAWAN - SPV TSE BARAT | ACTIVE
365K5437 | FCRT2 | CR IR 392 RU2 PNTM = : E (PRIMA T2) | IMAGING | FUJIFILM INDONESIA, PT. | GN00008491 | RSIA LEONA | KUPANG | NUSA TENGGARA TIMUR | KUPANG | MAIN UNIT | CUSTOMER | - |  | 25 October 2024 |  | 1 July 2024 | ARIEF SETIAWAN - TSE CP | 22 January 2025 | ANDI ISMAIL - SPV TSE TIMUR | ACTIVE
365K5439 | FCRT2 | CR IR 392 RU2 PNTM = : E (PRIMA T2) | IMAGING | FUJIFILM INDONESIA, PT. | GN00002986 | RDC PUSAT - RAWAGELAM | PUSAT | DKI JAKARTA | JAKARTA TIMUR | MAIN UNIT | EMP | - |  | - |  | 6 August 2024 | ARIEF SETIAWAN - TSE CP | - |  | ACTIVE
365K5440 | FCRT2 | CR IR 392 RU2 PNTM = : E (PRIMA T2) | IMAGING | FUJIFILM INDONESIA, PT. | GN24100001 | KLINIK RAWAT INAP DAN RAWAT JALAN SUDIRJO PARTODIMEJO | PALEMBANG | SUMATERA SELATAN | PALEMBANG | MAIN UNIT | CUSTOMER | - |  | 10 October 2024 |  | 1 July 2024 | ARIEF SETIAWAN - TSE CP | 5 November 2024 | SAHID DERMAWAN - SPV TSE BARAT | ACTIVE
365K5441 | FCRT2 | CR IR 392 RU2 PNTM = : E (PRIMA T2) | IMAGING | FUJIFILM INDONESIA, PT. | GN00002986 | RDC PUSAT - RAWAGELAM | PUSAT | DKI JAKARTA | JAKARTA TIMUR | MAIN UNIT | EMP | - |  | - |  | 1 July 2024 | ARIEF SETIAWAN - TSE CP | - |  | ACTIVE
365K5442 | FCRT2 | CR IR 392 RU2 PNTM = : E (PRIMA T2) | IMAGING | FUJIFILM INDONESIA, PT. | GN00002986 | RDC PUSAT - RAWAGELAM | PUSAT | DKI JAKARTA | JAKARTA TIMUR | MAIN UNIT | EMP | - |  | - |  | 1 July 2024 | ARIEF SETIAWAN - TSE CP | - |  | ACTIVE
365K5447 | FCRT2 | CR IR 392 RU2 PNTM = : E (PRIMA T2) | IMAGING | FUJIFILM INDONESIA, PT. | GN00002986 | RDC PUSAT - RAWAGELAM | PUSAT | DKI JAKARTA | JAKARTA TIMUR | MAIN UNIT | EMP | - |  | - |  | 1 July 2024 | ARIEF SETIAWAN - TSE CP | - |  | ACTIVE
365K5454 | FCRT2 | CR IR 392 RU2 PNTM = : E (PRIMA T2) | IMAGING | FUJIFILM INDONESIA, PT. | GN00002986 | RDC PUSAT - RAWAGELAM | PUSAT | DKI JAKARTA | JAKARTA TIMUR | MAIN UNIT | EMP | - |  | - |  | 6 August 2024 | ARIEF SETIAWAN - TSE CP | - |  | ACTIVE
365K5455 | FCRT2 | CR IR 392 RU2 PNTM = : E (PRIMA T2) | IMAGING | FUJIFILM INDONESIA, PT. | GN00002986 | RDC PUSAT - RAWAGELAM | PUSAT | DKI JAKARTA | JAKARTA TIMUR | MAIN UNIT | EMP | - |  | - |  | 6 August 2024 | ARIEF SETIAWAN - TSE CP | - |  | ACTIVE
36651522 | FCA11 | CONSOLE ADVANCE A12 V11 | IMAGING | FUJIFILM INDONESIA, PT. | GN00002986 | RDC PUSAT - RAWAGELAM | PUSAT | DKI JAKARTA | JAKARTA TIMUR | MAIN UNIT | EMP | - |  | - |  | 25 September 2023 | ARIEF SETIAWAN - TSE CP | - |  | ACTIVE
36651527 | FCA11 | CONSOLE ADVANCE A12 V11 | IMAGING | FUJIFILM INDONESIA, PT. | GN00002986 | RDC PUSAT - RAWAGELAM | PUSAT | DKI JAKARTA | JAKARTA TIMUR | MAIN UNIT | EMP | - |  | - |  | 6 December 2023 | ARIEF SETIAWAN - TSE CP | - |  | ACTIVE
36651528 | FCA11 | CONSOLE ADVANCE A12 V11 | IMAGING | FUJIFILM INDONESIA, PT. | GN20110004 | RS MITRA HUSADA LAMPUNG | BANDAR LAMPUNG | LAMPUNG | BANDAR LAMPUNG | MAIN UNIT | CUSTOMER | - |  | 27 February 2024 |  | 25 September 2023 | ARIEF SETIAWAN - TSE CP | 4 March 2024 | SAHID DERMAWAN - SPV TSE BARAT | ACTIVE
36651529 | FCA11 | CONSOLE ADVANCE A12 V11 | IMAGING | FUJIFILM INDONESIA, PT. | GN24070014 | RS HERMINA PASURUAN | MALANG | JAWA TIMUR | MALANG | MAIN UNIT | CUSTOMER | - |  | 15 July 2024 |  | 25 September 2023 | ARIEF SETIAWAN - TSE CP | 22 July 2024 | ANDI ISMAIL - SPV TSE TIMUR | ACTIVE
36651544 | FCA11 | CONSOLE ADVANCE A12 V11 | IMAGING | FUJIFILM INDONESIA, PT. | GN19010005 | RS HERMINA MAKASSAR | MAKASSAR | SULAWESI SELATAN | MAKASSAR | MAIN UNIT | CUSTOMER | - |  | 18 September 2025 |  | 19 April 2024 | ARIEF SETIAWAN - TSE CP | 2 October 2025 | SAHID DERMAWAN - SPV TSE BARAT | ACTIVE
36651551 | FCA11 | CONSOLE ADVANCE A12 V11 | IMAGING | FUJIFILM INDONESIA, PT. | GN00002986 | RDC PUSAT - RAWAGELAM | PUSAT | DKI JAKARTA | JAKARTA TIMUR | MAIN UNIT | EMP | - |  | - |  | 19 April 2024 | ARIEF SETIAWAN - TSE CP | - |  | ACTIVE
36651552 | FCA11 | CONSOLE ADVANCE A12 V11 | IMAGING | FUJIFILM INDONESIA, PT. | GN00000059 | RS URIP SUMOHARJO | BANDAR LAMPUNG | LAMPUNG | BANDAR LAMPUNG | MAIN UNIT | CUSTOMER | - |  | 16 August 2024 |  | 19 April 2024 | ARIEF SETIAWAN - TSE CP | 26 August 2024 | SAHID DERMAWAN - SPV TSE BARAT | ACTIVE
36651554 | FCONA | CONSOLE ADVANCE | IMAGING | FUJIFILM INDONESIA, PT. | GN00002986 | RDC PUSAT - RAWAGELAM | PUSAT | DKI JAKARTA | JAKARTA TIMUR | MAIN UNIT | EMP | - |  | - |  | 1 July 2024 | ARIEF SETIAWAN - TSE CP | - |  | ACTIVE
36651564 | FCA11 | CONSOLE ADVANCE A12 V11 | IMAGING | FUJIFILM INDONESIA, PT. | GN00002986 | RDC PUSAT - RAWAGELAM | PUSAT | DKI JAKARTA | JAKARTA TIMUR | MAIN UNIT | EMP | - |  | - |  | 19 April 2024 | ARIEF SETIAWAN - TSE CP | - |  | ACTIVE
36651579 | FCONA | CONSOLE ADVANCE | IMAGING | FUJIFILM INDONESIA, PT. | GN00002986 | RDC PUSAT - RAWAGELAM | PUSAT | DKI JAKARTA | JAKARTA TIMUR | MAIN UNIT | EMP | - |  | - |  | 1 July 2024 | ARIEF SETIAWAN - TSE CP | - |  | ACTIVE
36651580 | FCONA | CONSOLE ADVANCE | IMAGING | FUJIFILM INDONESIA, PT. | GN00002986 | RDC PUSAT - RAWAGELAM | PUSAT | DKI JAKARTA | JAKARTA TIMUR | MAIN UNIT | EMP | - |  | - |  | 1 July 2024 | ARIEF SETIAWAN - TSE CP | - |  | ACTIVE
366K5566 | FCRT2 | CR IR 392 RU2 PNTM = : E (PRIMA T2) | IMAGING | FUJIFILM INDONESIA, PT. | GN23080015 | KLINIK UTAMA JANTUNG HASNA MEDIKA CIANJUR | SUKABUMI | JAWA BARAT | SUKABUMI | MAIN UNIT | CUSTOMER | - |  | 23 July 2024 |  | 19 April 2024 | ARIEF SETIAWAN - TSE CP | 6 August 2024 | SAHID DERMAWAN - SPV TSE BARAT | ACTIVE
366K5569 | FCRT2 | CR IR 392 RU2 PNTM = : E (PRIMA T2) | IMAGING | FUJIFILM INDONESIA, PT. | GN00000821 | RS SITI FATIMAH | MAKASSAR | SULAWESI SELATAN | MAKASSAR | MAIN UNIT | CUSTOMER | - |  | 19 June 2024 |  | 19 April 2024 | ARIEF SETIAWAN - TSE CP | 24 June 2024 | ANDI ISMAIL - SPV TSE TIMUR | ACTIVE
366K5571 | FCRT2 | CR IR 392 RU2 PNTM = : E (PRIMA T2) | IMAGING | FUJIFILM INDONESIA, PT. | GN24060018 | KLINIK JANTUNG HASNA MEDIKA SERANG | TANGERANG | BANTEN | TANGERANG | MAIN UNIT | CUSTOMER | - |  | 3 June 2024 |  | 19 April 2024 | ARIEF SETIAWAN - TSE CP | 1 July 2024 | SAHID DERMAWAN - SPV TSE BARAT | ACTIVE
366K5572 | FCRT2 | CR IR 392 RU2 PNTM = : E (PRIMA T2) | IMAGING | FUJIFILM INDONESIA, PT. | GN00002986 | RDC PUSAT - RAWAGELAM | PUSAT | DKI JAKARTA | JAKARTA TIMUR | MAIN UNIT | EMP | - |  | - |  | 19 April 2024 | ARIEF SETIAWAN - TSE CP | - |  | ACTIVE
366K5574 | FCRT2 | CR IR 392 RU2 PNTM = : E (PRIMA T2) | IMAGING | FUJIFILM INDONESIA, PT. | GN00002986 | RDC PUSAT - RAWAGELAM | PUSAT | DKI JAKARTA | JAKARTA TIMUR | MAIN UNIT | EMP | - |  | - |  | 19 April 2024 | ARIEF SETIAWAN - TSE CP | - |  | ACTIVE
366K5582 | FCRT2 | CR IR 392 RU2 PNTM = : E (PRIMA T2) | IMAGING | FUJIFILM INDONESIA, PT. | GN00002986 | RDC PUSAT - RAWAGELAM | PUSAT | DKI JAKARTA | JAKARTA TIMUR | MAIN UNIT | EMP | - |  | - |  | 19 April 2024 | ARIEF SETIAWAN - TSE CP | - |  | ACTIVE
366K5583 | FCRT2 | CR IR 392 RU2 PNTM = : E (PRIMA T2) | IMAGING | FUJIFILM INDONESIA, PT. | GN24070015 | KLINIK UTAMA JANTUNG HASNA MEDIKA KARANGASEM | DENPASAR | BALI | DENPASAR | MAIN UNIT | CUSTOMER | - |  | 10 July 2024 |  | 19 April 2024 | ARIEF SETIAWAN - TSE CP | 17 July 2024 | ANDI ISMAIL - SPV TSE TIMUR | ACTIVE
366K5584 | FCRT2 | CR IR 392 RU2 PNTM = : E (PRIMA T2) | IMAGING | FUJIFILM INDONESIA, PT. | GN00002380 | RSUD KAYEN PATI | SEMARANG | JAWA TENGAH | SEMARANG | MAIN UNIT | CUSTOMER | - |  | 4 July 2024 |  | 19 April 2024 | ARIEF SETIAWAN - TSE CP | 5 July 2024 | ANDI ISMAIL - SPV TSE TIMUR | ACTIVE
366K5585 | FCRT2 | CR IR 392 RU2 PNTM = : E (PRIMA T2) | IMAGING | FUJIFILM INDONESIA, PT. | GN00007245 | RS DKT TNI | BANDAR LAMPUNG | LAMPUNG | BLAMBANGAN UMPU | MAIN UNIT | CUSTOMER | - |  | 12 July 2024 |  | 19 April 2024 | ARIEF SETIAWAN - TSE CP | 19 July 2024 | SAHID DERMAWAN - SPV TSE BARAT | ACTIVE
366K5586 | FCRT2 | CR IR 392 RU2 PNTM = : E (PRIMA T2) | IMAGING | FUJIFILM INDONESIA, PT. | GN00002986 | RDC PUSAT - RAWAGELAM | PUSAT | DKI JAKARTA | JAKARTA TIMUR | MAIN UNIT | EMP | - |  | - |  | 19 April 2024 | ARIEF SETIAWAN - TSE CP | - |  | ACTIVE
36820847 | FCA33 | CONSOLE ADVANCE 330 | IMAGING | FUJIFILM INDONESIA, PT. | GN00000931 | RS GINJAL HABIBIE | BANDUNG | JAWA BARAT | BANDUNG | MAIN UNIT | CUSTOMER | - |  | 24 May 2024 |  | 19 April 2024 | ARIEF SETIAWAN - TSE CP | 28 May 2024 | SAHID DERMAWAN - SPV TSE BARAT | ACTIVE
36820848 | FCA33 | CONSOLE ADVANCE 330 | IMAGING | FUJIFILM INDONESIA, PT. | GN00003054 | RS PEKERJA INDONESIA IMELDA | MEDAN | SUMATERA UTARA | MEDAN | MAIN UNIT | CUSTOMER | - |  | 19 December 2024 |  | 19 April 2024 | ARIEF SETIAWAN - TSE CP | 6 January 2025 | SAHID DERMAWAN - SPV TSE BARAT | ACTIVE
36820850 | FCA33 | CONSOLE ADVANCE 330 | IMAGING | FUJIFILM INDONESIA, PT. | GN00001333 | RSUD BULELENG (RSUD SINGARAJA) | DENPASAR | BALI | BULELENG | MAIN UNIT | CUSTOMER | - |  | 17 September 2025 |  | 19 April 2024 | ARIEF SETIAWAN - TSE CP | 2 October 2025 | SAHID DERMAWAN - SPV TSE BARAT | ACTIVE
36820851 | FCA33 | CONSOLE ADVANCE 330 | IMAGING | FUJIFILM INDONESIA, PT. | GN00006667 | RSU GANESHA | DENPASAR | BALI | DENPASAR | MAIN UNIT | CUSTOMER | - |  | 30 October 2025 |  | 19 April 2024 | ARIEF SETIAWAN - TSE CP | 3 November 2025 | SAHID DERMAWAN - SPV TSE BARAT | ACTIVE
36820852 | FCA33 | CONSOLE ADVANCE 330 | IMAGING | FUJIFILM INDONESIA, PT. | GN00001333 | RSUD BULELENG (RSUD SINGARAJA) | DENPASAR | BALI | BULELENG | MAIN UNIT | EMP | - |  | - |  | 19 April 2024 | ARIEF SETIAWAN - TSE CP | - |  | ACTIVE
36820854 | FCA33 | CONSOLE ADVANCE 330 | IMAGING | FUJIFILM INDONESIA, PT. | GN00002986 | RDC PUSAT - RAWAGELAM | PUSAT | DKI JAKARTA | JAKARTA TIMUR | MAIN UNIT | EMP | - |  | - |  | 19 April 2024 | ARIEF SETIAWAN - TSE CP | - |  | ACTIVE
36820855 | FCA33 | CONSOLE ADVANCE 330 | IMAGING | FUJIFILM INDONESIA, PT. | GN00002986 | RDC PUSAT - RAWAGELAM | PUSAT | DKI JAKARTA | JAKARTA TIMUR | MAIN UNIT | EMP | - |  | - |  | 19 April 2024 | ARIEF SETIAWAN - TSE CP | - |  | ACTIVE
36820856 | FCA33 | CONSOLE ADVANCE 330 | IMAGING | FUJIFILM INDONESIA, PT. | GN00002986 | RDC PUSAT - RAWAGELAM | PUSAT | DKI JAKARTA | JAKARTA TIMUR | MAIN UNIT | EMP | - |  | - |  | 19 April 2024 | ARIEF SETIAWAN - TSE CP | - |  | ACTIVE
36820858 | FCA33 | CONSOLE ADVANCE 330 | IMAGING | FUJIFILM INDONESIA, PT. | GN00002986 | RDC PUSAT - RAWAGELAM | PUSAT | DKI JAKARTA | JAKARTA TIMUR | MAIN UNIT | EMP | - |  | - |  | 19 April 2024 | ARIEF SETIAWAN - TSE CP | - |  | ACTIVE
36820859 | FCA33 | CONSOLE ADVANCE 330 | IMAGING | FUJIFILM INDONESIA, PT. | GN00002986 | RDC PUSAT - RAWAGELAM | PUSAT | DKI JAKARTA | JAKARTA TIMUR | MAIN UNIT | EMP | - |  | - |  | 19 April 2024 | ARIEF SETIAWAN - TSE CP | - |  | ACTIVE
369/XII/13 | WHS98 | WEIGHING SCALE MANUAL | IMAGING | TESENA INOVINDO, PT | GN00000522 | RSUD DR. SOETIJONO BLORA | SEMARANG | JAWA TENGAH | BLORA | MAIN UNIT | CUSTOMER | - |  | 10 November 2014 |  | - |  | - |  | INACTIVE
37052573 | FCONA | CONSOLE ADVANCE | IMAGING | FUJIFILM INDONESIA, PT. | GN00002986 | RDC PUSAT - RAWAGELAM | PUSAT | DKI JAKARTA | JAKARTA TIMUR | MAIN UNIT | EMP | - |  | - |  | 4 November 2024 | ARIEF SETIAWAN - TSE CP | - |  | ACTIVE
37052589 | FCONA | CONSOLE ADVANCE | IMAGING | FUJIFILM INDONESIA, PT. | GN00002986 | RDC PUSAT - RAWAGELAM | PUSAT | DKI JAKARTA | JAKARTA TIMUR | MAIN UNIT | EMP | - |  | - |  | 3 March 2025 | ARIEF SETIAWAN - TSE CP | - |  | ACTIVE
37052592 | FCONA | CONSOLE ADVANCE | IMAGING | FUJIFILM INDONESIA, PT. | GN00002986 | RDC PUSAT - RAWAGELAM | PUSAT | DKI JAKARTA | JAKARTA TIMUR | MAIN UNIT | EMP | - |  | - |  | 3 March 2025 | ARIEF SETIAWAN - TSE CP | - |  | ACTIVE
370K6464 | FCRT2 | CR IR 392 RU2 PNTM = : E (PRIMA T2) | IMAGING | FUJIFILM INDONESIA, PT. | GN00002986 | RDC PUSAT - RAWAGELAM | PUSAT | DKI JAKARTA | JAKARTA TIMUR | MAIN UNIT | EMP | - |  | - |  | 6 August 2024 | ARIEF SETIAWAN - TSE CP | - |  | ACTIVE
370K6470 | FCRT2 | CR IR 392 RU2 PNTM = : E (PRIMA T2) | IMAGING | FUJIFILM INDONESIA, PT. | GN00002986 | RDC PUSAT - RAWAGELAM | PUSAT | DKI JAKARTA | JAKARTA TIMUR | MAIN UNIT | EMP | - |  | - |  | 6 August 2024 | ARIEF SETIAWAN - TSE CP | - |  | ACTIVE
370K6484 | FCRT2 | CR IR 392 RU2 PNTM = : E (PRIMA T2) | IMAGING | FUJIFILM INDONESIA, PT. | GN00002986 | RDC PUSAT - RAWAGELAM | PUSAT | DKI JAKARTA | JAKARTA TIMUR | MAIN UNIT | EMP | - |  | - |  | 26 May 2025 | ARIEF SETIAWAN - TSE CP | - |  | ACTIVE
370K6490 | FCRT2 | CR IR 392 RU2 PNTM = : E (PRIMA T2) | IMAGING | FUJIFILM INDONESIA, PT. | GN00002986 | RDC PUSAT - RAWAGELAM | PUSAT | DKI JAKARTA | JAKARTA TIMUR | MAIN UNIT | EMP | - |  | - |  | 25 April 2025 | ARIEF SETIAWAN - TSE CP | - |  | ACTIVE
370K6501 | FCRT2 | CR IR 392 RU2 PNTM = : E (PRIMA T2) | IMAGING | FUJIFILM INDONESIA, PT. | GN00002986 | RDC PUSAT - RAWAGELAM | PUSAT | DKI JAKARTA | JAKARTA TIMUR | MAIN UNIT | EMP | - |  | - |  | 5 February 2025 | ARIEF SETIAWAN - TSE CP | - |  | ACTIVE
370K6504 | FCRT2 | CR IR 392 RU2 PNTM = : E (PRIMA T2) | IMAGING | FUJIFILM INDONESIA, PT. | GN00002986 | RDC PUSAT - RAWAGELAM | PUSAT | DKI JAKARTA | JAKARTA TIMUR | MAIN UNIT | EMP | - |  | - |  | 5 February 2025 | ARIEF SETIAWAN - TSE CP | - |  | ACTIVE
370K6540 | FCRT2 | CR IR 392 RU2 PNTM = : E (PRIMA T2) | IMAGING | FUJIFILM INDONESIA, PT. | GN00002986 | RDC PUSAT - RAWAGELAM | PUSAT | DKI JAKARTA | JAKARTA TIMUR | MAIN UNIT | EMP | - |  | - |  | 6 August 2024 | ARIEF SETIAWAN - TSE CP | - |  | ACTIVE
370K6541 | FCRT2 | CR IR 392 RU2 PNTM = : E (PRIMA T2) | IMAGING | FUJIFILM INDONESIA, PT. | GN00002986 | RDC PUSAT - RAWAGELAM | PUSAT | DKI JAKARTA | JAKARTA TIMUR | MAIN UNIT | EMP | - |  | - |  | 6 August 2024 | ARIEF SETIAWAN - TSE CP | - |  | ACTIVE
371/VIII/07 | TM01U | Infant Incubator Tsn910Sc |  |  | GN00001135 | RSUD ADJIDARMO | TANGERANG | BANTEN | RANGKASBITUNG | MAIN UNIT | CUSTOMER | 16 October 2014 | PETRUS SIMON | 1 January 2007 |  | 16 October 2014 | PETRUS SIMON | - |  | ACTIVE
37121003 | FCA33 | CONSOLE ADVANCE 330 | IMAGING | FUJIFILM INDONESIA, PT. | GN00002986 | RDC PUSAT - RAWAGELAM | PUSAT | DKI JAKARTA | JAKARTA TIMUR | MAIN UNIT | EMP | - |  | - |  | 31 October 2025 | ARIEF SETIAWAN - TSE CP | - |  | ACTIVE
37121011 | FCA33 | CONSOLE ADVANCE 330 | IMAGING | FUJIFILM INDONESIA, PT. | GN00002986 | RDC PUSAT - RAWAGELAM | PUSAT | DKI JAKARTA | JAKARTA TIMUR | MAIN UNIT | EMP | - |  | - |  | 31 October 2025 | ARIEF SETIAWAN - TSE CP | - |  | ACTIVE
37121012 | FCA33 | CONSOLE ADVANCE 330 | IMAGING | FUJIFILM INDONESIA, PT. | GN00002986 | RDC PUSAT - RAWAGELAM | PUSAT | DKI JAKARTA | JAKARTA TIMUR | MAIN UNIT | EMP | - |  | - |  | 31 October 2025 | ARIEF SETIAWAN - TSE CP | - |  | ACTIVE
37121014 | FCA33 | CONSOLE ADVANCE 330 | IMAGING | FUJIFILM INDONESIA, PT. | GN00002986 | RDC PUSAT - RAWAGELAM | PUSAT | DKI JAKARTA | JAKARTA TIMUR | MAIN UNIT | EMP | - |  | - |  | 31 October 2025 | ARIEF SETIAWAN - TSE CP | - |  | ACTIVE
37183084 | EM217 | EIZO RadiForce MX217 | PACS | TRIPUTRA TECHNO MED, PT. | GN00002986 | RDC PUSAT - RAWAGELAM | PUSAT | DKI JAKARTA | JAKARTA TIMUR | MAIN UNIT | EMP | - |  | - |  | 20 August 2025 | ARIEF SETIAWAN - TSE CP | - |  | ACTIVE
37190084 | EM217 | EIZO RadiForce MX217 | PACS | TRIPUTRA TECHNO MED, PT. | GN00002986 | RDC PUSAT - RAWAGELAM | PUSAT | DKI JAKARTA | JAKARTA TIMUR | MAIN UNIT | EMP | - |  | - |  | 17 December 2024 | ARIEF SETIAWAN - TSE CP | - |  | ACTIVE
372/VIII/07 | TM01U | Infant Incubator Tsn910Sc |  |  | GN00001135 | RSUD ADJIDARMO | TANGERANG | BANTEN | RANGKASBITUNG | MAIN UNIT | CUSTOMER | 16 October 2014 | PETRUS SIMON | 1 January 2004 |  | 16 October 2014 | PETRUS SIMON | - |  | ACTIVE
372F0564 | FCRTM | CR IR 392 RU2 M PRIMA TM | IMAGING | FUJIFILM INDONESIA, PT. | GN00002986 | RDC PUSAT - RAWAGELAM | PUSAT | DKI JAKARTA | JAKARTA TIMUR | MAIN UNIT | EMP | - |  | - |  | 1 July 2024 | ARIEF SETIAWAN - TSE CP | - |  | ACTIVE
374-3550G | 00309 | Nuclisens Easy Q configr |  |  | GN00011539 | PG23 | PUSAT | DKI JAKARTA | JAKARTA TIMUR | MAIN UNIT | EMP | - |  | 1 January 1900 |  | - |  | - |  | INACTIVE
37422836 | 00309 | Nuclisens Easy Q configr |  |  | GN00001083 | RS KANKER DHARMAIS | JAKARTA-2 | DKI JAKARTA | JAKARTA BARAT | MAIN UNIT | CUSTOMER | 23 May 2017 | SENDRA WIJAYA - IT | 23 February 2009 |  | 23 May 2017 | SENDRA WIJAYA - IT | - |  | INACTIVE
375/IX/07 | TM01U | Infant Incubator Tsn910Sc |  |  | GN00001135 | RSUD ADJIDARMO | TANGERANG | BANTEN | RANGKASBITUNG | MAIN UNIT | CUSTOMER | 16 October 2014 | PETRUS SIMON | 1 January 2007 |  | 16 October 2014 | PETRUS SIMON | - |  | ACTIVE
37986094 | EM217 | EIZO RadiForce MX217 | PACS | TRIPUTRA TECHNO MED, PT. | GN00002986 | RDC PUSAT - RAWAGELAM | PUSAT | DKI JAKARTA | JAKARTA TIMUR | MAIN UNIT | EMP | - |  | - |  | 17 December 2024 | ARIEF SETIAWAN - TSE CP | - |  | ACTIVE
38/IV/13 | TE044 | SUCTION TSN 505 PS | IMAGING | TESENA INOVINDO, PT | GN00000528 | RSUD DR LOEKMONOHADI KUDUS | KUDUS | JAWA TENGAH | KUDUS | MAIN UNIT | CUSTOMER | 29 March 2017 |  | 30 November 2013 |  | 29 March 2017 |  | - |  | ACTIVE
38112084 | FDRSM | DRYPIX SMART | IMAGING | FUJIFILM INDONESIA, PT. | GN20110009 | RS Hermina Samarinda | SAMARINDA | KALIMANTAN TIMUR | SAMARINDA | MAIN UNIT | CUSTOMER | - |  | 13 October 2023 |  | 25 September 2023 | ARIEF SETIAWAN - TSE CP | 16 October 2023 | ANDI ISMAIL - SPV TSE TIMUR | ACTIVE
38112102 | FDRSM | DRYPIX SMART | IMAGING | FUJIFILM INDONESIA, PT. | GN00002080 | RS PURI CINERE | JAKARTA-2 | DKI JAKARTA | DEPOK | MAIN UNIT | CUSTOMER | - |  | 25 September 2023 |  | 25 September 2023 | ARIEF SETIAWAN - TSE CP | 26 February 2025 | SAHID DERMAWAN - SPV TSE BARAT | ACTIVE
38112103 | FDRSM | DRYPIX SMART | IMAGING | FUJIFILM INDONESIA, PT. | GN00002986 | RDC PUSAT - RAWAGELAM | PUSAT | DKI JAKARTA | JAKARTA TIMUR | MAIN UNIT | EMP | - |  | - |  | 25 September 2023 | ARIEF SETIAWAN - TSE CP | - |  | ACTIVE
38112104 | FDRSM | DRYPIX SMART | IMAGING | FUJIFILM INDONESIA, PT. | GN00002986 | RDC PUSAT - RAWAGELAM | PUSAT | DKI JAKARTA | JAKARTA TIMUR | MAIN UNIT | EMP | - |  | - |  | 25 September 2023 | ARIEF SETIAWAN - TSE CP | - |  | ACTIVE
38112105 | FDRSM | DRYPIX SMART | IMAGING | FUJIFILM INDONESIA, PT. | GN00001930 | RS JOGJA INTERNATIONAL HOSPITAL (JIH) | YOGYAKARTA | YOGYAKARTA | YOGYAKARTA | MAIN UNIT | CUSTOMER | - |  | 30 November 2023 |  | 25 September 2023 | ARIEF SETIAWAN - TSE CP | 2 January 2024 | ANDI ISMAIL - SPV TSE TIMUR | ACTIVE
38112112 | FDRSM | DRYPIX SMART | IMAGING | FUJIFILM INDONESIA, PT. | GN00000839 | RSUD PROF ANWAR MAKKATUTU KAB BANTAENG | MAKASSAR | SULAWESI SELATAN | BANTAENG | MAIN UNIT | CUSTOMER | - |  | 5 December 2023 |  | 25 September 2023 | ARIEF SETIAWAN - TSE CP | 21 December 2023 | ANDI ISMAIL - SPV TSE TIMUR | ACTIVE
38112115 | FDRSM | DRYPIX SMART | IMAGING | FUJIFILM INDONESIA, PT. | GN00002986 | RDC PUSAT - RAWAGELAM | PUSAT | DKI JAKARTA | JAKARTA TIMUR | MAIN UNIT | EMP | - |  | - |  | 25 September 2023 | ARIEF SETIAWAN - TSE CP | - |  | ACTIVE
38112116 | FDRSM | DRYPIX SMART | IMAGING | FUJIFILM INDONESIA, PT. | GN21030081 | RS JIWA NAMAITA | KUPANG | NUSA TENGGARA TIMUR | KUPANG | MAIN UNIT | CUSTOMER | - |  | 20 December 2023 |  | 25 September 2023 | ARIEF SETIAWAN - TSE CP | 7 February 2024 | ANDI ISMAIL - SPV TSE TIMUR | ACTIVE
38112117 | FDRSM | DRYPIX SMART | IMAGING | FUJIFILM INDONESIA, PT. | GN00002986 | RDC PUSAT - RAWAGELAM | PUSAT | DKI JAKARTA | JAKARTA TIMUR | MAIN UNIT | EMP | - |  | - |  | 25 September 2023 | ARIEF SETIAWAN - TSE CP | - |  | ACTIVE
38112119 | FDRSM | DRYPIX SMART | IMAGING | FUJIFILM INDONESIA, PT. | GN00000635 | RSUD ABDUL AZIZ MARABAHAN | BANJARMASIN | KALIMANTAN SELATAN |  | MAIN UNIT | CUSTOMER | - |  | 16 January 2024 |  | 25 September 2023 | ARIEF SETIAWAN - TSE CP | 12 February 2024 | ANDI ISMAIL - SPV TSE TIMUR | ACTIVE
38123777 | FDRLI | DRYPIX LITE | IMAGING | FUJIFILM INDONESIA, PT. | GN00003404 | RS BHAKTI ASIH | TEGAL | JAWA TENGAH | BREBES | MAIN UNIT | CUSTOMER | - |  | 1 December 2023 |  | 1 December 2023 | ANTONIUS SAGITA - KALIBRASI | 25 January 2025 | ANDI ISMAIL - SPV TSE TIMUR | ACTIVE
38123778 | FDRLI | DRYPIX LITE | IMAGING | FUJIFILM INDONESIA, PT. | GN00002986 | RDC PUSAT - RAWAGELAM | PUSAT | DKI JAKARTA | JAKARTA TIMUR | MAIN UNIT | EMP | - |  | - |  | 1 December 2023 | ANTONIUS SAGITA - KALIBRASI | - |  | ACTIVE
38124059 | FDRLI | DRYPIX LITE | IMAGING | FUJIFILM INDONESIA, PT. | GN00006006 | RSB MUHAMMADIYAH KODYA CIREBON | CIREBON | JAWA BARAT | CIREBON | MAIN UNIT | CUSTOMER | - |  | 11 January 2024 |  | 1 December 2023 | ANTONIUS SAGITA - KALIBRASI | 15 January 2024 | SAHID DERMAWAN - SPV TSE BARAT | ACTIVE
38124068 | FDRLI | DRYPIX LITE | IMAGING | FUJIFILM INDONESIA, PT. | GN00002986 | RDC PUSAT - RAWAGELAM | PUSAT | DKI JAKARTA | JAKARTA TIMUR | MAIN UNIT | EMP | - |  | - |  | 1 December 2023 | ANTONIUS SAGITA - KALIBRASI | - |  | ACTIVE
38313419 | FDFED | DPX LITE FEEDER : E | IMAGING | FUJIFILM INDONESIA, PT. | GN00002986 | RDC PUSAT - RAWAGELAM | PUSAT | DKI JAKARTA | JAKARTA TIMUR | MAIN UNIT | EMP | - |  | - |  | 3 June 2024 | ARIEF SETIAWAN - TSE CP | - |  | ACTIVE
38313420 | FDFED | DPX LITE FEEDER : E | IMAGING | FUJIFILM INDONESIA, PT. | GN00002986 | RDC PUSAT - RAWAGELAM | PUSAT | DKI JAKARTA | JAKARTA TIMUR | MAIN UNIT | EMP | - |  | - |  | 3 June 2024 | ARIEF SETIAWAN - TSE CP | - |  | ACTIVE
38313421 | FDFED | DPX LITE FEEDER : E | IMAGING | FUJIFILM INDONESIA, PT. | GN00002986 | RDC PUSAT - RAWAGELAM | PUSAT | DKI JAKARTA | JAKARTA TIMUR | MAIN UNIT | EMP | - |  | - |  | 3 June 2024 | ARIEF SETIAWAN - TSE CP | - |  | ACTIVE
38313422 | FDFED | DPX LITE FEEDER : E | IMAGING | FUJIFILM INDONESIA, PT. | GN00002986 | RDC PUSAT - RAWAGELAM | PUSAT | DKI JAKARTA | JAKARTA TIMUR | MAIN UNIT | EMP | - |  | - |  | 3 June 2024 | ARIEF SETIAWAN - TSE CP | - |  | ACTIVE
38313423 | FDFED | DPX LITE FEEDER : E | IMAGING | FUJIFILM INDONESIA, PT. | GN00002986 | RDC PUSAT - RAWAGELAM | PUSAT | DKI JAKARTA | JAKARTA TIMUR | MAIN UNIT | EMP | - |  | - |  | 3 June 2024 | ARIEF SETIAWAN - TSE CP | - |  | ACTIVE
38313424 | FDFED | DPX LITE FEEDER : E | IMAGING | FUJIFILM INDONESIA, PT. | GN00002986 | RDC PUSAT - RAWAGELAM | PUSAT | DKI JAKARTA | JAKARTA TIMUR | MAIN UNIT | EMP | - |  | - |  | 3 June 2024 | ARIEF SETIAWAN - TSE CP | - |  | ACTIVE
38313425 | FDFED | DPX LITE FEEDER : E | IMAGING | FUJIFILM INDONESIA, PT. | GN00002986 | RDC PUSAT - RAWAGELAM | PUSAT | DKI JAKARTA | JAKARTA TIMUR | MAIN UNIT | EMP | - |  | - |  | 3 June 2024 | ARIEF SETIAWAN - TSE CP | - |  | ACTIVE
38313426 | FDFED | DPX LITE FEEDER : E | IMAGING | FUJIFILM INDONESIA, PT. | GN00002986 | RDC PUSAT - RAWAGELAM | PUSAT | DKI JAKARTA | JAKARTA TIMUR | MAIN UNIT | EMP | - |  | - |  | 3 June 2024 | ARIEF SETIAWAN - TSE CP | - |  | ACTIVE
38313431 | FDFED | DPX LITE FEEDER : E | IMAGING | FUJIFILM INDONESIA, PT. | GN00002986 | RDC PUSAT - RAWAGELAM | PUSAT | DKI JAKARTA | JAKARTA TIMUR | MAIN UNIT | EMP | - |  | - |  | 3 June 2024 | ARIEF SETIAWAN - TSE CP | - |  | ACTIVE
38313432 | FDFED | DPX LITE FEEDER : E | IMAGING | FUJIFILM INDONESIA, PT. | GN00002986 | RDC PUSAT - RAWAGELAM | PUSAT | DKI JAKARTA | JAKARTA TIMUR | MAIN UNIT | EMP | - |  | - |  | 3 June 2024 | ARIEF SETIAWAN - TSE CP | - |  | ACTIVE
38412622 | FDRSM | DRYPIX SMART | IMAGING | FUJIFILM INDONESIA, PT. | GN00002986 | RDC PUSAT - RAWAGELAM | PUSAT | DKI JAKARTA | JAKARTA TIMUR | MAIN UNIT | EMP | - |  | - |  | 1 December 2023 | ANTONIUS SAGITA - KALIBRASI | - |  | ACTIVE
38412654 | FDRSM | DRYPIX SMART | IMAGING | FUJIFILM INDONESIA, PT. | GN24070014 | RS HERMINA PASURUAN | MALANG | JAWA TIMUR | MALANG | MAIN UNIT | CUSTOMER | - |  | 15 July 2024 |  | 1 December 2023 | ANTONIUS SAGITA - KALIBRASI | 22 July 2024 | ANDI ISMAIL - SPV TSE TIMUR | ACTIVE
38412656 | FDRSM | DRYPIX SMART | IMAGING | FUJIFILM INDONESIA, PT. | GN22100045 | RSUD TELUK KERAMAT | PONTIANAK | KALIMANTAN BARAT | PONTIANAK | MAIN UNIT | CUSTOMER | - |  | 20 June 2024 |  | 1 December 2023 | ANTONIUS SAGITA - KALIBRASI | 1 July 2024 | SAHID DERMAWAN - SPV TSE BARAT | ACTIVE
38412667 | FDRSM | DRYPIX SMART | IMAGING | FUJIFILM INDONESIA, PT. | GN23050010 | RSUD DAHA HUSADA | KEDIRI | JAWA TIMUR | KEDIRI | MAIN UNIT | CUSTOMER | - |  | 11 June 2024 |  | 1 December 2023 | ANTONIUS SAGITA - KALIBRASI | 18 June 2024 | ANDI ISMAIL - SPV TSE TIMUR | ACTIVE
38412770 | FDRSM | DRYPIX SMART | IMAGING | FUJIFILM INDONESIA, PT. | GN00002986 | RDC PUSAT - RAWAGELAM | PUSAT | DKI JAKARTA | JAKARTA TIMUR | MAIN UNIT | EMP | - |  | - |  | 1 December 2023 | ANTONIUS SAGITA - KALIBRASI | - |  | ACTIVE
38412771 | FDRSM | DRYPIX SMART | IMAGING | FUJIFILM INDONESIA, PT. | GN00002986 | RDC PUSAT - RAWAGELAM | PUSAT | DKI JAKARTA | JAKARTA TIMUR | MAIN UNIT | EMP | - |  | - |  | 1 December 2023 | ANTONIUS SAGITA - KALIBRASI | - |  | ACTIVE
38412777 | FDRSM | DRYPIX SMART | IMAGING | FUJIFILM INDONESIA, PT. | GN00011414 | RSUD KUDUNGGA | SAMARINDA | KALIMANTAN TIMUR | SAMARINDA | MAIN UNIT | CUSTOMER | - |  | 25 July 2024 |  | 1 December 2023 | ANTONIUS SAGITA - KALIBRASI | 6 August 2024 | ANDI ISMAIL - SPV TSE TIMUR | ACTIVE
38425307 | FDRLI | DRYPIX LITE | IMAGING | FUJIFILM INDONESIA, PT. | GN00000877 | RSUD POLEWALI | MAKASSAR | SULAWESI SELATAN | POLEWALI | MAIN UNIT | CUSTOMER | - |  | 20 February 2024 |  | 10 January 2024 | ANTONIUS SAGITA - KALIBRASI | 8 June 2024 | ANDI ISMAIL - SPV TSE TIMUR | ACTIVE
38425308 | FDRLI | DRYPIX LITE | IMAGING | FUJIFILM INDONESIA, PT. | GN22080010 | KLINIK JANTUNG HASNA MEDIKA SUBANG | BANDUNG-2 | JAWA BARAT | BANDUNG | MAIN UNIT | CUSTOMER | - |  | 10 January 2025 |  | 10 January 2024 | ANTONIUS SAGITA - KALIBRASI | 26 February 2025 | SAHID DERMAWAN - SPV TSE BARAT | ACTIVE
38513062 | FDRSM | DRYPIX SMART | IMAGING | FUJIFILM INDONESIA, PT. | GN00002986 | RDC PUSAT - RAWAGELAM | PUSAT | DKI JAKARTA | JAKARTA TIMUR | MAIN UNIT | EMP | - |  | - |  | 1 July 2024 | ARIEF SETIAWAN - TSE CP | - |  | ACTIVE
38513080 | FDRSM | DRYPIX SMART | IMAGING | FUJIFILM INDONESIA, PT. | GN00000885 | RS WAKAI (INSTALASI FARMASI) (TOJO UNA-UNA) | PALU | SULAWESI TENGAH | PALU | MAIN UNIT | CUSTOMER | - |  | 10 December 2024 |  | 1 July 2024 | ARIEF SETIAWAN - TSE CP | 17 December 2024 | ANDI ISMAIL - SPV TSE TIMUR | ACTIVE
38513090 | FDRSM | DRYPIX SMART | IMAGING | FUJIFILM INDONESIA, PT. | GN00011537 | RSUD PESAWARAN | BANDAR LAMPUNG | LAMPUNG | BLAMBANGAN UMPU | MAIN UNIT | CUSTOMER | - |  | 16 August 2024 |  | 1 July 2024 | ARIEF SETIAWAN - TSE CP | 26 August 2024 | SAHID DERMAWAN - SPV TSE BARAT | ACTIVE
38513091 | FDRSM | DRYPIX SMART | IMAGING | FUJIFILM INDONESIA, PT. | GN00007501 | RS KHARITAS BHAKTI | PONTIANAK | KALIMANTAN BARAT | PONTIANAK | MAIN UNIT | CUSTOMER | - |  | 22 July 2024 |  | 1 July 2024 | ARIEF SETIAWAN - TSE CP | 6 August 2024 | SAHID DERMAWAN - SPV TSE BARAT | ACTIVE
38513162 | FDRSM | DRYPIX SMART | IMAGING | FUJIFILM INDONESIA, PT. | GN00008491 | RSIA LEONA | KUPANG | NUSA TENGGARA TIMUR | KUPANG | MAIN UNIT | CUSTOMER | - |  | 9 August 2024 |  | 1 July 2024 | ARIEF SETIAWAN - TSE CP | 20 August 2024 | ANDI ISMAIL - SPV TSE TIMUR | ACTIVE
38513164 | FDRSM | DRYPIX SMART | IMAGING | FUJIFILM INDONESIA, PT. | GN00002986 | RDC PUSAT - RAWAGELAM | PUSAT | DKI JAKARTA | JAKARTA TIMUR | MAIN UNIT | EMP | - |  | - |  | 1 July 2024 | ARIEF SETIAWAN - TSE CP | - |  | ACTIVE
38513169 | FDRSM | DRYPIX SMART | IMAGING | FUJIFILM INDONESIA, PT. | GN00002986 | RDC PUSAT - RAWAGELAM | PUSAT | DKI JAKARTA | JAKARTA TIMUR | MAIN UNIT | EMP | - |  | - |  | 1 July 2024 | ARIEF SETIAWAN - TSE CP | - |  | ACTIVE
38513170 | FDRSM | DRYPIX SMART | IMAGING | FUJIFILM INDONESIA, PT. | GN00002380 | RSUD KAYEN PATI | SEMARANG | JAWA TENGAH | SEMARANG | MAIN UNIT | CUSTOMER | - |  | 4 July 2024 |  | 1 July 2024 | ARIEF SETIAWAN - TSE CP | 5 July 2024 | ANDI ISMAIL - SPV TSE TIMUR | ACTIVE
38513185 | FDRSM | DRYPIX SMART | IMAGING | FUJIFILM INDONESIA, PT. | GN00002986 | RDC PUSAT - RAWAGELAM | PUSAT | DKI JAKARTA | JAKARTA TIMUR | MAIN UNIT | EMP | - |  | - |  | 1 July 2024 | ARIEF SETIAWAN - TSE CP | - |  | ACTIVE
38513207 | FDRSM | DRYPIX SMART | IMAGING | FUJIFILM INDONESIA, PT. | GN00002986 | RDC PUSAT - RAWAGELAM | PUSAT | DKI JAKARTA | JAKARTA TIMUR | MAIN UNIT | EMP | - |  | - |  | 1 July 2024 | ARIEF SETIAWAN - TSE CP | - |  | ACTIVE
387/IV/09 | TE011 | SIMPLE INCUBATOR W/ STAND TROLLEY | IMAGING | TESENA INOVINDO, PT | GN00001206 | RSUD PROF DR MARGONO SOEKARJO | PURWOKERTO | JAWA TENGAH | BANYUMAS | MAIN UNIT | CUSTOMER | 28 April 2015 | DIAN FEBRIYANA - TSE | 1 January 1900 |  | 28 April 2015 | DIAN FEBRIYANA - TSE | - |  | ACTIVE
38727016 | FDRLI | DRYPIX LITE | IMAGING | FUJIFILM INDONESIA, PT. | GN23110008 | KLINIK JANTUNG HASNA MEDIKA BANDUNG | BANDUNG | JAWA BARAT | BANDUNG | MAIN UNIT | CUSTOMER | - |  | 17 May 2024 |  | 16 January 2024 | ARIEF SETIAWAN - TSE CP | 24 May 2024 | SAHID DERMAWAN - SPV TSE BARAT | ACTIVE
38727017 | FDRLI | DRYPIX LITE | IMAGING | FUJIFILM INDONESIA, PT. | GN00000931 | RS GINJAL HABIBIE | BANDUNG | JAWA BARAT | BANDUNG | MAIN UNIT | CUSTOMER | - |  | 24 May 2024 |  | 16 January 2024 | ARIEF SETIAWAN - TSE CP | 28 May 2024 | SAHID DERMAWAN - SPV TSE BARAT | ACTIVE
38727019 | FDRLI | DRYPIX LITE | IMAGING | FUJIFILM INDONESIA, PT. | GN00000052 | RS ISLAM METRO | BANDAR LAMPUNG | LAMPUNG | BANDAR LAMPUNG | MAIN UNIT | CUSTOMER | - |  | 13 June 2024 |  | 16 January 2024 | ARIEF SETIAWAN - TSE CP | 24 June 2024 | SAHID DERMAWAN - SPV TSE BARAT | ACTIVE
388/ VI/09 | TE011 | SIMPLE INCUBATOR W/ STAND TROLLEY | IMAGING | TESENA INOVINDO, PT | GN00001206 | RSUD PROF DR MARGONO SOEKARJO | PURWOKERTO | JAWA TENGAH | BANYUMAS | MAIN UNIT | CUSTOMER | 28 April 2015 | DIAN FEBRIYANA - TSE | 1 January 1900 |  | 28 April 2015 | DIAN FEBRIYANA - TSE | - |  | ACTIVE
389/VI/09 | TE011 | SIMPLE INCUBATOR W/ STAND TROLLEY | IMAGING | TESENA INOVINDO, PT | GN00001206 | RSUD PROF DR MARGONO SOEKARJO | PURWOKERTO | JAWA TENGAH | BANYUMAS | MAIN UNIT | CUSTOMER | 28 April 2015 | DIAN FEBRIYANA - TSE | 1 January 1900 |  | 28 April 2015 | DIAN FEBRIYANA - TSE | - |  | ACTIVE
39/IV/13 | TE044 | SUCTION TSN 505 PS | IMAGING | TESENA INOVINDO, PT | GN00000528 | RSUD DR LOEKMONOHADI KUDUS | KUDUS | JAWA TENGAH | KUDUS | MAIN UNIT | CUSTOMER | 29 March 2017 |  | 30 November 2013 |  | 29 March 2017 |  | - |  | ACTIVE
390 / VI / 09 | TE011 | SIMPLE INCUBATOR W/ STAND TROLLEY | IMAGING | TESENA INOVINDO, PT | GN00001206 | RSUD PROF DR MARGONO SOEKARJO | PURWOKERTO | JAWA TENGAH | BANYUMAS | MAIN UNIT | CUSTOMER | 28 April 2015 | DIAN FEBRIYANA - TSE | 1 January 1900 |  | 28 April 2015 | DIAN FEBRIYANA - TSE | - |  | ACTIVE
39028542 | FDRLI | DRYPIX LITE | IMAGING | FUJIFILM INDONESIA, PT. | GN23080015 | KLINIK UTAMA JANTUNG HASNA MEDIKA CIANJUR | SUKABUMI | JAWA BARAT | SUKABUMI | MAIN UNIT | CUSTOMER | - |  | 23 July 2024 |  | 3 June 2024 | ARIEF SETIAWAN - TSE CP | 6 August 2024 | SAHID DERMAWAN - SPV TSE BARAT | ACTIVE
39028631 | FDRLI | DRYPIX LITE | IMAGING | FUJIFILM INDONESIA, PT. | GN00000821 | RS SITI FATIMAH | MAKASSAR | SULAWESI SELATAN | MAKASSAR | MAIN UNIT | CUSTOMER | - |  | 19 June 2024 |  | 3 June 2024 | ARIEF SETIAWAN - TSE CP | 24 June 2024 | ANDI ISMAIL - SPV TSE TIMUR | ACTIVE
391/VI/09 | TE011 | SIMPLE INCUBATOR W/ STAND TROLLEY | IMAGING | TESENA INOVINDO, PT | GN00001206 | RSUD PROF DR MARGONO SOEKARJO | PURWOKERTO | JAWA TENGAH | BANYUMAS | MAIN UNIT | CUSTOMER | 28 April 2015 | DIAN FEBRIYANA - TSE | 1 January 1900 |  | 28 April 2015 | DIAN FEBRIYANA - TSE | - |  | ACTIVE
392/VI/09 | TE011 | SIMPLE INCUBATOR W/ STAND TROLLEY | IMAGING | TESENA INOVINDO, PT | GN00001206 | RSUD PROF DR MARGONO SOEKARJO | PURWOKERTO | JAWA TENGAH | BANYUMAS | MAIN UNIT | CUSTOMER | 28 April 2015 | DIAN FEBRIYANA - TSE | 1 January 1900 |  | 28 April 2015 | DIAN FEBRIYANA - TSE | - |  | ACTIVE
39230142 | FDRLI | DRYPIX LITE | IMAGING | FUJIFILM INDONESIA, PT. | GN24060018 | KLINIK JANTUNG HASNA MEDIKA SERANG | TANGERANG | BANTEN | TANGERANG | MAIN UNIT | CUSTOMER | - |  | 3 June 2024 |  | 3 June 2024 | ARIEF SETIAWAN - TSE CP | 1 July 2024 | SAHID DERMAWAN - SPV TSE BARAT | ACTIVE
39230145 | FDRLI | DRYPIX LITE | IMAGING | FUJIFILM INDONESIA, PT. | GN00002986 | RDC PUSAT - RAWAGELAM | PUSAT | DKI JAKARTA | JAKARTA TIMUR | MAIN UNIT | EMP | - |  | - |  | 3 June 2024 | ARIEF SETIAWAN - TSE CP | - |  | ACTIVE
393/VI/09 | TE011 | SIMPLE INCUBATOR W/ STAND TROLLEY | IMAGING | TESENA INOVINDO, PT | GN00002970 | RSUD MARGONO (PUSAT GERIATRI & PAVILIUN ABIYASA) | PURWOKERTO | JAWA TENGAH | PURWOKERTO | MAIN UNIT | CUSTOMER | 10 April 2015 | DIAN FEBRIYANA - TSE | 1 January 1900 |  | 10 April 2015 | DIAN FEBRIYANA - TSE | - |  | ACTIVE
39374 | STP23 | STP120-3 | DIAGNOSTIC 2 | SHANDON DIAGNOSTICS Ltd. | GN00000201 | RSUD ARIFIN ACHMAD - PEKANBARU | PEKAN BARU | RIAU | PEKANBARU | MAIN UNIT | CUSTOMER | 1 February 1990 | PETRUS SIMON | 1 January 2007 |  | 1 February 1990 | PETRUS SIMON | - |  | ACTIVE
39470 | SC550 |  |  |  | GN00000201 | RSUD ARIFIN ACHMAD - PEKANBARU | PEKAN BARU | RIAU | PEKANBARU | MAIN UNIT | CUSTOMER | 26 December 2014 |  | 1 January 1900 |  | 26 December 2014 |  | - |  | INACTIVE
39614 | STP23 | STP120-3 | DIAGNOSTIC 2 | SHANDON DIAGNOSTICS Ltd. | GN00001672 | RSUD JAYAPURA | JAYAPURA | PAPUA | JAYAPURA | MAIN UNIT | CUSTOMER | - |  | 18 February 2022 | PHILIP LAKRISNA - TSE | 25 September 2021 | LEO LANANG SIGIT - TSE CP | 18 February 2022 | PHILIP LAKRISNA - TSE | ACTIVE
3D1047U212 | F3412 | CIR 4 Place Analogic Round Cast Iron Hot Plate |  |  | GN00001064 | RSUD R SYAMSUDIN SH | BOGOR | JAWA BARAT | SUKABUMI | MAIN UNIT | CUSTOMER | - |  | 1 January 2012 |  | - |  | - |  | ACTIVE
40/IV/13 | TE044 | SUCTION TSN 505 PS | IMAGING | TESENA INOVINDO, PT | GN00000528 | RSUD DR LOEKMONOHADI KUDUS | KUDUS | JAWA TENGAH | KUDUS | MAIN UNIT | CUSTOMER | 29 March 2017 |  | 30 November 2013 |  | 29 March 2017 |  | - |  | ACTIVE
401CL4614 | 47006 | BACT/ALERT 3D COMBO 230V | DIAGNOSTIC 1 | BIOMERIEUX, INC. | GN00001199 | RS ANNISA TANGERANG | TANGERANG | BANTEN | TANGERANG | MAIN UNIT | CUSTOMER | - |  | 17 July 2025 |  | 4 August 2025 | LEO LANANG SIGIT - TSE CP | 4 August 2025 | SAHID DERMAWAN - SPV TSE BARAT | ACTIVE
402 | NI14U | INFANT INCUBATOR LCS-ICU | IMAGING | NAKAMURA MEDICAL | GN00001589 | RSUD LAMPUNG | BANDAR LAMPUNG | LAMPUNG | LAMPUNG SELATAN | MAIN UNIT | CUSTOMER | 19 July 2016 |  | 1 January 2011 |  | 19 July 2016 |  | - |  | ACTIVE
402CL4624 | 47006 | BACT/ALERT 3D COMBO 230V | DIAGNOSTIC 1 | BIOMERIEUX, INC. | GN00003455 | LABKESDA PROPINSI JAMBI | JAMBI | JAMBI | JAMBI | MAIN UNIT | CUSTOMER | - |  | 21 October 2025 |  | 5 August 2025 | LEO LANANG SIGIT - TSE CP | 3 November 2025 | SAHID DERMAWAN - SPV TSE BARAT | ACTIVE
403 | NI14U | INFANT INCUBATOR LCS-ICU | IMAGING | NAKAMURA MEDICAL | GN00001589 | RSUD LAMPUNG | BANDAR LAMPUNG | LAMPUNG | LAMPUNG SELATAN | MAIN UNIT | CUSTOMER | 19 July 2016 |  | 1 January 2011 |  | 19 July 2016 |  | - |  | ACTIVE
403/XI/12 | TE018 | WARMER TSN 89 IW | IMAGING | TESENA INOVINDO, PT | GN00001717 | RSUD KOTA MATARAM | MATARAM | NUSA TENGGARA BARAT | MATARAM | MAIN UNIT | CUSTOMER | 1 February 1990 | I KADEK - TSE | 1 January 1900 |  | 1 February 1990 | I KADEK - TSE | - |  | ACTIVE
403BS4543 | 48009 | BACT ALERT 3D 60 | DIAGNOSTIC 1 | BIOMERIEUX, INC. | GN00001029 | RS Mitra Kemayoran | JAKARTA-1 | DKI JAKARTA | JAKARTA PUSAT | MAIN UNIT | EMP | - |  | 21 July 2022 | NICO HERMAWAN - TSE CP | - |  | 22 January 2025 | SAHID DERMAWAN - SPV TSE BARAT | ACTIVE
403CL4637 | 47006 | BACT/ALERT 3D COMBO 230V | DIAGNOSTIC 1 | BIOMERIEUX, INC. | GN25080014 | EKA HOSPITAL MT HARYONO | PEJATEN | DKI JAKARTA | JAKARTA SELATAN | MAIN UNIT | CUSTOMER | - |  | 4 September 2025 |  | 5 August 2025 | LEO LANANG SIGIT - TSE CP | 2 October 2025 | SAHID DERMAWAN - SPV TSE BARAT | ACTIVE
404 | NI14U | INFANT INCUBATOR LCS-ICU | IMAGING | NAKAMURA MEDICAL | GN00001589 | RSUD LAMPUNG | BANDAR LAMPUNG | LAMPUNG | LAMPUNG SELATAN | MAIN UNIT | CUSTOMER | 19 July 2016 |  | 1 January 2011 |  | 19 July 2016 |  | - |  | ACTIVE
404004 | NI23U | VACUUM EXTRACTOR GT 200 | IMAGING | NAKAMURA MEDICAL | GN00001719 | RSUD GERUNG | MATARAM | NUSA TENGGARA BARAT | MATARAM | MAIN UNIT | CUSTOMER | 10 April 2015 |  | 1 January 1900 |  | 10 April 2015 |  | - |  | ACTIVE
404005 | NI23U | VACUUM EXTRACTOR GT 200 | IMAGING | NAKAMURA MEDICAL | GN00001719 | RSUD GERUNG | MATARAM | NUSA TENGGARA BARAT | MATARAM | MAIN UNIT | CUSTOMER | 1 February 1990 | I KADEK - TSE | 1 January 1900 |  | 1 February 1990 | I KADEK - TSE | - |  | ACTIVE
404BS4544 | 48009 | BACT ALERT 3D 60 | DIAGNOSTIC 1 | BIOMERIEUX, INC. | GN00001085 | RSAB HARAPAN KITA | JAKARTA-2 | DKI JAKARTA | JAKARTA BARAT | MAIN UNIT | EMP | - |  | 18 September 2014 |  | - |  | - |  | ACTIVE
404BS4545 | 48009 | BACT ALERT 3D 60 | DIAGNOSTIC 1 | BIOMERIEUX, INC. | GN00000165 | RSU RADEN MATTAHER | JAMBI | JAMBI | JAMBI | MAIN UNIT | CUSTOMER | - |  | 19 October 2014 |  | - |  | - |  | ACTIVE
404CL4676 | 47006 | BACT/ALERT 3D COMBO 230V | DIAGNOSTIC 1 | BIOMERIEUX, INC. | GN00002986 | RDC PUSAT - RAWAGELAM | PUSAT | DKI JAKARTA | JAKARTA TIMUR | MAIN UNIT | EMP | - |  | - |  | 14 August 2025 | LEO LANANG SIGIT - TSE CP | - |  | ACTIVE
406/XI/12 | TE018 | WARMER TSN 89 IW | IMAGING | TESENA INOVINDO, PT | GN00002642 | RS PENDIDIKAN RIAU | PEKAN BARU | RIAU | PEKANBARU | MAIN UNIT | CUSTOMER | 26 December 2014 |  | 1 January 1900 |  | 26 December 2014 |  | - |  | ACTIVE
406144 | 42936 | VC SCAN RDI | BIOSCIENCE | BIOMERIEUX SA | GN00002986 | RDC PUSAT - RAWAGELAM | PUSAT | DKI JAKARTA | JAKARTA TIMUR | MAIN UNIT | EMP | - |  | - |  | 9 August 2023 | LEO LANANG SIGIT - TSE CP | - |  | INACTIVE
406BS4618 | 48009 | BACT ALERT 3D 60 | DIAGNOSTIC 1 | BIOMERIEUX, INC. | GN00002689 | LAB BIOTEST SURABAYA | SURABAYA-2 | JAWA TIMUR | SURABAYA | MAIN UNIT | EMP | - |  | 24 November 2014 |  | - |  | 13 September 2024 | SAHID DERMAWAN - SPV TSE BARAT | ACTIVE
406CL4703 | 47006 | BACT/ALERT 3D COMBO 230V | DIAGNOSTIC 1 | BIOMERIEUX, INC. | GN00002986 | RDC PUSAT - RAWAGELAM | PUSAT | DKI JAKARTA | JAKARTA TIMUR | MAIN UNIT | EMP | - |  | - |  | 29 October 2025 | LEO LANANG SIGIT - TSE CP | - |  | ACTIVE
406CL4707 | 47006 | BACT/ALERT 3D COMBO 230V | DIAGNOSTIC 1 | BIOMERIEUX, INC. | GN00002986 | RDC PUSAT - RAWAGELAM | PUSAT | DKI JAKARTA | JAKARTA TIMUR | MAIN UNIT | EMP | - |  | - |  | 29 October 2025 | LEO LANANG SIGIT - TSE CP | - |  | ACTIVE
406CMA148 | 4B493 | BacT/Alert 3D Dual T | BIOSCIENCE | BIOMERIEUX, INC. | GN00002986 | RDC PUSAT - RAWAGELAM | PUSAT | DKI JAKARTA | JAKARTA TIMUR | MAIN UNIT | EMP | - |  | - |  | 31 December 2024 | LEO LANANG SIGIT - TSE CP | - |  | ACTIVE
407/XI/12 | TE018 | WARMER TSN 89 IW | IMAGING | TESENA INOVINDO, PT | GN00001717 | RSUD KOTA MATARAM | MATARAM | NUSA TENGGARA BARAT | MATARAM | MAIN UNIT | CUSTOMER | 1 February 1990 | I KADEK - TSE | 1 January 1900 |  | 1 February 1990 | I KADEK - TSE | - |  | ACTIVE
407BS4619 | 48009 | BACT ALERT 3D 60 | DIAGNOSTIC 1 | BIOMERIEUX, INC. | GN00003144 | RSU KOTA TANGERANG | TANGERANG | BANTEN | TANGERANG | MAIN UNIT | CUSTOMER | - |  | 30 August 2017 |  | - |  | - |  | ACTIVE
407BS4620 | 48009 | BACT ALERT 3D 60 | DIAGNOSTIC 1 | BIOMERIEUX, INC. | GN00002300 | RS SILOAM ( PT SILOAM INTERNATIONAL HOSPITALS ) GUBENG | SURABAYA-1 | JAWA TIMUR | SURABAYA | MAIN UNIT | EMP | 20 April 2015 | ANDI ISMAIL - SPV TSE TIMUR | 20 April 2015 |  | 20 April 2015 | ANDI ISMAIL - SPV TSE TIMUR | - |  | ACTIVE
407BS4621 | 48009 | BACT ALERT 3D 60 | DIAGNOSTIC 1 | BIOMERIEUX, INC. | GN00001769 | RS SILOAM ( PT SILOAM INTERNATIONAL HOSPITALS ) MAKASAR | MAKASSAR | SULAWESI BARAT | MAKASSAR | MAIN UNIT | EMP | 12 May 2015 | HARI UDI RAHARJO - TSE | 12 May 2015 |  | 12 May 2015 | HARI UDI RAHARJO - TSE | - |  | ACTIVE
407BS4638 | 48009 | BACT ALERT 3D 60 | DIAGNOSTIC 1 | BIOMERIEUX, INC. | GN00011224 | RS PERMATA CIREBON | CIREBON | JAWA BARAT | CIREBON | MAIN UNIT | EMP | - |  | 14 December 2024 | ARBIANSYAH - TSE | - |  | 6 January 2025 | SAHID DERMAWAN - SPV TSE BARAT | ACTIVE
407CL3600 | 47006 | BACT/ALERT 3D COMBO 230V | DIAGNOSTIC 1 | BIOMERIEUX, INC. | GN00001306 | RSUD KLUNGKUNG | DENPASAR | BALI | KLUNGKUNG | MAIN UNIT | CUSTOMER | - |  | 17 January 2024 |  | - |  | 25 July 2024 | ANDI ISMAIL - SPV TSE TIMUR | ACTIVE
407CL3601 | 47006 | BACT/ALERT 3D COMBO 230V | DIAGNOSTIC 1 | BIOMERIEUX, INC. | GN00001065 | RSU CIAWI | BOGOR | JAWA BARAT | BOGOR | MAIN UNIT | CUSTOMER | - |  | 30 October 2015 |  | - |  | - |  | ACTIVE
407CL3604 | 47006 | BACT/ALERT 3D COMBO 230V | DIAGNOSTIC 1 | BIOMERIEUX, INC. | GN00000460 | RSUD DR ZAINOEL ABIDIN | BANDA ACEH | ACEH | BANDA ACEH | MAIN UNIT | CUSTOMER | 24 April 2015 | ARBIANSYAH - TSE | 19 October 2015 |  | 24 April 2015 | ARBIANSYAH - TSE | - |  | ACTIVE
407CL3605 | 47006 | BACT/ALERT 3D COMBO 230V | DIAGNOSTIC 1 | BIOMERIEUX, INC. | GN17030002 | RSUD DR. R SOEJONO SELONG | MATARAM | NUSA TENGGARA BARAT | MATARAM | MAIN UNIT | CUSTOMER | 24 April 2015 | TRIYONO - TSE AREA BARAT | 16 October 2023 |  | 24 April 2015 | TRIYONO - TSE AREA BARAT | 20 December 2023 | SAHID DERMAWAN - SPV TSE BARAT | ACTIVE
407CL3606 | 47006 | BACT/ALERT 3D COMBO 230V | DIAGNOSTIC 1 | BIOMERIEUX, INC. | GN00001066 | RSUD CIBINONG | BOGOR | JAWA BARAT | BOGOR | MAIN UNIT | CUSTOMER | 24 April 2015 | TRIYONO - TSE AREA BARAT | 30 September 2015 |  | 24 April 2015 | TRIYONO - TSE AREA BARAT | 14 January 2025 | SAHID DERMAWAN - SPV TSE BARAT | ACTIVE
407CL3607 | 47006 | BACT/ALERT 3D COMBO 230V | DIAGNOSTIC 1 | BIOMERIEUX, INC. | GN00009371 | RS OLAHRAGA NASIOAL | JAKARTA-2 | DKI JAKARTA | JAKARTA TIMUR | MAIN UNIT | CUSTOMER | 24 April 2015 | SATRIA KUSUMA - TSE | 15 December 2015 |  | 24 April 2015 | SATRIA KUSUMA - TSE | - |  | ACTIVE
407CL3608 | 47006 | BACT/ALERT 3D COMBO 230V | DIAGNOSTIC 1 | BIOMERIEUX, INC. | GN00000180 | RSU DUMAI | PEKAN BARU | RIAU | DUMAI | MAIN UNIT | CUSTOMER | 24 April 2015 | TRIYONO - TSE AREA BARAT | 22 December 2015 |  | 24 April 2015 | TRIYONO - TSE AREA BARAT | - |  | ACTIVE
407CL4709 | 47006 | BACT/ALERT 3D COMBO 230V | DIAGNOSTIC 1 | BIOMERIEUX, INC. | GN00002986 | RDC PUSAT - RAWAGELAM | PUSAT | DKI JAKARTA | JAKARTA TIMUR | MAIN UNIT | EMP | - |  | - |  | 29 October 2025 | LEO LANANG SIGIT - TSE CP | - |  | ACTIVE
408KCASL5632 | LG147 | LG FLAT PANEL DIGITAL X-RAY DETECTOR | IMAGING | MOKERINDO MEDITRON INDONESIA, PT | GN24040012 | RS SAMSOE HIDAJAT / SAMSU HIDAYAT | SEMARANG | JAWA TENGAH | SEMARANG | MAIN UNIT | CUSTOMER | - |  | 14 January 2025 |  | 10 February 2025 | ARIEF SETIAWAN - TSE CP | 10 February 2025 | ANDI ISMAIL - SPV TSE TIMUR | ACTIVE
408KCNLL5631 | LG147 | LG FLAT PANEL DIGITAL X-RAY DETECTOR | IMAGING | MOKERINDO MEDITRON INDONESIA, PT | GN00002233 | RS HERMINA PALEMBANG | PALEMBANG | SUMATERA SELATAN | PALEMBANG | MAIN UNIT | EMP | - |  | 29 October 2025 |  | 10 February 2025 | ARIEF SETIAWAN - TSE CP | 10 November 2025 | SAHID DERMAWAN - SPV TSE BARAT | ACTIVE
408KCWCL5633 | LG147 | LG FLAT PANEL DIGITAL X-RAY DETECTOR | IMAGING | MOKERINDO MEDITRON INDONESIA, PT | GN00004925 | RSI PKU MUHAMMADIYAH | BANJARMASIN | KALIMANTAN SELATAN | BANJARMASIN | MAIN UNIT | CUSTOMER | - |  | 16 January 2025 |  | 10 February 2025 | ARIEF SETIAWAN - TSE CP | 10 February 2025 | ANDI ISMAIL - SPV TSE TIMUR | ACTIVE
408KCXML5634 | LG147 | LG FLAT PANEL DIGITAL X-RAY DETECTOR | IMAGING | MOKERINDO MEDITRON INDONESIA, PT | GN00002213 | RS WIDODO | KEDIRI | JAWA TIMUR | NGAWI | MAIN UNIT | CUSTOMER | - |  | 30 July 2025 |  | 10 February 2025 | ARIEF SETIAWAN - TSE CP | 4 August 2025 | SAHID DERMAWAN - SPV TSE BARAT | ACTIVE
409CL4754 | 47006 | BACT/ALERT 3D COMBO 230V | DIAGNOSTIC 1 | BIOMERIEUX, INC. | GN00002986 | RDC PUSAT - RAWAGELAM | PUSAT | DKI JAKARTA | JAKARTA TIMUR | MAIN UNIT | EMP | - |  | - |  | 29 October 2025 | LEO LANANG SIGIT - TSE CP | - |  | ACTIVE
41/IV/13 | TE044 | SUCTION TSN 505 PS | IMAGING | TESENA INOVINDO, PT | GN00000528 | RSUD DR LOEKMONOHADI KUDUS | KUDUS | JAWA TENGAH | KUDUS | MAIN UNIT | CUSTOMER | 29 March 2017 |  | 30 November 2013 |  | 29 March 2017 |  | - |  | ACTIVE
41/V/14 TSN 9304 | TE037 | OPERATING LAMP TSN 9304 S | IMAGING | TESENA INOVINDO, PT | GN00000464 | RSUD NAGAN RAYA | BANDA ACEH | ACEH | NAGAN RAYA | MAIN UNIT | CUSTOMER | - |  | 1 January 2014 |  | - |  | - |  | ACTIVE
410/XII/12 | TE018 | WARMER TSN 89 IW | IMAGING | TESENA INOVINDO, PT | GN00001717 | RSUD KOTA MATARAM | MATARAM | NUSA TENGGARA BARAT | MATARAM | MAIN UNIT | CUSTOMER | 1 February 1990 | I KADEK - TSE | 1 January 1900 |  | 1 February 1990 | I KADEK - TSE | - |  | ACTIVE
410787-25 | SM009 | SLIDEMATE WITH PC - |  |  | GN00003001 | PT. ENSEVAL MEDIKA PRIMA - HO | PUSAT | DKI JAKARTA | JAKARTA TIMUR | MAIN UNIT | CUSTOMER | 16 December 2019 | MOHAMAD SUKARJO - TSE CP | 16 December 2019 |  | 16 December 2019 | MOHAMAD SUKARJO - TSE CP | - |  | ACTIVE
410BS4702 | 48009 | BACT ALERT 3D 60 | DIAGNOSTIC 1 | BIOMERIEUX, INC. | GN00001707 | RSUD DR ISKAK TULUNGAGUNG | KEDIRI | JAWA TIMUR | TULUNGAGUNG | MAIN UNIT | CUSTOMER | - |  | 25 June 2015 |  | - |  | - |  | ACTIVE
411075-25 | SM009 | SLIDEMATE WITH PC - |  |  | GN00008020 | SENTRA DIAGNOSTIK PATOLOGI MAKASSAR | MAKASSAR | SULAWESI SELATAN | MAKASSAR | MAIN UNIT | CUSTOMER | 27 April 2015 | HARI UDI RAHARJO - TSE | 1 January 1900 |  | 27 April 2015 | HARI UDI RAHARJO - TSE | - |  | ACTIVE
411BS4711 | 48009 | BACT ALERT 3D 60 | DIAGNOSTIC 1 | BIOMERIEUX, INC. | GN00000019 | RS OTORITA - RS BADAN PENGUSAHA BATAM | BATAM | KEPULAUAN RIAU | BATAM | MAIN UNIT | CUSTOMER | - |  | 11 November 2015 |  | - |  | - |  | ACTIVE
411BS4712 | 48009 | BACT ALERT 3D 60 | DIAGNOSTIC 1 | BIOMERIEUX, INC. | GN00001466 | RSUD SIDOARJO | SURABAYA-1 | JAWA TIMUR | SIDOARJO | MAIN UNIT | CUSTOMER | - |  | 30 July 2015 |  | - |  | - |  | ACTIVE
411BS4713 | 48009 | BACT ALERT 3D 60 | DIAGNOSTIC 1 | BIOMERIEUX, INC. | GN00008552 | RSUD KOTA BALIKPAPAN | BALIKPAPAN | KALIMANTAN TIMUR | BALIKPAPAN | MAIN UNIT | CUSTOMER | - |  | 10 August 2015 |  | - |  | - |  | ACTIVE
411BS4714 | 48009 | BACT ALERT 3D 60 | DIAGNOSTIC 1 | BIOMERIEUX, INC. | GN00003087 | RSU PROV BAHTERAMAS | MAKASSAR | SULAWESI SELATAN | MAKASSAR | MAIN UNIT | CUSTOMER | - |  | 1 January 2015 |  | - |  | - |  | ACTIVE
411BS4715 | 48009 | BACT ALERT 3D 60 | DIAGNOSTIC 1 | BIOMERIEUX, INC. | GN00002878 | MICROBIOLOGI FKUI RSCM | JAKARTA-1 | DKI JAKARTA | JAKARTA PUSAT | MAIN UNIT | EMP | - |  | 1 January 2015 |  | - |  | - |  | ACTIVE
41223 | ST121 | STP120-1 | DIAGNOSTIC 2 | SHANDON DIAGNOSTICS Ltd. | GN00000974 | RSUP HASAN SADIKIN ( RSHS ) | BANDUNG | JAWA BARAT | BANDUNG | MAIN UNIT | CUSTOMER | 13 October 2020 | FAJAR FAHMI - TSE | 15 October 2020 | SUKMA WIJAYA - TSE | 13 October 2020 | FAJAR FAHMI - TSE | 15 October 2020 | SUKMA WIJAYA - TSE | ACTIVE
412590 | 88099 | VIDAS 3 | DIAGNOSTIC 1 | BIOMERIEUX SA | GN00002986 | RDC PUSAT - RAWAGELAM | PUSAT | DKI JAKARTA | JAKARTA TIMUR | MAIN UNIT | EMP | 29 July 2020 | LEO LANANG SIGIT - TSE CP | - |  | 22 July 2020 | LEO LANANG SIGIT - TSE CP | - |  | INACTIVE
412KCMRKS771 | LG147 | LG FLAT PANEL DIGITAL X-RAY DETECTOR | IMAGING | MOKERINDO MEDITRON INDONESIA, PT | GN25100007 | RSU TRIJAYA MEDICAL CENTRE | PALEMBANG | SUMATERA SELATAN | PALEMBANG | MAIN UNIT | CUSTOMER | - |  | 1 October 2025 |  | 20 August 2025 | ARIEF SETIAWAN - TSE CP | 3 November 2025 | SAHID DERMAWAN - SPV TSE BARAT | ACTIVE
414 | NAI1U |  |  |  | GN00000651 | RSU SUAKA INSAN | BANJARMASIN | KALIMANTAN SELATAN | BANJARMASIN | MAIN UNIT | CUSTOMER | 10 April 2015 |  | 1 January 1900 |  | 10 April 2015 |  | - |  | INACTIVE
414000500561 | 41400 | EASYSPIRAL DILUTE | BIOSCIENCE | INTERSCIENCE | GN00003073 | PT PHAPROS SEMARANG | SEMARANG | JAWA TENGAH | SEMARANG | MAIN UNIT | EMP | - |  | 19 October 2018 |  | - |  | - |  | ACTIVE
414000S00561 | 41400 | EASYSPIRAL DILUTE | BIOSCIENCE | INTERSCIENCE | GN00002985 | WORKSHOOP CSM PUSAT | PUSAT | DKI JAKARTA | JAKARTA TIMUR | MAIN UNIT | EMP | - |  | 6 February 2019 |  | - |  | - |  | ACTIVE
414000S00676 | 41400 | EASYSPIRAL DILUTE | BIOSCIENCE | INTERSCIENCE | GN00003073 | PT PHAPROS SEMARANG | SEMARANG | JAWA TENGAH | SEMARANG | MAIN UNIT | CUSTOMER | 23 October 2017 | MUNADI - TSE | 23 October 2017 |  | 23 October 2017 | MUNADI - TSE | - |  | ACTIVE
414292151142 | 70019 | PREVI COLORGRAM 12 | BIOSCIENCE | BIOMERIEUX SA | GN00008552 | RSUD KOTA BALIKPAPAN | BALIKPAPAN | KALIMANTAN TIMUR | BALIKPAPAN | MAIN UNIT | CUSTOMER | - |  | 14 April 2016 |  | - |  | - |  | ACTIVE
414292151143 | 29551 | PREVI COLOR GRAM | DIAGNOSTIC 1 | BIOMERIEUX SA | GN00002985 | WORKSHOOP CSM PUSAT | PUSAT | DKI JAKARTA | JAKARTA TIMUR | MAIN UNIT | EMP | - |  | 30 May 2016 |  | - |  | 25 November 2024 | SAHID DERMAWAN - SPV TSE BARAT | ACTIVE
414292151144 | 70019 | PREVI COLORGRAM 12 | BIOSCIENCE | BIOMERIEUX SA | GN00002416 | RSU PROF DR H ALIE SABOE | MANADO | SULAWESI UTARA | GORONTALO | MAIN UNIT | CUSTOMER | - |  | 14 December 2017 |  | - |  | - |  | ACTIVE
414292151145 | 29551 | PREVI COLOR GRAM | DIAGNOSTIC 1 | BIOMERIEUX SA | GN00002985 | WORKSHOOP CSM PUSAT | PUSAT | DKI JAKARTA | JAKARTA TIMUR | MAIN UNIT | EMP | - |  | 14 April 2016 |  | - |  | - |  | ACTIVE
414292151146 | 70019 | PREVI COLORGRAM 12 | BIOSCIENCE | BIOMERIEUX SA | GN00008189 | RSUD MERAUKE | JAYAPURA | PAPUA | JAYAPURA | MAIN UNIT | CUSTOMER | - |  | 24 June 2017 |  | - |  | - |  | ACTIVE
414292151151 | 29551 | PREVI COLOR GRAM | DIAGNOSTIC 1 | BIOMERIEUX SA | GN00001320 | RSUD MANGUSADA BADUNG | DENPASAR | BALI | BADUNG | MAIN UNIT | CUSTOMER | 8 March 2016 | SAHID DERMAWAN - SPV TSE BARAT | 1 January 1900 |  | 8 March 2016 | SAHID DERMAWAN - SPV TSE BARAT | - |  | ACTIVE
414292151152 | 70019 | PREVI COLORGRAM 12 | BIOSCIENCE | BIOMERIEUX SA | GN00007404 | RSUD TABANAN | DENPASAR | BALI | DENPASAR | MAIN UNIT | CUSTOMER | - |  | 26 April 2016 |  | - |  | - |  | ACTIVE
414292151153 | 29551 | PREVI COLOR GRAM | DIAGNOSTIC 1 | BIOMERIEUX SA | GN00001085 | RSAB HARAPAN KITA | JAKARTA-2 | DKI JAKARTA | JAKARTA BARAT | MAIN UNIT | EMP | 1 January 2020 | SAHID DERMAWAN - SPV TSE BARAT | 7 September 2017 |  | 1 January 2020 | SAHID DERMAWAN - SPV TSE BARAT | - |  | ACTIVE
414292161206 | 29551 | PREVI COLOR GRAM | DIAGNOSTIC 1 | BIOMERIEUX SA | GN00001102 | RSUD Cengkareng | JAKARTA-2 | DKI JAKARTA | JAKARTA BARAT | MAIN UNIT | CUSTOMER | 12 December 2017 | AGUS FAUZI | 12 December 2017 |  | 12 December 2017 | AGUS FAUZI | - |  | ACTIVE
414292161207 | 29551 | PREVI COLOR GRAM | DIAGNOSTIC 1 | BIOMERIEUX SA | GN00001783 | RS PKU Muhammadiyah Surakarta | SOLO | JAWA TENGAH | SURAKARTA | MAIN UNIT | EMP | 29 September 2017 | System Auto | 29 September 2017 |  | 29 September 2017 | System Auto | - |  | ACTIVE
414292161208 | 29551 | PREVI COLOR GRAM | DIAGNOSTIC 1 | BIOMERIEUX SA | GN00000755 | RSU UNDATA PALU | PALU | SULAWESI TENGAH | PALU | MAIN UNIT | CUSTOMER | 2 April 2018 | PHILIP LAKRISNA - TSE | 2 April 2018 |  | 2 April 2018 | PHILIP LAKRISNA - TSE | - |  | ACTIVE
414292161209 | 29551 | PREVI COLOR GRAM | DIAGNOSTIC 1 | BIOMERIEUX SA | GN00011642 | BALAI LABORATORIUM KESEHATAN DAERAH PROVINSI BENGKULU | BENGKULU | BENGKULU | BENGKULU | MAIN UNIT | CUSTOMER | - |  | 17 July 2019 |  | - |  | - |  | ACTIVE
414292161251 | 29551 | PREVI COLOR GRAM | DIAGNOSTIC 1 | BIOMERIEUX SA | GN00000596 | RSU DR SOEDARSO PONTIANAK | PONTIANAK | KALIMANTAN BARAT | PONTIANAK | MAIN UNIT | CUSTOMER | - |  | 4 July 2018 |  | - |  | - |  | ACTIVE
414292181698 | 29551 | PREVI COLOR GRAM | DIAGNOSTIC 1 | BIOMERIEUX SA | GN17050029 | RS BALI MANDARA | DENPASAR | BALI | DENPASAR | MAIN UNIT | CUSTOMER | 5 June 2018 | SAHID DERMAWAN - SPV TSE BARAT | 4 June 2018 |  | 5 June 2018 | SAHID DERMAWAN - SPV TSE BARAT | - |  | ACTIVE
414292181701 | 29551 | PREVI COLOR GRAM | DIAGNOSTIC 1 | BIOMERIEUX SA | GN00002491 | RSUD KOTA YOGYAKARTA | YOGYAKARTA | YOGYAKARTA | YOGYAKARTA | MAIN UNIT | CUSTOMER | 10 October 2018 | HARI UDI RAHARJO - TSE | 10 October 2018 |  | 10 October 2018 | HARI UDI RAHARJO - TSE | - |  | ACTIVE
414292181708 | 29551 | PREVI COLOR GRAM | DIAGNOSTIC 1 | BIOMERIEUX SA | GN00000960 | RS PMN CICENDO | BANDUNG | JAWA BARAT | BANDUNG | MAIN UNIT | CUSTOMER | - |  | 30 July 2018 |  | - |  | - |  | ACTIVE
414292181723 | 29551 | PREVI COLOR GRAM | DIAGNOSTIC 1 | BIOMERIEUX SA | GN00000012 | RS PERSAHABATAN | JAKARTA-1 | DKI JAKARTA | JAKARTA TIMUR | MAIN UNIT | EMP | 17 January 2019 | LEONARDUS ADI | 17 January 2019 |  | 17 January 2019 | LEONARDUS ADI | - |  | ACTIVE
414292181725 | 29551 | PREVI COLOR GRAM | DIAGNOSTIC 1 | BIOMERIEUX SA | GN00002986 | RDC PUSAT - RAWAGELAM | PUSAT | DKI JAKARTA | JAKARTA TIMUR | MAIN UNIT | EMP | 18 July 2018 | LEO LANANG SIGIT - TSE CP | 1 January 1900 |  | 18 July 2018 | LEO LANANG SIGIT - TSE CP | - |  | ACTIVE
414292191971 | 70019 | PREVI COLORGRAM 12 | BIOSCIENCE | BIOMERIEUX SA | GN00002586 | PT BIOFARMA | BANDUNG | JAWA BARAT | BANDUNG | MAIN UNIT | CUSTOMER | - |  | 14 April 2021 | SUKMA WIJAYA - TSE | - |  | 14 April 2021 | SUKMA WIJAYA - TSE | ACTIVE
414292191987 | 29551 | PREVI COLOR GRAM | DIAGNOSTIC 1 | BIOMERIEUX SA | GN00001679 | RSUD ABEPURA | JAYAPURA | PAPUA | JAYAPURA | MAIN UNIT | CUSTOMER | - |  | 3 July 2019 |  | - |  | - |  | ACTIVE
414292191993 | 29551 | PREVI COLOR GRAM | DIAGNOSTIC 1 | BIOMERIEUX SA | GN00001823 | RSUD Dr. SAIFUL ANWAR PROV JAWA TIMUR | MALANG | JAWA TIMUR | MALANG | MAIN UNIT | CUSTOMER | - |  | 15 May 2019 |  | - |  | - |  | ACTIVE
414292191994 | 29551 | PREVI COLOR GRAM | DIAGNOSTIC 1 | BIOMERIEUX SA | GN00004288 | RSUD PALAGI MATA | MAKASSAR | SULAWESI SELATAN | BAU-BAU | MAIN UNIT | CUSTOMER | 24 October 2019 | MIKKI FAHRIZI - TSE | 24 October 2019 |  | 24 October 2019 | MIKKI FAHRIZI - TSE | - |  | ACTIVE
414292192041 | 29551 | PREVI COLOR GRAM | DIAGNOSTIC 1 | BIOMERIEUX SA | GN00001064 | RSUD R SYAMSUDIN SH | BOGOR | JAWA BARAT | SUKABUMI | MAIN UNIT | CUSTOMER | 23 September 2019 | ARBIANSYAH - TSE | 23 September 2019 |  | 23 September 2019 | ARBIANSYAH - TSE | - |  | ACTIVE
414292192042 | 29551 | PREVI COLOR GRAM | DIAGNOSTIC 1 | BIOMERIEUX SA | GN00000009 | RSU DR CIPTO MANGUNKUSUMO | JAKARTA-1 | DKI JAKARTA | JAKARTA PUSAT | MAIN UNIT | EMP | 9 September 2019 | System Auto | 12 December 2019 |  | 9 September 2019 | System Auto | 14 December 2023 | SAHID DERMAWAN - SPV TSE BARAT | ACTIVE
414292192043 | 29551 | PREVI COLOR GRAM | DIAGNOSTIC 1 | BIOMERIEUX SA | GN00004589 | RSUP SARDJITO YOGYAKARTA | YOGYAKARTA | YOGYAKARTA | YOGYAKARTA | MAIN UNIT | EMP | - |  | 27 January 2021 | HARI UDI RAHARJO - TSE | - |  | 27 January 2021 | HARI UDI RAHARJO - TSE | ACTIVE
414292202711 | 70019 | PREVI COLORGRAM 12 | BIOSCIENCE | BIOMERIEUX SA | GN00002887 | PT YASULOR INDONESIA ( L'OREAL) | JAKARTA-2 | DKI JAKARTA | JAKARTA TIMUR | MAIN UNIT | CUSTOMER | - |  | 7 August 2021 |  | 7 August 2021 | LEO LANANG SIGIT - TSE CP | 27 March 2025 | SAHID DERMAWAN - SPV TSE BARAT | ACTIVE
414292202712 | 29551 | PREVI COLOR GRAM | DIAGNOSTIC 1 | BIOMERIEUX SA | GN00000403 | RSUD DELI SERDANG | MEDAN | SUMATERA UTARA | LUBUK PAKAM | MAIN UNIT | CUSTOMER | - |  | 29 November 2021 | AZLI YUDHA - TSE | 25 August 2021 | LEO LANANG SIGIT - TSE CP | 29 November 2021 | AZLI YUDHA - TSE | ACTIVE
414292223082 | 29551 | PREVI COLOR GRAM | DIAGNOSTIC 1 | BIOMERIEUX SA | GN00001340 | RSUD DR. H. SLAMET MARTODIRDJO | SURABAYA-1 | JAWA TIMUR | PAMEKASAN | MAIN UNIT | CUSTOMER | - |  | 7 October 2022 | FAJAR LESMANA - TSE | 29 April 2022 | LEO LANANG SIGIT - TSE CP | 7 October 2022 | FAJAR LESMANA - TSE | ACTIVE
414292223083 | 70019 | PREVI COLORGRAM 12 | BIOSCIENCE | BIOMERIEUX SA | GN00001707 | RSUD DR ISKAK TULUNGAGUNG | KEDIRI | JAWA TIMUR | TULUNGAGUNG | MAIN UNIT | CUSTOMER | - |  | 3 June 2022 | FAJAR FAHMI - TSE | 6 April 2022 | LEO LANANG SIGIT - TSE CP | 3 June 2022 | FAJAR FAHMI - TSE | ACTIVE
414292223186 | 29551 | PREVI COLOR GRAM | DIAGNOSTIC 1 | BIOMERIEUX SA | GN00011904 | RSUD NABIRE | JAYAPURA | PAPUA | JAYAPURA | MAIN UNIT | CUSTOMER | - |  | 11 May 2023 |  | 14 September 2022 | LEO LANANG SIGIT - TSE CP | 12 October 2023 | ANDI ISMAIL - SPV TSE TIMUR | ACTIVE
414292223241 | 29551 | PREVI COLOR GRAM | DIAGNOSTIC 1 | BIOMERIEUX SA | GN00004589 | RSUP SARDJITO YOGYAKARTA | YOGYAKARTA | YOGYAKARTA | YOGYAKARTA | MAIN UNIT | CUSTOMER | - |  | 4 April 2023 |  | 20 October 2022 | LEO LANANG SIGIT - TSE CP | 12 October 2023 | ANDI ISMAIL - SPV TSE TIMUR | ACTIVE
414292233554 | 29551 | PREVI COLOR GRAM | DIAGNOSTIC 1 | BIOMERIEUX SA | GN00003455 | LABKESDA PROPINSI JAMBI | JAMBI | JAMBI | JAMBI | MAIN UNIT | CUSTOMER | - |  | 12 June 2023 | ABDI PUTRA - TSE | 19 May 2023 | LEO LANANG SIGIT - TSE CP | 20 October 2023 | SAHID DERMAWAN - SPV TSE BARAT | ACTIVE
414292233555 | 29551 | PREVI COLOR GRAM | DIAGNOSTIC 1 | BIOMERIEUX SA | GN00002798 | LAB PRODIA PUSAT RUJUKAN NASIONAL (PRN) | JAKARTA-1 | DKI JAKARTA | JAKARTA PUSAT | MAIN UNIT | EMP | - |  | 21 June 2023 | ARDI HERMAWAN - TSE CP | 19 May 2023 | LEO LANANG SIGIT - TSE CP | 20 October 2023 | SAHID DERMAWAN - SPV TSE BARAT | ACTIVE
414292233557 | 29551 | PREVI COLOR GRAM | DIAGNOSTIC 1 | BIOMERIEUX SA | GN00000674 | RSUD ABDUL WAHAB SJAHRANIE | SAMARINDA | KALIMANTAN TIMUR | SAMARINDA | MAIN UNIT | CUSTOMER | - |  | 4 December 2023 |  | 19 May 2023 | LEO LANANG SIGIT - TSE CP | 2 January 2024 | ANDI ISMAIL - SPV TSE TIMUR | ACTIVE
414292233647 | 29551 | PREVI COLOR GRAM | DIAGNOSTIC 1 | BIOMERIEUX SA | GN00002986 | RDC PUSAT - RAWAGELAM | PUSAT | DKI JAKARTA | JAKARTA TIMUR | MAIN UNIT | EMP | - |  | - |  | 26 October 2023 | LEO LANANG SIGIT - TSE CP | - |  | ACTIVE
414292233648 | 29551 | PREVI COLOR GRAM | DIAGNOSTIC 1 | BIOMERIEUX SA | GN00002986 | RDC PUSAT - RAWAGELAM | PUSAT | DKI JAKARTA | JAKARTA TIMUR | MAIN UNIT | EMP | - |  | - |  | 26 October 2023 | LEO LANANG SIGIT - TSE CP | - |  | ACTIVE
414292233660 | 29551 | PREVI COLOR GRAM | DIAGNOSTIC 1 | BIOMERIEUX SA | GN00002986 | RDC PUSAT - RAWAGELAM | PUSAT | DKI JAKARTA | JAKARTA TIMUR | MAIN UNIT | EMP | - |  | - |  | 26 October 2023 | LEO LANANG SIGIT - TSE CP | - |  | ACTIVE
41442 | 00305 | Nuclisens Minimag |  |  | GN00001083 | RS KANKER DHARMAIS | JAKARTA-2 | DKI JAKARTA | JAKARTA BARAT | MAIN UNIT | EMP | 26 January 2016 | AGUS FAUZI | 1 November 2012 |  | 26 January 2016 | AGUS FAUZI | - |  | INACTIVE
416/II/13 | TE018 | WARMER TSN 89 IW | IMAGING | TESENA INOVINDO, PT | GN00001803 | RSUD BANYUDONO | SOLO | JAWA TENGAH | BOYOLALI | MAIN UNIT | CUSTOMER | 10 April 2015 |  | 1 January 1900 |  | 10 April 2015 |  | - |  | ACTIVE
417/II/13 | TE018 | WARMER TSN 89 IW | IMAGING | TESENA INOVINDO, PT | GN00001803 | RSUD BANYUDONO | SOLO | JAWA TENGAH | BOYOLALI | MAIN UNIT | CUSTOMER | 10 April 2015 |  | 1 January 1900 |  | 10 April 2015 |  | - |  | ACTIVE
41922300 | TC526 | CRYOFUGE 6000I INCL ROTOR | DIAGNOSTIC 2 | THERMO FISHER SCIEN. HK | GN20040020 | PT. Cryocord Indonesia | JAKARTA-1 | DKI JAKARTA | JAKARTA PUSAT | MAIN UNIT | CUSTOMER | - |  | 23 June 2020 |  | 19 May 2020 | LEO LANANG SIGIT - TSE CP | 20 January 2025 | SAHID DERMAWAN - SPV TSE BARAT | ACTIVE
42/IV/13 | TE044 | SUCTION TSN 505 PS | IMAGING | TESENA INOVINDO, PT | GN00000528 | RSUD DR LOEKMONOHADI KUDUS | KUDUS | JAWA TENGAH | KUDUS | MAIN UNIT | CUSTOMER | 29 March 2017 |  | 30 November 2013 |  | 29 March 2017 |  | - |  | ACTIVE
424292181725 | 29551 | PREVI COLOR GRAM | DIAGNOSTIC 1 | BIOMERIEUX SA | GN00000460 | RSUD DR ZAINOEL ABIDIN | BANDA ACEH | ACEH | BANDA ACEH | MAIN UNIT | CUSTOMER | - |  | 10 April 2019 |  | - |  | - |  | ACTIVE
425/IV/13 | TM09U | Infant Warmer Tsn89/W |  |  | GN00003361 | RS H.L. MANAMBAI ABDULKADIR /SUMBAWA | MATARAM | NUSA TENGGARA BARAT | SUMBAWA BESAR | MAIN UNIT | CUSTOMER | 1 February 1990 | I KADEK - TSE | 1 January 1900 |  | 1 February 1990 | I KADEK - TSE | - |  | ACTIVE
426/IV/13 | TM09U | Infant Warmer Tsn89/W |  |  | GN00000658 | RSUD DR DORIS SYLVANUS | BANJARMASIN | KALIMANTAN TENGAH | PALANGKA RAYA | MAIN UNIT | CUSTOMER | 13 April 2015 |  | 1 January 1900 |  | 13 April 2015 |  | - |  | ACTIVE
426/X/09 | TE032 | UV ROOM TSN 88 UV | IMAGING | TESENA INOVINDO, PT | GN00000194 | RSUD PETALA BUMI | PEKAN BARU | RIAU | PEKANBARU | MAIN UNIT | CUSTOMER | 31 March 2015 | AGUS FAUZI | 1 January 1900 |  | 31 March 2015 | AGUS FAUZI | - |  | ACTIVE
427/IV/13 | TM09U | Infant Warmer Tsn89/W |  |  | GN00000596 | RSU DR SOEDARSO PONTIANAK | PONTIANAK | KALIMANTAN BARAT | PONTIANAK | MAIN UNIT | CUSTOMER | 1 February 1990 | GATOT SURYA ADIPUTRA - TSE | 1 January 1900 |  | 1 February 1990 | GATOT SURYA ADIPUTRA - TSE | - |  | ACTIVE
43/X/13 | TE044 | SUCTION TSN 505 PS | IMAGING | TESENA INOVINDO, PT | GN00000528 | RSUD DR LOEKMONOHADI KUDUS | KUDUS | JAWA TENGAH | KUDUS | MAIN UNIT | CUSTOMER | 29 March 2017 |  | 30 November 2013 |  | 29 March 2017 |  | - |  | ACTIVE
43041012 | JS002 | BIOHAZARD SAFETY CABINET TYPE A2 (1200 MM) | DIAGNOSTIC 2 | JS RESEARCH INC. | GN00002986 | RDC PUSAT - RAWAGELAM | PUSAT | DKI JAKARTA | JAKARTA TIMUR | MAIN UNIT | EMP | - |  | - |  | 10 May 2023 | LEO LANANG SIGIT - TSE CP | - |  | ACTIVE
4309BP200986 | EPOR1 |  |  |  | GN00001781 | INSTITUT TEKNOLOGI BANDUNG (ITB) | BANDUNG | JAWA BARAT | BANDUNG | MAIN UNIT | CUSTOMER | 20 July 2016 |  | 25 February 2011 |  | 20 July 2016 |  | - |  | INACTIVE
43285 | SC550 |  |  |  | GN00000974 | RSUP HASAN SADIKIN ( RSHS ) | BANDUNG | JAWA BARAT | BANDUNG | MAIN UNIT | CUSTOMER | 30 June 2015 | SUKMA WIJAYA - TSE | 28 June 2013 |  | 30 June 2015 | SUKMA WIJAYA - TSE | - |  | INACTIVE
433/V/10 | TE011 | SIMPLE INCUBATOR W/ STAND TROLLEY | IMAGING | TESENA INOVINDO, PT | GN00000535 | RSUP DR KARIADI | SEMARANG | JAWA TENGAH | SEMARANG | MAIN UNIT | CUSTOMER | 10 April 2015 |  | 1 January 1900 |  | 10 April 2015 |  | - |  | ACTIVE
433/VII/13 | TE018 | WARMER TSN 89 IW | IMAGING | TESENA INOVINDO, PT | GN00002637 | POLTEKES PEKANBARU | PEKAN BARU | RIAU | PEKANBARU | MAIN UNIT | CUSTOMER | - |  | 1 January 1900 |  | - |  | - |  | ACTIVE
435 | NAI1U |  |  |  | GN00000651 | RSU SUAKA INSAN | BANJARMASIN | KALIMANTAN SELATAN | BANJARMASIN | MAIN UNIT | CUSTOMER | 10 April 2015 |  | 1 January 1900 |  | 10 April 2015 |  | - |  | INACTIVE
435/V/10 | TE011 | SIMPLE INCUBATOR W/ STAND TROLLEY | IMAGING | TESENA INOVINDO, PT | GN00000535 | RSUP DR KARIADI | SEMARANG | JAWA TENGAH | SEMARANG | MAIN UNIT | CUSTOMER | 10 April 2015 |  | 1 January 1900 |  | 10 April 2015 |  | - |  | ACTIVE
435000S01565 | CON10 | SCAN 100 CONFIGURATION | BIOSCIENCE | INTERSCIENCE | GN00002986 | RDC PUSAT - RAWAGELAM | PUSAT | DKI JAKARTA | JAKARTA TIMUR | MAIN UNIT | EMP | 24 August 2017 | HARI UDI RAHARJO - TSE | 24 August 2017 |  | 24 August 2017 | HARI UDI RAHARJO - TSE | - |  | ACTIVE
435000S01566 | CON10 | SCAN 100 CONFIGURATION | BIOSCIENCE | INTERSCIENCE | GN00002986 | RDC PUSAT - RAWAGELAM | PUSAT | DKI JAKARTA | JAKARTA TIMUR | MAIN UNIT | EMP | 25 August 2017 | HARI UDI RAHARJO - TSE | 24 August 2017 |  | 25 August 2017 | HARI UDI RAHARJO - TSE | - |  | ACTIVE
435000S01567 | CON10 | SCAN 100 CONFIGURATION | BIOSCIENCE | INTERSCIENCE | GN17100033 | PT PFIZER INDONESIA | BOGOR | JAWA BARAT | BOGOR | MAIN UNIT | CUSTOMER | - |  | 24 August 2017 |  | - |  | - |  | ACTIVE
436/VII/13 | TM10U |  |  |  | GN00000085 | RSUD SUKADANA | BANDAR LAMPUNG | LAMPUNG | BANDAR LAMPUNG | MAIN UNIT | CUSTOMER | - |  | 17 December 2013 |  | - |  | - |  | INACTIVE
436000S00653 | 43600 | SCAN 500 | BIOSCIENCE | INTERSCIENCE | GN21030061 | LABIOVAK PUSKESAD | BANDUNG | JAWA BARAT | BANDUNG | MAIN UNIT | CUSTOMER | - |  | 21 September 2021 | ARBIANSYAH - TSE | - |  | 21 September 2021 | ARBIANSYAH - TSE | ACTIVE
436000S00873 | 43600 | SCAN 500 | BIOSCIENCE | INTERSCIENCE | GN00000549 | BLK KOTA SEMARANG / PROV JATENG | SEMARANG | JAWA TENGAH | SEMARANG | MAIN UNIT | CUSTOMER | - |  | 9 September 2021 | ANDRIAS NUGROHO - TSE | 21 July 2021 | LEO LANANG SIGIT - TSE CP | 9 September 2021 | ANDRIAS NUGROHO - TSE | ACTIVE
436300501050 | 43630 | SCAN 300 | BIOSCIENCE | INTERSCIENCE | GN00002986 | RDC PUSAT - RAWAGELAM | PUSAT | DKI JAKARTA | JAKARTA TIMUR | MAIN UNIT | EMP | - |  | - |  | 3 January 2024 | LEO LANANG SIGIT - TSE CP | - |  | ACTIVE
436300S00547 | 43630 | SCAN 300 | BIOSCIENCE | INTERSCIENCE | GN00002986 | RDC PUSAT - RAWAGELAM | PUSAT | DKI JAKARTA | JAKARTA TIMUR | MAIN UNIT | EMP | - |  | 4 December 2018 |  | - |  | - |  | ACTIVE
436300S00622 | 43630 | SCAN 300 | BIOSCIENCE | INTERSCIENCE | GN22060032 | POLITEKNIK NEGERI LHOKSEUMAWE | LHOKSEUMAWE | ACEH | LHOKSEUMAWE | MAIN UNIT | CUSTOMER | 19 December 2019 | LEO LANANG SIGIT - TSE CP | - |  | 19 December 2019 | LEO LANANG SIGIT - TSE CP | - |  | ACTIVE
436300s00806 | 43630 | SCAN 300 | BIOSCIENCE | INTERSCIENCE | GN00008011 | LABKESDA RIAU | PEKAN BARU | RIAU | PEKANBARU | MAIN UNIT | CUSTOMER | 24 January 2022 | RUDI SETIAWAN - TSE | 9 December 2021 | RUDI SETIAWAN - TSE | 6 December 2021 | LEO LANANG SIGIT - TSE CP | 24 January 2022 | RUDI SETIAWAN - TSE | ACTIVE
436300S01050 | 43630 | SCAN 300 | BIOSCIENCE | INTERSCIENCE | GN00002986 | RDC PUSAT - RAWAGELAM | PUSAT | DKI JAKARTA | JAKARTA TIMUR | MAIN UNIT | EMP | - |  | - |  | 6 December 2023 | LEO LANANG SIGIT - TSE CP | - |  | ACTIVE
437 | NI11U | INFANT INCUBATOR PS | IMAGING | NAKAMURA MEDICAL | GN00000009 | RSU DR CIPTO MANGUNKUSUMO | JAKARTA-1 | DKI JAKARTA | JAKARTA PUSAT | MAIN UNIT | CUSTOMER | - |  | 1 January 2009 |  | - |  | - |  | ACTIVE
437/V/10 | TE011 | SIMPLE INCUBATOR W/ STAND TROLLEY | IMAGING | TESENA INOVINDO, PT | GN00000535 | RSUP DR KARIADI | SEMARANG | JAWA TENGAH | SEMARANG | MAIN UNIT | CUSTOMER | 10 April 2015 |  | 1 January 1900 |  | 10 April 2015 |  | - |  | ACTIVE
437/VII/13 | TM10U |  |  |  | GN00000085 | RSUD SUKADANA | BANDAR LAMPUNG | LAMPUNG | BANDAR LAMPUNG | MAIN UNIT | CUSTOMER | - |  | 17 December 2013 |  | - |  | - |  | INACTIVE
437000S00613 | 43700 | SCAN 1200 | BIOSCIENCE | BIOMERIEUX SA | GN00002985 | WORKSHOOP CSM PUSAT | PUSAT | DKI JAKARTA | JAKARTA TIMUR | MAIN UNIT | EMP | 13 July 2019 | DIKY SUGIH - VAC MSS EMR | 20 May 2024 | HARI UDI RAHARJO - TSE | 13 July 2019 | DIKY SUGIH - VAC MSS EMR | 21 August 2025 | SAHID DERMAWAN - SPV TSE BARAT | ACTIVE
437000S00738 | 43700 | SCAN 1200 | BIOSCIENCE | BIOMERIEUX SA | GN00009446 | LABKESDA KOTA TANGERANG | TANGERANG | BANTEN | TANGERANG | MAIN UNIT | CUSTOMER | 11 July 2018 | TRIYONO - TSE AREA BARAT | 21 November 2017 |  | 11 July 2018 | TRIYONO - TSE AREA BARAT | - |  | ACTIVE
437000S01456 | 43700 | SCAN 1200 | BIOSCIENCE | BIOMERIEUX SA | GN00007647 | PT FINUSOL PRIMA FARMA | BEKASI | JAWA BARAT | BEKASI | MAIN UNIT | CUSTOMER | - |  | 17 December 2024 |  | 1 October 2024 | ARIEF SETIAWAN - TSE CP | 6 January 2025 | SAHID DERMAWAN - SPV TSE BARAT | ACTIVE
438/V/10 | TE011 | SIMPLE INCUBATOR W/ STAND TROLLEY | IMAGING | TESENA INOVINDO, PT | GN00000535 | RSUP DR KARIADI | SEMARANG | JAWA TENGAH | SEMARANG | MAIN UNIT | CUSTOMER | 10 April 2015 |  | 1 January 1900 |  | 10 April 2015 |  | - |  | ACTIVE
438/VII/13 | TM10U |  |  |  | GN00000085 | RSUD SUKADANA | BANDAR LAMPUNG | LAMPUNG | BANDAR LAMPUNG | MAIN UNIT | CUSTOMER | - |  | 17 December 2013 |  | - |  | - |  | INACTIVE
438000S00112 | 43800 | SCAN 4000 | BIOSCIENCE | INTERSCIENCE | GN00003073 | PT PHAPROS SEMARANG | SEMARANG | JAWA TENGAH | SEMARANG | MAIN UNIT | CUSTOMER | 23 October 2017 | MUNADI - TSE | 23 October 2017 |  | 23 October 2017 | MUNADI - TSE | - |  | ACTIVE
438000S00695 | 43800 | SCAN 4000 | BIOSCIENCE | INTERSCIENCE | GN00002986 | RDC PUSAT - RAWAGELAM | PUSAT | DKI JAKARTA | JAKARTA TIMUR | MAIN UNIT | EMP | - |  | - |  | 11 October 2023 |  | - |  | ACTIVE
438000S00711 | 43800 | SCAN 4000 | BIOSCIENCE | INTERSCIENCE | GN00002986 | RDC PUSAT - RAWAGELAM | PUSAT | DKI JAKARTA | JAKARTA TIMUR | MAIN UNIT | EMP | - |  | - |  | 6 December 2023 | LEO LANANG SIGIT - TSE CP | - |  | ACTIVE
438000S00712 | 43800 | SCAN 4000 | BIOSCIENCE | INTERSCIENCE | GN00006184 | PT DANKOS FARMA | JAKARTA-1 | DKI JAKARTA | JAKARTA TIMUR | MAIN UNIT | CUSTOMER | - |  | 8 May 2024 |  | 6 December 2023 | LEO LANANG SIGIT - TSE CP | 24 May 2024 | SAHID DERMAWAN - SPV TSE BARAT | ACTIVE
438000S0195 | 43800 | SCAN 4000 | BIOSCIENCE | INTERSCIENCE | GN00001956 | PT KALBE FARMA TBK | BEKASI | JAWA BARAT |  | MAIN UNIT | CUSTOMER | - |  | 10 June 2020 | GATOT SURYA ADIPUTRA - TSE | 9 June 2020 | System Auto | 10 June 2020 | GATOT SURYA ADIPUTRA - TSE | ACTIVE
43800S00695 | 43800 | SCAN 4000 | BIOSCIENCE | INTERSCIENCE | GN00002986 | RDC PUSAT - RAWAGELAM | PUSAT | DKI JAKARTA | JAKARTA TIMUR | MAIN UNIT | EMP | - |  | - |  | 3 January 2024 | LEO LANANG SIGIT - TSE CP | - |  | ACTIVE
439/V/10 | TE011 | SIMPLE INCUBATOR W/ STAND TROLLEY | IMAGING | TESENA INOVINDO, PT | GN00000535 | RSUP DR KARIADI | SEMARANG | JAWA TENGAH | SEMARANG | MAIN UNIT | CUSTOMER | 10 April 2015 |  | 1 January 1900 |  | 10 April 2015 |  | - |  | ACTIVE
439/X/13 | TM09U | Infant Warmer Tsn89/W |  |  | GN00000073 | RSUD MENGGALA TULANG BAWANG | BANDAR LAMPUNG | LAMPUNG | BANDAR LAMPUNG | MAIN UNIT | CUSTOMER | - |  | 11 December 2013 |  | - |  | - |  | ACTIVE
439200S00109 | SC200 | Scan Station 200 | BIOSCIENCE | INTERSCIENCE | GN00002986 | RDC PUSAT - RAWAGELAM | PUSAT | DKI JAKARTA | JAKARTA TIMUR | MAIN UNIT | EMP | 15 November 2022 | ANTONIUS SAGITA - KALIBRASI | - |  | 23 March 2023 |  | - |  | ACTIVE
44/II/11 T2116VEM | MVE1B |  |  |  | GN00002307 | RSUD DR TENGKU MANSYUR | MEDAN | SUMATERA UTARA | MEDAN | MAIN UNIT | CUSTOMER | 23 June 2016 |  | 1 January 2013 |  | 23 June 2016 |  | - |  | INACTIVE
44/X/13 | TE044 | SUCTION TSN 505 PS | IMAGING | TESENA INOVINDO, PT | GN00000528 | RSUD DR LOEKMONOHADI KUDUS | KUDUS | JAWA TENGAH | KUDUS | MAIN UNIT | CUSTOMER | 29 March 2017 |  | 30 November 2013 |  | 29 March 2017 |  | - |  | ACTIVE
440 | NI14U | INFANT INCUBATOR LCS-ICU | IMAGING | NAKAMURA MEDICAL | GN00002178 | RSUD DR SOETOMO SURABAYA | SURABAYA-1 | JAWA TIMUR | SURABAYA | MAIN UNIT | CUSTOMER | 10 April 2015 |  | 1 January 1900 |  | 10 April 2015 |  | - |  | ACTIVE
440/V/10 | TE011 | SIMPLE INCUBATOR W/ STAND TROLLEY | IMAGING | TESENA INOVINDO, PT | GN00000535 | RSUP DR KARIADI | SEMARANG | JAWA TENGAH | SEMARANG | MAIN UNIT | CUSTOMER | 10 April 2015 |  | 1 January 1900 |  | 10 April 2015 |  | - |  | ACTIVE
441 | NI14U | INFANT INCUBATOR LCS-ICU | IMAGING | NAKAMURA MEDICAL | GN00000519 | RSUD BENDAN | SEMARANG | JAWA TENGAH | PEKALONGAN | MAIN UNIT | CUSTOMER | - |  | 1 January 2012 |  | - |  | - |  | ACTIVE
441/X/13 | TE018 | WARMER TSN 89 IW | IMAGING | TESENA INOVINDO, PT | GN00003152 | RS TK IV CIJANTUNG KESDAM JAYA | JAKARTA-1 | DKI JAKARTA | JAKARTA TIMUR | MAIN UNIT | CUSTOMER | - |  | 17 December 2013 |  | - |  | - |  | ACTIVE
443/V/10 | TE011 | SIMPLE INCUBATOR W/ STAND TROLLEY | IMAGING | TESENA INOVINDO, PT | GN00000535 | RSUP DR KARIADI | SEMARANG | JAWA TENGAH | SEMARANG | MAIN UNIT | CUSTOMER | 10 April 2015 |  | 1 January 1900 |  | 10 April 2015 |  | - |  | ACTIVE
444/X/13 | 807IW |  |  |  | GN00000073 | RSUD MENGGALA TULANG BAWANG | BANDAR LAMPUNG | LAMPUNG | BANDAR LAMPUNG | MAIN UNIT | CUSTOMER | - |  | 11 December 2013 |  | - |  | - |  | INACTIVE
445 | NI13U |  |  |  | GN00001900 | POLTEKES KEMENKES KEBIDANAN | YOGYAKARTA | YOGYAKARTA | YOGYAKARTA | MAIN UNIT | CUSTOMER | 2 February 2015 | DIAN FEBRIYANA - TSE | 1 January 1900 |  | 2 February 2015 | DIAN FEBRIYANA - TSE | - |  | INACTIVE
448 | NI14U | INFANT INCUBATOR LCS-ICU | IMAGING | NAKAMURA MEDICAL | GN00002418 | RS RATUMBUYSANG | MANADO | SULAWESI UTARA | MANADO | MAIN UNIT | CUSTOMER | 13 April 2015 |  | 1 January 1900 |  | 13 April 2015 |  | - |  | ACTIVE
448/VI/10 | TE011 | SIMPLE INCUBATOR W/ STAND TROLLEY | IMAGING | TESENA INOVINDO, PT | GN00000535 | RSUP DR KARIADI | SEMARANG | JAWA TENGAH | SEMARANG | MAIN UNIT | CUSTOMER | 10 April 2015 |  | 1 January 1900 |  | 10 April 2015 |  | - |  | ACTIVE
45/X/13 | TE044 | SUCTION TSN 505 PS | IMAGING | TESENA INOVINDO, PT | GN00000528 | RSUD DR LOEKMONOHADI KUDUS | KUDUS | JAWA TENGAH | KUDUS | MAIN UNIT | CUSTOMER | 29 March 2017 |  | 30 November 2013 |  | 29 March 2017 |  | - |  | ACTIVE
452/VI/10 | TE011 | SIMPLE INCUBATOR W/ STAND TROLLEY | IMAGING | TESENA INOVINDO, PT | GN00000535 | RSUP DR KARIADI | SEMARANG | JAWA TENGAH | SEMARANG | MAIN UNIT | CUSTOMER | 10 April 2015 |  | 1 January 1900 |  | 10 April 2015 |  | - |  | ACTIVE
454/VI/10 | TE011 | SIMPLE INCUBATOR W/ STAND TROLLEY | IMAGING | TESENA INOVINDO, PT | GN00000535 | RSUP DR KARIADI | SEMARANG | JAWA TENGAH | SEMARANG | MAIN UNIT | CUSTOMER | 10 April 2015 |  | 1 January 1900 |  | 10 April 2015 |  | - |  | ACTIVE
45471005933 | FP530 | IP-6 ST 15X30CM 1 E | IMAGING | FUJIFILM INDONESIA, PT. | GN00002084 | RS SAHID SAHIRMAN | JAKARTA-2 | DKI JAKARTA | JAKARTA PUSAT | ACCESSORIES | EMP | - |  | 16 November 2018 |  | - |  | - |  | ACTIVE
454741005927 | FP643 | IP-6 ST 35.4X43CM 1 E | IMAGING | FUJIFILM INDONESIA, PT. | GN00000011 | RSUD BUDHI ASIH | JAKARTA-1 | DKI JAKARTA | JAKARTA TIMUR | ACCESSORIES | EMP | - |  | 26 September 2018 |  | - |  | - |  | ACTIVE
454741005928 | FP635 | IP-6 ST 35.4X35.4CM 1 E | IMAGING | FUJIFILM INDONESIA, PT. | GN00002986 | RDC PUSAT - RAWAGELAM | PUSAT | DKI JAKARTA | JAKARTA TIMUR | MAIN UNIT | EMP | - |  | 11 October 2018 |  | - |  | - |  | ACTIVE
454741005931 | FP630 | IP-6 ST 24X30CM 1 E | IMAGING | FUJIFILM INDONESIA, PT. | GN00002986 | RDC PUSAT - RAWAGELAM | PUSAT | DKI JAKARTA | JAKARTA TIMUR | MAIN UNIT | EMP | - |  | 11 October 2018 |  | - |  | - |  | ACTIVE
454741005933 | FP530 | IP-6 ST 15X30CM 1 E | IMAGING | FUJIFILM INDONESIA, PT. | GN00002986 | RDC PUSAT - RAWAGELAM | PUSAT | DKI JAKARTA | JAKARTA TIMUR | ACCESSORIES | EMP | 21 April 2022 | ANTONIUS SAGITA - KALIBRASI | - |  | 4 January 2022 | ANTONIUS SAGITA - KALIBRASI | - |  | ACTIVE
455/IV/10 | TM11U |  |  |  | GN00000491 | RSIA KOTA SABUSSALAM | BANDA ACEH | ACEH | SUBULUSSALAM | MAIN UNIT | CUSTOMER | 6 November 2014 | ARIEF SETIAWAN - TSE CP | 1 January 2013 |  | 6 November 2014 | ARIEF SETIAWAN - TSE CP | - |  | INACTIVE
455/VI/10 | TE011 | SIMPLE INCUBATOR W/ STAND TROLLEY | IMAGING | TESENA INOVINDO, PT | GN00000535 | RSUP DR KARIADI | SEMARANG | JAWA TENGAH | SEMARANG | MAIN UNIT | CUSTOMER | 10 April 2015 |  | 1 January 1900 |  | 10 April 2015 |  | - |  | ACTIVE
456/VI/10 | TE011 | SIMPLE INCUBATOR W/ STAND TROLLEY | IMAGING | TESENA INOVINDO, PT | GN00000535 | RSUP DR KARIADI | SEMARANG | JAWA TENGAH | SEMARANG | MAIN UNIT | CUSTOMER | 10 April 2015 |  | 1 January 1900 |  | 10 April 2015 |  | - |  | ACTIVE
46/X/13 | TE044 | SUCTION TSN 505 PS | IMAGING | TESENA INOVINDO, PT | GN00000528 | RSUD DR LOEKMONOHADI KUDUS | KUDUS | JAWA TENGAH | KUDUS | MAIN UNIT | CUSTOMER | 29 March 2017 |  | 30 November 2013 |  | 29 March 2017 |  | - |  | ACTIVE
461 | NI14U | INFANT INCUBATOR LCS-ICU | IMAGING | NAKAMURA MEDICAL | GN00000529 | RSUD RA KARTINI | SEMARANG | JAWA TENGAH | JEPARA | MAIN UNIT | CUSTOMER | 13 April 2015 | MUNADI - TSE | 1 January 1900 |  | 13 April 2015 | MUNADI - TSE | - |  | ACTIVE
461F0581 | FCRTM | CR IR 392 RU2 M PRIMA TM | IMAGING | FUJIFILM INDONESIA, PT. | GN00003154 | RSUD BITUNG | MANADO | SULAWESI UTARA | MANADO | MAIN UNIT | CUSTOMER | - |  | 26 September 2024 |  | 1 August 2024 | ARIEF SETIAWAN - TSE CP | 30 September 2024 | ANDI ISMAIL - SPV TSE TIMUR | ACTIVE
461k7278 | FCRT2 | CR IR 392 RU2 PNTM = : E (PRIMA T2) | IMAGING | FUJIFILM INDONESIA, PT. | GN00002986 | RDC PUSAT - RAWAGELAM | PUSAT | DKI JAKARTA | JAKARTA TIMUR | MAIN UNIT | EMP | - |  | - |  | 27 March 2025 | ARIEF SETIAWAN - TSE CP | - |  | ACTIVE
461K7281 | FCRT2 | CR IR 392 RU2 PNTM = : E (PRIMA T2) | IMAGING | FUJIFILM INDONESIA, PT. | GN00002986 | RDC PUSAT - RAWAGELAM | PUSAT | DKI JAKARTA | JAKARTA TIMUR | MAIN UNIT | EMP | - |  | - |  | 27 March 2025 | ARIEF SETIAWAN - TSE CP | - |  | ACTIVE
461K7282 | FCRT2 | CR IR 392 RU2 PNTM = : E (PRIMA T2) | IMAGING | FUJIFILM INDONESIA, PT. | GN00002986 | RDC PUSAT - RAWAGELAM | PUSAT | DKI JAKARTA | JAKARTA TIMUR | MAIN UNIT | EMP | - |  | - |  | 25 April 2025 | ARIEF SETIAWAN - TSE CP | - |  | ACTIVE
461K7290 | FCRT2 | CR IR 392 RU2 PNTM = : E (PRIMA T2) | IMAGING | FUJIFILM INDONESIA, PT. | GN00002986 | RDC PUSAT - RAWAGELAM | PUSAT | DKI JAKARTA | JAKARTA TIMUR | MAIN UNIT | EMP | - |  | - |  | 25 April 2025 | ARIEF SETIAWAN - TSE CP | - |  | ACTIVE
461K7292 | FCRT2 | CR IR 392 RU2 PNTM = : E (PRIMA T2) | IMAGING | FUJIFILM INDONESIA, PT. | GN00002986 | RDC PUSAT - RAWAGELAM | PUSAT | DKI JAKARTA | JAKARTA TIMUR | MAIN UNIT | EMP | - |  | - |  | 27 March 2025 | ARIEF SETIAWAN - TSE CP | - |  | ACTIVE
461k7293 | FCRT2 | CR IR 392 RU2 PNTM = : E (PRIMA T2) | IMAGING | FUJIFILM INDONESIA, PT. | GN00002986 | RDC PUSAT - RAWAGELAM | PUSAT | DKI JAKARTA | JAKARTA TIMUR | MAIN UNIT | EMP | - |  | - |  | 27 March 2025 | ARIEF SETIAWAN - TSE CP | - |  | ACTIVE
461K7294 | FCRT2 | CR IR 392 RU2 PNTM = : E (PRIMA T2) | IMAGING | FUJIFILM INDONESIA, PT. | GN00002986 | RDC PUSAT - RAWAGELAM | PUSAT | DKI JAKARTA | JAKARTA TIMUR | MAIN UNIT | EMP | - |  | - |  | 27 March 2025 | ARIEF SETIAWAN - TSE CP | - |  | ACTIVE
461K7295 | FCRT2 | CR IR 392 RU2 PNTM = : E (PRIMA T2) | IMAGING | FUJIFILM INDONESIA, PT. | GN00002986 | RDC PUSAT - RAWAGELAM | PUSAT | DKI JAKARTA | JAKARTA TIMUR | MAIN UNIT | EMP | - |  | - |  | 27 March 2025 | ARIEF SETIAWAN - TSE CP | - |  | ACTIVE
461K7296 | FCRT2 | CR IR 392 RU2 PNTM = : E (PRIMA T2) | IMAGING | FUJIFILM INDONESIA, PT. | GN00002986 | RDC PUSAT - RAWAGELAM | PUSAT | DKI JAKARTA | JAKARTA TIMUR | MAIN UNIT | EMP | - |  | - |  | 5 February 2025 | ARIEF SETIAWAN - TSE CP | - |  | ACTIVE
461K7297 | FCRT2 | CR IR 392 RU2 PNTM = : E (PRIMA T2) | IMAGING | FUJIFILM INDONESIA, PT. | GN00002986 | RDC PUSAT - RAWAGELAM | PUSAT | DKI JAKARTA | JAKARTA TIMUR | MAIN UNIT | EMP | - |  | - |  | 27 March 2025 | ARIEF SETIAWAN - TSE CP | - |  | ACTIVE
461K7298 | FCRT2 | CR IR 392 RU2 PNTM = : E (PRIMA T2) | IMAGING | FUJIFILM INDONESIA, PT. | GN00002986 | RDC PUSAT - RAWAGELAM | PUSAT | DKI JAKARTA | JAKARTA TIMUR | MAIN UNIT | EMP | - |  | - |  | 5 February 2025 | ARIEF SETIAWAN - TSE CP | - |  | ACTIVE
461K7300 | FCRT2 | CR IR 392 RU2 PNTM = : E (PRIMA T2) | IMAGING | FUJIFILM INDONESIA, PT. | GN00008407 | RSUD SUMBERGLAGAH MOJOKERTO | SURABAYA-1 | JAWA TIMUR | MOJOKERTO | MAIN UNIT | CUSTOMER | - |  | 10 June 2025 |  | 5 February 2025 | ARIEF SETIAWAN - TSE CP | 19 June 2025 | SAHID DERMAWAN - SPV TSE BARAT | ACTIVE
461K7301 | FCRT2 | CR IR 392 RU2 PNTM = : E (PRIMA T2) | IMAGING | FUJIFILM INDONESIA, PT. | GN00002986 | RDC PUSAT - RAWAGELAM | PUSAT | DKI JAKARTA | JAKARTA TIMUR | MAIN UNIT | EMP | - |  | - |  | 27 March 2025 | ARIEF SETIAWAN - TSE CP | - |  | ACTIVE
461K7302 | FCRT2 | CR IR 392 RU2 PNTM = : E (PRIMA T2) | IMAGING | FUJIFILM INDONESIA, PT. | GN00002986 | RDC PUSAT - RAWAGELAM | PUSAT | DKI JAKARTA | JAKARTA TIMUR | MAIN UNIT | EMP | - |  | - |  | 25 April 2025 | ARIEF SETIAWAN - TSE CP | - |  | ACTIVE
461K7303 | FCRT2 | CR IR 392 RU2 PNTM = : E (PRIMA T2) | IMAGING | FUJIFILM INDONESIA, PT. | GN00002986 | RDC PUSAT - RAWAGELAM | PUSAT | DKI JAKARTA | JAKARTA TIMUR | MAIN UNIT | EMP | - |  | - |  | 27 March 2025 | ARIEF SETIAWAN - TSE CP | - |  | ACTIVE
461K7314 | FCRT2 | CR IR 392 RU2 PNTM = : E (PRIMA T2) | IMAGING | FUJIFILM INDONESIA, PT. | GN00002986 | RDC PUSAT - RAWAGELAM | PUSAT | DKI JAKARTA | JAKARTA TIMUR | MAIN UNIT | EMP | - |  | - |  | 25 April 2025 | ARIEF SETIAWAN - TSE CP | - |  | ACTIVE
461K7327 | FCRT2 | CR IR 392 RU2 PNTM = : E (PRIMA T2) | IMAGING | FUJIFILM INDONESIA, PT. | GN00002986 | RDC PUSAT - RAWAGELAM | PUSAT | DKI JAKARTA | JAKARTA TIMUR | MAIN UNIT | EMP | - |  | - |  | 25 April 2025 | ARIEF SETIAWAN - TSE CP | - |  | ACTIVE
461K7329 | FCRT2 | CR IR 392 RU2 PNTM = : E (PRIMA T2) | IMAGING | FUJIFILM INDONESIA, PT. | GN00002986 | RDC PUSAT - RAWAGELAM | PUSAT | DKI JAKARTA | JAKARTA TIMUR | MAIN UNIT | EMP | - |  | - |  | 26 May 2025 | ARIEF SETIAWAN - TSE CP | - |  | ACTIVE
461K7330 | FCRT2 | CR IR 392 RU2 PNTM = : E (PRIMA T2) | IMAGING | FUJIFILM INDONESIA, PT. | GN00002986 | RDC PUSAT - RAWAGELAM | PUSAT | DKI JAKARTA | JAKARTA TIMUR | MAIN UNIT | EMP | - |  | - |  | 25 April 2025 | ARIEF SETIAWAN - TSE CP | - |  | ACTIVE
461K7331 | FCRT2 | CR IR 392 RU2 PNTM = : E (PRIMA T2) | IMAGING | FUJIFILM INDONESIA, PT. | GN00002986 | RDC PUSAT - RAWAGELAM | PUSAT | DKI JAKARTA | JAKARTA TIMUR | MAIN UNIT | EMP | - |  | - |  | 26 May 2025 | ARIEF SETIAWAN - TSE CP | - |  | ACTIVE
461K7332 | FCRT2 | CR IR 392 RU2 PNTM = : E (PRIMA T2) | IMAGING | FUJIFILM INDONESIA, PT. | GN00002986 | RDC PUSAT - RAWAGELAM | PUSAT | DKI JAKARTA | JAKARTA TIMUR | MAIN UNIT | EMP | - |  | - |  | 26 May 2025 | ARIEF SETIAWAN - TSE CP | - |  | ACTIVE
461K7334 | FCRT2 | CR IR 392 RU2 PNTM = : E (PRIMA T2) | IMAGING | FUJIFILM INDONESIA, PT. | GN00002986 | RDC PUSAT - RAWAGELAM | PUSAT | DKI JAKARTA | JAKARTA TIMUR | MAIN UNIT | EMP | - |  | - |  | 25 April 2025 | ARIEF SETIAWAN - TSE CP | - |  | ACTIVE
461K7335 | FCRT2 | CR IR 392 RU2 PNTM = : E (PRIMA T2) | IMAGING | FUJIFILM INDONESIA, PT. | GN00002986 | RDC PUSAT - RAWAGELAM | PUSAT | DKI JAKARTA | JAKARTA TIMUR | MAIN UNIT | EMP | - |  | - |  | 25 April 2025 | ARIEF SETIAWAN - TSE CP | - |  | ACTIVE
461K7336 | FCRT2 | CR IR 392 RU2 PNTM = : E (PRIMA T2) | IMAGING | FUJIFILM INDONESIA, PT. | GN00002986 | RDC PUSAT - RAWAGELAM | PUSAT | DKI JAKARTA | JAKARTA TIMUR | MAIN UNIT | EMP | - |  | - |  | 25 April 2025 | ARIEF SETIAWAN - TSE CP | - |  | ACTIVE
462 | NI14U | INFANT INCUBATOR LCS-ICU | IMAGING | NAKAMURA MEDICAL | GN00000529 | RSUD RA KARTINI | SEMARANG | JAWA TENGAH | JEPARA | MAIN UNIT | CUSTOMER | 13 April 2015 | MUNADI - TSE | 1 January 2012 |  | 13 April 2015 | MUNADI - TSE | - |  | ACTIVE
463 | NI14U | INFANT INCUBATOR LCS-ICU | IMAGING | NAKAMURA MEDICAL | GN00000529 | RSUD RA KARTINI | SEMARANG | JAWA TENGAH | JEPARA | MAIN UNIT | CUSTOMER | 13 April 2015 | MUNADI - TSE | 1 January 1900 |  | 13 April 2015 | MUNADI - TSE | - |  | ACTIVE
464F0602 | FCRTM | CR IR 392 RU2 M PRIMA TM | IMAGING | FUJIFILM INDONESIA, PT. | GN00002248 | RSUD DR SOEGIRI | SURABAYA-1 | JAWA TIMUR | LAMONGAN | MAIN UNIT | CUSTOMER | - |  | 20 August 2024 |  | 1 August 2024 | ARIEF SETIAWAN - TSE CP | 9 September 2024 | ANDI ISMAIL - SPV TSE TIMUR | ACTIVE
464F0605 | ECRTM | FCR Prima TM E-Katalog | IMAGING | FUJIFILM INDONESIA, PT. | GN00002986 | RDC PUSAT - RAWAGELAM | PUSAT | DKI JAKARTA | JAKARTA TIMUR | MAIN UNIT | EMP | - |  | - |  | 4 November 2024 | ARIEF SETIAWAN - TSE CP | - |  | ACTIVE
464K5188 | FCRT2 | CR IR 392 RU2 PNTM = : E (PRIMA T2) | IMAGING | FUJIFILM INDONESIA, PT. | GN00002986 | RDC PUSAT - RAWAGELAM | PUSAT | DKI JAKARTA | JAKARTA TIMUR | MAIN UNIT | EMP | - |  | - |  | 25 September 2023 | ARIEF SETIAWAN - TSE CP | - |  | ACTIVE
465 | NI14U | INFANT INCUBATOR LCS-ICU | IMAGING | NAKAMURA MEDICAL | GN00000529 | RSUD RA KARTINI | SEMARANG | JAWA TENGAH | JEPARA | MAIN UNIT | CUSTOMER | 13 April 2015 | MUNADI - TSE | 1 January 2012 |  | 13 April 2015 | MUNADI - TSE | - |  | ACTIVE
46733 | ST121 | STP120-1 | DIAGNOSTIC 2 | SHANDON DIAGNOSTICS Ltd. | GN00000004 | RSUD BEKASI ( RSUD PEMERINTAH KOTA BEKASI ) | BEKASI | JAWA BARAT | BEKASI | MAIN UNIT | CUSTOMER | 29 November 2016 | GATOT SURYA ADIPUTRA - TSE | 1 January 2009 |  | 29 November 2016 | GATOT SURYA ADIPUTRA - TSE | - |  | ACTIVE
46737444 | FCONA | CONSOLE ADVANCE | IMAGING | FUJIFILM INDONESIA, PT. | GN00001046 | RS AZRA ( PT. A.S.P ) | BOGOR | JAWA BARAT | BOGOR | MAIN UNIT | CUSTOMER | 23 March 2020 | SAHID DERMAWAN - SPV TSE BARAT | - |  | 23 March 2020 | SAHID DERMAWAN - SPV TSE BARAT | - |  | ACTIVE
468617320 | FDRSM | DRYPIX SMART | IMAGING | FUJIFILM INDONESIA, PT. | GN00002986 | RDC PUSAT - RAWAGELAM | PUSAT | DKI JAKARTA | JAKARTA TIMUR | MAIN UNIT | EMP | - |  | - |  | 29 November 2024 | ARIEF SETIAWAN - TSE CP | - |  | ACTIVE
468K8849 | FCRT2 | CR IR 392 RU2 PNTM = : E (PRIMA T2) | IMAGING | FUJIFILM INDONESIA, PT. | GN00002986 | RDC PUSAT - RAWAGELAM | PUSAT | DKI JAKARTA | JAKARTA TIMUR | MAIN UNIT | EMP | - |  | - |  | 26 May 2025 | ARIEF SETIAWAN - TSE CP | - |  | ACTIVE
468K8865 | FCRT2 | CR IR 392 RU2 PNTM = : E (PRIMA T2) | IMAGING | FUJIFILM INDONESIA, PT. | GN00011835 | RSIA BUNDA AISYAH | TASIKMALAYA | JAWA BARAT | TASIKMALAYA | MAIN UNIT | CUSTOMER | - |  | 25 July 2025 |  | 16 June 2025 | ARIEF SETIAWAN - TSE CP | 4 August 2025 | SAHID DERMAWAN - SPV TSE BARAT | ACTIVE
468K8868 | FCRT2 | CR IR 392 RU2 PNTM = : E (PRIMA T2) | IMAGING | FUJIFILM INDONESIA, PT. | GN00002986 | RDC PUSAT - RAWAGELAM | PUSAT | DKI JAKARTA | JAKARTA TIMUR | MAIN UNIT | EMP | - |  | - |  | 31 October 2025 | ARIEF SETIAWAN - TSE CP | - |  | ACTIVE
468K8887 | FCRT2 | CR IR 392 RU2 PNTM = : E (PRIMA T2) | IMAGING | FUJIFILM INDONESIA, PT. | GN00002986 | RDC PUSAT - RAWAGELAM | PUSAT | DKI JAKARTA | JAKARTA TIMUR | MAIN UNIT | EMP | - |  | - |  | 31 October 2025 | ARIEF SETIAWAN - TSE CP | - |  | ACTIVE
468K8895 | FCRT2 | CR IR 392 RU2 PNTM = : E (PRIMA T2) | IMAGING | FUJIFILM INDONESIA, PT. | GN00002986 | RDC PUSAT - RAWAGELAM | PUSAT | DKI JAKARTA | JAKARTA TIMUR | MAIN UNIT | EMP | - |  | - |  | 31 October 2025 | ARIEF SETIAWAN - TSE CP | - |  | ACTIVE
468K8896 | FCRT2 | CR IR 392 RU2 PNTM = : E (PRIMA T2) | IMAGING | FUJIFILM INDONESIA, PT. | GN00002986 | RDC PUSAT - RAWAGELAM | PUSAT | DKI JAKARTA | JAKARTA TIMUR | MAIN UNIT | EMP | - |  | - |  | 31 October 2025 | ARIEF SETIAWAN - TSE CP | - |  | ACTIVE
46954298 | FCONA | CONSOLE ADVANCE | IMAGING | FUJIFILM INDONESIA, PT. | GN00002986 | RDC PUSAT - RAWAGELAM | PUSAT | DKI JAKARTA | JAKARTA TIMUR | MAIN UNIT | EMP | - |  | - |  | 29 November 2024 | ARIEF SETIAWAN - TSE CP | - |  | ACTIVE
46954299 | FCONA | CONSOLE ADVANCE | IMAGING | FUJIFILM INDONESIA, PT. | GN00002986 | RDC PUSAT - RAWAGELAM | PUSAT | DKI JAKARTA | JAKARTA TIMUR | MAIN UNIT | EMP | - |  | - |  | 29 November 2024 | ARIEF SETIAWAN - TSE CP | - |  | ACTIVE
46954300 | FCONA | CONSOLE ADVANCE | IMAGING | FUJIFILM INDONESIA, PT. | GN19040004 | RSUD DAYA MAKASSAR | MAKASSAR | SULAWESI SELATAN | MAKASSAR | MAIN UNIT | CUSTOMER | - |  | 16 September 2025 |  | 29 November 2024 | ARIEF SETIAWAN - TSE CP | 2 October 2025 | SAHID DERMAWAN - SPV TSE BARAT | ACTIVE
46954301 | FCONA | CONSOLE ADVANCE | IMAGING | FUJIFILM INDONESIA, PT. | GN00012104 | LABKESDA SUBANG | BANDUNG-2 | JAWA BARAT | SUBANG | MAIN UNIT | CUSTOMER | - |  | 11 December 2024 |  | 29 November 2024 | ARIEF SETIAWAN - TSE CP | 6 January 2025 | SAHID DERMAWAN - SPV TSE BARAT | ACTIVE
47/X/13 | TE044 | SUCTION TSN 505 PS | IMAGING | TESENA INOVINDO, PT | GN00000528 | RSUD DR LOEKMONOHADI KUDUS | KUDUS | JAWA TENGAH | KUDUS | MAIN UNIT | CUSTOMER | 29 March 2017 |  | 30 November 2013 |  | 29 March 2017 |  | - |  | ACTIVE
4702MO460643 | EC080 | CENTRIFUGE 5702 24 HOLE | DIAGNOSTIC 2 | EPPENDORF SE (EPPENDORF AG) | GN00002986 | RDC PUSAT - RAWAGELAM | PUSAT | DKI JAKARTA | JAKARTA TIMUR | MAIN UNIT | EMP | - |  | - |  | 1 October 2024 | ARIEF SETIAWAN - TSE CP | - |  | ACTIVE
47072316 | ECRCS | FCR Profect CS E-Katalog | IMAGING | FUJIFILM INDONESIA, PT. | GN00002986 | RDC PUSAT - RAWAGELAM | PUSAT | DKI JAKARTA | JAKARTA TIMUR | MAIN UNIT | EMP | - |  | - |  | 3 March 2025 | ARIEF SETIAWAN - TSE CP | - |  | ACTIVE
470F0678 | ECRTM | FCR Prima TM E-Katalog | IMAGING | FUJIFILM INDONESIA, PT. | GN00012104 | LABKESDA SUBANG | BANDUNG-2 | JAWA BARAT | SUBANG | MAIN UNIT | EMP | - |  | 11 December 2024 |  | 29 November 2024 | ARIEF SETIAWAN - TSE CP | 6 January 2025 | SAHID DERMAWAN - SPV TSE BARAT | ACTIVE
470F0680 | ECRTM | FCR Prima TM E-Katalog | IMAGING | FUJIFILM INDONESIA, PT. | GN00000629 | RSUD ULIN | BANJARMASIN | KALIMANTAN SELATAN | BANJARMASIN | MAIN UNIT | CUSTOMER | - |  | 22 May 2025 |  | 29 November 2024 | ARIEF SETIAWAN - TSE CP | 30 October 2025 | ANDI ISMAIL - SPV TSE TIMUR | ACTIVE
470F0683 | ECRTM | FCR Prima TM E-Katalog | IMAGING | FUJIFILM INDONESIA, PT. | GN00000165 | RSU RADEN MATTAHER | JAMBI | JAMBI | JAMBI | MAIN UNIT | CUSTOMER | - |  | 15 July 2025 |  | 29 November 2024 | ARIEF SETIAWAN - TSE CP | 4 August 2025 | SAHID DERMAWAN - SPV TSE BARAT | ACTIVE
470F0684 | ECRTM | FCR Prima TM E-Katalog | IMAGING | FUJIFILM INDONESIA, PT. | GN19040004 | RSUD DAYA MAKASSAR | MAKASSAR | SULAWESI SELATAN | MAKASSAR | MAIN UNIT | CUSTOMER | - |  | 16 September 2025 |  | 29 November 2024 | ARIEF SETIAWAN - TSE CP | 2 October 2025 | SAHID DERMAWAN - SPV TSE BARAT | ACTIVE
470K9453 | FCRT2 | CR IR 392 RU2 PNTM = : E (PRIMA T2) | IMAGING | FUJIFILM INDONESIA, PT. | GN00001333 | RSUD BULELENG (RSUD SINGARAJA) | DENPASAR | BALI | BULELENG | MAIN UNIT | CUSTOMER | - |  | 17 September 2025 |  | 16 June 2025 | ARIEF SETIAWAN - TSE CP | 2 October 2025 | SAHID DERMAWAN - SPV TSE BARAT | ACTIVE
470K9454 | FCRT2 | CR IR 392 RU2 PNTM = : E (PRIMA T2) | IMAGING | FUJIFILM INDONESIA, PT. | GN25110004 | LAB KLINIK CYTO PRAYA | MATARAM | NUSA TENGGARA BARAT | MATARAM | MAIN UNIT | CUSTOMER | - |  | 6 November 2025 |  | 16 June 2025 | ARIEF SETIAWAN - TSE CP | 18 November 2025 | SAHID DERMAWAN - SPV TSE BARAT | ACTIVE
470K9461 | FCRT2 | CR IR 392 RU2 PNTM = : E (PRIMA T2) | IMAGING | FUJIFILM INDONESIA, PT. | GN00001158 | RS SUMBER WARAS | CIREBON | JAWA BARAT | CIREBON | MAIN UNIT | CUSTOMER | - |  | 10 November 2025 |  | 16 June 2025 | ARIEF SETIAWAN - TSE CP | 19 November 2025 | SAHID DERMAWAN - SPV TSE BARAT | ACTIVE
470K9465 | FCRT2 | CR IR 392 RU2 PNTM = : E (PRIMA T2) | IMAGING | FUJIFILM INDONESIA, PT. | GN00002986 | RDC PUSAT - RAWAGELAM | PUSAT | DKI JAKARTA | JAKARTA TIMUR | MAIN UNIT | EMP | - |  | - |  | 16 June 2025 | ARIEF SETIAWAN - TSE CP | - |  | ACTIVE
47172319 | ECRCS | FCR Profect CS E-Katalog | IMAGING | FUJIFILM INDONESIA, PT. | GN00002986 | RDC PUSAT - RAWAGELAM | PUSAT | DKI JAKARTA | JAKARTA TIMUR | MAIN UNIT | EMP | - |  | - |  | 3 March 2025 | ARIEF SETIAWAN - TSE CP | - |  | ACTIVE
472 | NI14U | INFANT INCUBATOR LCS-ICU | IMAGING | NAKAMURA MEDICAL | GN00000529 | RSUD RA KARTINI | SEMARANG | JAWA TENGAH | JEPARA | MAIN UNIT | CUSTOMER | 13 April 2015 | MUNADI - TSE | 1 January 2012 |  | 13 April 2015 | MUNADI - TSE | - |  | ACTIVE
473 | NI14U | INFANT INCUBATOR LCS-ICU | IMAGING | NAKAMURA MEDICAL | GN00000529 | RSUD RA KARTINI | SEMARANG | JAWA TENGAH | JEPARA | MAIN UNIT | CUSTOMER | 13 April 2015 | MUNADI - TSE | 1 January 2012 |  | 13 April 2015 | MUNADI - TSE | - |  | ACTIVE
475 | NI14U | INFANT INCUBATOR LCS-ICU | IMAGING | NAKAMURA MEDICAL | GN00000529 | RSUD RA KARTINI | SEMARANG | JAWA TENGAH | JEPARA | MAIN UNIT | CUSTOMER | 13 April 2015 | MUNADI - TSE | 1 January 2012 |  | 13 April 2015 | MUNADI - TSE | - |  | ACTIVE
48/X/13 | TE044 | SUCTION TSN 505 PS | IMAGING | TESENA INOVINDO, PT | GN00000528 | RSUD DR LOEKMONOHADI KUDUS | KUDUS | JAWA TENGAH | KUDUS | MAIN UNIT | CUSTOMER | 29 March 2017 |  | 30 November 2013 |  | 29 March 2017 |  | - |  | ACTIVE
48131285 | FDRLI | DRYPIX LITE | IMAGING | FUJIFILM INDONESIA, PT. | GN00001163 | RSUD PANTURA M.A.SENTOT PATROL ( RSUD PATROL ) | CIREBON | JAWA BARAT | INDRAMAYU | MAIN UNIT | CUSTOMER | - |  | 9 July 2024 |  | 3 June 2024 | ARIEF SETIAWAN - TSE CP | 19 July 2024 | SAHID DERMAWAN - SPV TSE BARAT | ACTIVE
48131329 | FDRLI | DRYPIX LITE | IMAGING | FUJIFILM INDONESIA, PT. | GN24070015 | KLINIK UTAMA JANTUNG HASNA MEDIKA KARANGASEM | DENPASAR | BALI | DENPASAR | MAIN UNIT | CUSTOMER | - |  | 10 July 2024 |  | 26 June 2024 | ARIEF SETIAWAN - TSE CP | 17 July 2024 | ANDI ISMAIL - SPV TSE TIMUR | ACTIVE
48131330 | FDRLI | DRYPIX LITE | IMAGING | FUJIFILM INDONESIA, PT. | GN00002986 | RDC PUSAT - RAWAGELAM | PUSAT | DKI JAKARTA | JAKARTA TIMUR | MAIN UNIT | EMP | - |  | - |  | 26 June 2024 | ARIEF SETIAWAN - TSE CP | - |  | ACTIVE
48131398 | FDRLI | DRYPIX LITE | IMAGING | FUJIFILM INDONESIA, PT. | GN20020134 | RS KHUSUS JANTUNG HASNA MEDIKA KUNINGAN | CIREBON | JAWA BARAT | CIREBON | MAIN UNIT | CUSTOMER | - |  | 25 July 2024 |  | 26 June 2024 | ARIEF SETIAWAN - TSE CP | 6 August 2024 | SAHID DERMAWAN - SPV TSE BARAT | ACTIVE
48131399 | FDRLI | DRYPIX LITE | IMAGING | FUJIFILM INDONESIA, PT. | GN24110003 | RSUD PRATAMA KABUPATEN TAKALAR | MAKASSAR | SULAWESI SELATAN | TAKALAR | MAIN UNIT | CUSTOMER | - |  | 28 August 2024 |  | 26 June 2024 | ARIEF SETIAWAN - TSE CP | 17 December 2024 | ANDI ISMAIL - SPV TSE TIMUR | ACTIVE
48131400 | FDRLI | DRYPIX LITE | IMAGING | FUJIFILM INDONESIA, PT. | GN00002986 | RDC PUSAT - RAWAGELAM | PUSAT | DKI JAKARTA | JAKARTA TIMUR | MAIN UNIT | EMP | - |  | - |  | 30 July 2024 | ARIEF SETIAWAN - TSE CP | - |  | ACTIVE
48131419 | FDRLI | DRYPIX LITE | IMAGING | FUJIFILM INDONESIA, PT. | GN00003154 | RSUD BITUNG | MANADO | SULAWESI UTARA | MANADO | MAIN UNIT | CUSTOMER | - |  | 26 September 2024 |  | 30 July 2024 | ARIEF SETIAWAN - TSE CP | 30 September 2024 | ANDI ISMAIL - SPV TSE TIMUR | ACTIVE
48131420 | FDRLI | DRYPIX LITE | IMAGING | FUJIFILM INDONESIA, PT. | GN00002986 | RDC PUSAT - RAWAGELAM | PUSAT | DKI JAKARTA | JAKARTA TIMUR | MAIN UNIT | EMP | - |  | - |  | 30 July 2024 | ARIEF SETIAWAN - TSE CP | - |  | ACTIVE
48131421 | FDRLI | DRYPIX LITE | IMAGING | FUJIFILM INDONESIA, PT. | GN18100004 | RS AIRAN RAYA | BANDAR LAMPUNG | LAMPUNG | BANDAR LAMPUNG | MAIN UNIT | CUSTOMER | - |  | 26 September 2024 |  | 30 July 2024 | ARIEF SETIAWAN - TSE CP | 30 September 2024 | SAHID DERMAWAN - SPV TSE BARAT | ACTIVE
48131422 | FDRLI | DRYPIX LITE | IMAGING | FUJIFILM INDONESIA, PT. | GN00008491 | RSIA LEONA | KUPANG | NUSA TENGGARA TIMUR | KUPANG | MAIN UNIT | CUSTOMER | - |  | 25 October 2024 |  | 30 July 2024 | ARIEF SETIAWAN - TSE CP | 5 November 2024 | ANDI ISMAIL - SPV TSE TIMUR | ACTIVE
48131423 | FDRLI | DRYPIX LITE | IMAGING | FUJIFILM INDONESIA, PT. | GN24100001 | KLINIK RAWAT INAP DAN RAWAT JALAN SUDIRJO PARTODIMEJO | PALEMBANG | SUMATERA SELATAN | PALEMBANG | MAIN UNIT | CUSTOMER | - |  | 10 October 2024 |  | 30 July 2024 | ARIEF SETIAWAN - TSE CP | 5 November 2024 | SAHID DERMAWAN - SPV TSE BARAT | ACTIVE
48131424 | FDRLI | DRYPIX LITE | IMAGING | FUJIFILM INDONESIA, PT. | GN25020012 | RSUD PEUSANGAN RAYA | BANDA ACEH | ACEH | BANDA ACEH | MAIN UNIT | CUSTOMER | - |  | 20 February 2025 |  | 30 July 2024 | ARIEF SETIAWAN - TSE CP | 24 February 2025 | SAHID DERMAWAN - SPV TSE BARAT | ACTIVE
48131452 | FDRLI | DRYPIX LITE | IMAGING | FUJIFILM INDONESIA, PT. | GN00002986 | RDC PUSAT - RAWAGELAM | PUSAT | DKI JAKARTA | JAKARTA TIMUR | MAIN UNIT | EMP | - |  | - |  | 26 June 2024 | ARIEF SETIAWAN - TSE CP | - |  | ACTIVE
48131519 | FDRLI | DRYPIX LITE | IMAGING | FUJIFILM INDONESIA, PT. | GN00002986 | RDC PUSAT - RAWAGELAM | PUSAT | DKI JAKARTA | JAKARTA TIMUR | MAIN UNIT | EMP | - |  | - |  | 28 October 2024 | ARIEF SETIAWAN - TSE CP | - |  | ACTIVE
48131520 | FDRLI | DRYPIX LITE | IMAGING | FUJIFILM INDONESIA, PT. | GN00002986 | RDC PUSAT - RAWAGELAM | PUSAT | DKI JAKARTA | JAKARTA TIMUR | MAIN UNIT | EMP | - |  | - |  | 28 October 2024 | ARIEF SETIAWAN - TSE CP | - |  | ACTIVE
48131525 | FDRLI | DRYPIX LITE | IMAGING | FUJIFILM INDONESIA, PT. | GN00002986 | RDC PUSAT - RAWAGELAM | PUSAT | DKI JAKARTA | JAKARTA TIMUR | MAIN UNIT | EMP | - |  | - |  | 1 October 2024 | ARIEF SETIAWAN - TSE CP | - |  | ACTIVE
48131526 | FDRLI | DRYPIX LITE | IMAGING | FUJIFILM INDONESIA, PT. | GN00002986 | RDC PUSAT - RAWAGELAM | PUSAT | DKI JAKARTA | JAKARTA TIMUR | MAIN UNIT | EMP | - |  | - |  | 1 October 2024 | ARIEF SETIAWAN - TSE CP | - |  | ACTIVE
48131527 | FDRLI | DRYPIX LITE | IMAGING | FUJIFILM INDONESIA, PT. | GN00002985 | WORKSHOOP CSM PUSAT | PUSAT | DKI JAKARTA | JAKARTA TIMUR | MAIN UNIT | EMP | - |  | - |  | 28 October 2024 | ARIEF SETIAWAN - TSE CP | - |  | ACTIVE
48131572 | FDRLI | DRYPIX LITE | IMAGING | FUJIFILM INDONESIA, PT. | GN00002986 | RDC PUSAT - RAWAGELAM | PUSAT | DKI JAKARTA | JAKARTA TIMUR | MAIN UNIT | EMP | - |  | - |  | 1 October 2024 | ARIEF SETIAWAN - TSE CP | - |  | ACTIVE
48231799 | FDRLI | DRYPIX LITE | IMAGING | FUJIFILM INDONESIA, PT. | GN00002986 | RDC PUSAT - RAWAGELAM | PUSAT | DKI JAKARTA | JAKARTA TIMUR | MAIN UNIT | EMP | - |  | - |  | 22 November 2024 | LEO LANANG SIGIT - TSE CP | - |  | ACTIVE
48231800 | FDRLI | DRYPIX LITE | IMAGING | FUJIFILM INDONESIA, PT. | GN25030007 | PT ASA HIJRAH MANDIRI | TANGERANG | BANTEN | TANGERANG | MAIN UNIT | EMP | - |  | - |  | 27 March 2025 | ARIEF SETIAWAN - TSE CP | - |  | ACTIVE
48231821 | FDRLI | DRYPIX LITE | IMAGING | FUJIFILM INDONESIA, PT. | GN00002986 | RDC PUSAT - RAWAGELAM | PUSAT | DKI JAKARTA | JAKARTA TIMUR | MAIN UNIT | EMP | - |  | - |  | 4 November 2024 | ARIEF SETIAWAN - TSE CP | - |  | ACTIVE
48231842 | FDRLI | DRYPIX LITE | IMAGING | FUJIFILM INDONESIA, PT. | GN00001426 | RS LENDEMORIPA | KUPANG | NUSA TENGGARA TIMUR | SUMBA BARAT | MAIN UNIT | CUSTOMER | - |  | 28 July 2025 |  | 27 March 2025 | ARIEF SETIAWAN - TSE CP | 4 August 2025 | SAHID DERMAWAN - SPV TSE BARAT | ACTIVE
48231865 | FDRLI | DRYPIX LITE | IMAGING | FUJIFILM INDONESIA, PT. | GN00002986 | RDC PUSAT - RAWAGELAM | PUSAT | DKI JAKARTA | JAKARTA TIMUR | MAIN UNIT | EMP | - |  | - |  | 27 March 2025 | ARIEF SETIAWAN - TSE CP | - |  | ACTIVE
48231866 | FDRLI | DRYPIX LITE | IMAGING | FUJIFILM INDONESIA, PT. | GN00002986 | RDC PUSAT - RAWAGELAM | PUSAT | DKI JAKARTA | JAKARTA TIMUR | MAIN UNIT | EMP | - |  | - |  | 27 March 2025 | ARIEF SETIAWAN - TSE CP | - |  | ACTIVE
48332257 | FDRLI | DRYPIX LITE | IMAGING | FUJIFILM INDONESIA, PT. | GN00002986 | RDC PUSAT - RAWAGELAM | PUSAT | DKI JAKARTA | JAKARTA TIMUR | MAIN UNIT | EMP | - |  | - |  | 27 March 2025 | ARIEF SETIAWAN - TSE CP | - |  | ACTIVE
48332258 | FDRLI | DRYPIX LITE | IMAGING | FUJIFILM INDONESIA, PT. | GN00002986 | RDC PUSAT - RAWAGELAM | PUSAT | DKI JAKARTA | JAKARTA TIMUR | MAIN UNIT | EMP | - |  | - |  | 27 March 2025 | ARIEF SETIAWAN - TSE CP | - |  | ACTIVE
48332259 | FDRLI | DRYPIX LITE | IMAGING | FUJIFILM INDONESIA, PT. | GN00002986 | RDC PUSAT - RAWAGELAM | PUSAT | DKI JAKARTA | JAKARTA TIMUR | MAIN UNIT | EMP | - |  | - |  | 27 March 2025 | ARIEF SETIAWAN - TSE CP | - |  | ACTIVE
48332314 | FDRLI | DRYPIX LITE | IMAGING | FUJIFILM INDONESIA, PT. | GN00002986 | RDC PUSAT - RAWAGELAM | PUSAT | DKI JAKARTA | JAKARTA TIMUR | MAIN UNIT | EMP | - |  | - |  | 27 March 2025 | ARIEF SETIAWAN - TSE CP | - |  | ACTIVE
48332315 | FDRLI | DRYPIX LITE | IMAGING | FUJIFILM INDONESIA, PT. | GN00002986 | RDC PUSAT - RAWAGELAM | PUSAT | DKI JAKARTA | JAKARTA TIMUR | MAIN UNIT | EMP | - |  | - |  | 27 March 2025 | ARIEF SETIAWAN - TSE CP | - |  | ACTIVE
48416539 | FDRSM | DRYPIX SMART | IMAGING | FUJIFILM INDONESIA, PT. | GN00001643 | RSIA MELATI HUSADA | MALANG | JAWA TIMUR | MALANG | MAIN UNIT | CUSTOMER | - |  | 24 September 2024 |  | 3 September 2024 | ARIEF SETIAWAN - TSE CP | 30 September 2024 | ANDI ISMAIL - SPV TSE TIMUR | ACTIVE
48416558 | FDRSM | DRYPIX SMART | IMAGING | FUJIFILM INDONESIA, PT. | GN18030035 | RS.DR.H.MOCH.ANSARI SALEH | BANJARMASIN | KALIMANTAN SELATAN | BANJARMASIN | MAIN UNIT | CUSTOMER | - |  | 12 September 2025 |  | 3 September 2024 | ARIEF SETIAWAN - TSE CP | 2 October 2025 | SAHID DERMAWAN - SPV TSE BARAT | ACTIVE
48416590 | FDRSM | DRYPIX SMART | IMAGING | FUJIFILM INDONESIA, PT. | GN00002986 | RDC PUSAT - RAWAGELAM | PUSAT | DKI JAKARTA | JAKARTA TIMUR | MAIN UNIT | EMP | - |  | - |  | 3 September 2024 | ARIEF SETIAWAN - TSE CP | - |  | ACTIVE
48416591 | FDRSM | DRYPIX SMART | IMAGING | FUJIFILM INDONESIA, PT. | GN00002986 | RDC PUSAT - RAWAGELAM | PUSAT | DKI JAKARTA | JAKARTA TIMUR | MAIN UNIT | EMP | - |  | - |  | 3 September 2024 | ARIEF SETIAWAN - TSE CP | - |  | ACTIVE
48416608 | FDRSM | DRYPIX SMART | IMAGING | FUJIFILM INDONESIA, PT. | GN00002986 | RDC PUSAT - RAWAGELAM | PUSAT | DKI JAKARTA | JAKARTA TIMUR | MAIN UNIT | EMP | - |  | - |  | 3 September 2024 | ARIEF SETIAWAN - TSE CP | - |  | ACTIVE
48617310 | FDRSM | DRYPIX SMART | IMAGING | FUJIFILM INDONESIA, PT. | GN25090004 | PT ANUGERAH RAYA MEDIKA | PEKAN BARU | RIAU | PEKANBARU | MAIN UNIT | CUSTOMER | - |  | 3 December 2024 |  | 22 November 2024 | LEO LANANG SIGIT - TSE CP | 30 September 2025 | SAHID DERMAWAN - SPV TSE BARAT | ACTIVE
48617316 | FDRSM | DRYPIX SMART | IMAGING | FUJIFILM INDONESIA, PT. | GN00002986 | RDC PUSAT - RAWAGELAM | PUSAT | DKI JAKARTA | JAKARTA TIMUR | MAIN UNIT | EMP | - |  | - |  | 29 November 2024 | ARIEF SETIAWAN - TSE CP | - |  | ACTIVE
48617320 | FDRSM | DRYPIX SMART | IMAGING | FUJIFILM INDONESIA, PT. | GN00002986 | RDC PUSAT - RAWAGELAM | PUSAT | DKI JAKARTA | JAKARTA TIMUR | MAIN UNIT | EMP | - |  | - |  | 29 November 2024 | ARIEF SETIAWAN - TSE CP | - |  | ACTIVE
48717482 | FDRSM | DRYPIX SMART | IMAGING | FUJIFILM INDONESIA, PT. | GN00002986 | RDC PUSAT - RAWAGELAM | PUSAT | DKI JAKARTA | JAKARTA TIMUR | MAIN UNIT | EMP | - |  | - |  | 29 November 2024 | ARIEF SETIAWAN - TSE CP | - |  | ACTIVE
48717493 | FDRSM | DRYPIX SMART | IMAGING | FUJIFILM INDONESIA, PT. | GN00002986 | RDC PUSAT - RAWAGELAM | PUSAT | DKI JAKARTA | JAKARTA TIMUR | MAIN UNIT | EMP | - |  | - |  | 5 February 2025 | ARIEF SETIAWAN - TSE CP | - |  | ACTIVE
48717498 | FDRSM | DRYPIX SMART | IMAGING | FUJIFILM INDONESIA, PT. | GN00010175 | AP PANASEA MEDIKA | KEDIRI | JAWA TIMUR |  | MAIN UNIT | CUSTOMER | - |  | 10 February 2025 |  | 29 November 2024 | ARIEF SETIAWAN - TSE CP | 24 February 2025 | ANDI ISMAIL - SPV TSE TIMUR | ACTIVE
48717542 | FDRSM | DRYPIX SMART | IMAGING | FUJIFILM INDONESIA, PT. | GN00002986 | RDC PUSAT - RAWAGELAM | PUSAT | DKI JAKARTA | JAKARTA TIMUR | MAIN UNIT | EMP | - |  | - |  | 29 November 2024 |  | - |  | ACTIVE
48717546 | FDRSM | DRYPIX SMART | IMAGING | FUJIFILM INDONESIA, PT. | GN00002986 | RDC PUSAT - RAWAGELAM | PUSAT | DKI JAKARTA | JAKARTA TIMUR | MAIN UNIT | EMP | - |  | - |  | 29 November 2024 | ARIEF SETIAWAN - TSE CP | - |  | ACTIVE
48717547 | FDRSM | DRYPIX SMART | IMAGING | FUJIFILM INDONESIA, PT. | GN00000165 | RSU RADEN MATTAHER | JAMBI | JAMBI | JAMBI | MAIN UNIT | CUSTOMER | - |  | 22 July 2025 |  | 29 November 2024 | ARIEF SETIAWAN - TSE CP | 4 August 2025 | SAHID DERMAWAN - SPV TSE BARAT | ACTIVE
48717554 | FDRSM | DRYPIX SMART | IMAGING | FUJIFILM INDONESIA, PT. | GN00002295 | RSAL DR RAMELAN | SURABAYA-1 | JAWA TIMUR |  | MAIN UNIT | CUSTOMER | - |  | 9 July 2025 |  | 29 November 2024 | ARIEF SETIAWAN - TSE CP | 4 August 2025 | SAHID DERMAWAN - SPV TSE BARAT | ACTIVE
48717557 | FDRSM | DRYPIX SMART | IMAGING | FUJIFILM INDONESIA, PT. | GN00002986 | RDC PUSAT - RAWAGELAM | PUSAT | DKI JAKARTA | JAKARTA TIMUR | MAIN UNIT | EMP | - |  | - |  | 29 November 2024 | ARIEF SETIAWAN - TSE CP | - |  | ACTIVE
48717576 | FDRSM | DRYPIX SMART | IMAGING | FUJIFILM INDONESIA, PT. | GN00010966 | RUMAH SAKIT UMUM STELLA MARIS | PEMATANG SIANTAR | SUMATERA UTARA | PEMATANG SIANTAR | MAIN UNIT | CUSTOMER | - |  | 13 October 2025 |  | 27 March 2025 | ARIEF SETIAWAN - TSE CP | 13 November 2025 | SAHID DERMAWAN - SPV TSE BARAT | ACTIVE
48817902 | FDRSM | DRYPIX SMART | IMAGING | FUJIFILM INDONESIA, PT. | GN00002986 | RDC PUSAT - RAWAGELAM | PUSAT | DKI JAKARTA | JAKARTA TIMUR | MAIN UNIT | EMP | - |  | - |  | 5 February 2025 | ARIEF SETIAWAN - TSE CP | - |  | ACTIVE
48817903 | FDRSM | DRYPIX SMART | IMAGING | FUJIFILM INDONESIA, PT. | GN00002986 | RDC PUSAT - RAWAGELAM | PUSAT | DKI JAKARTA | JAKARTA TIMUR | MAIN UNIT | EMP | - |  | - |  | 5 February 2025 | ARIEF SETIAWAN - TSE CP | - |  | ACTIVE
48817909 | FDRSM | DRYPIX SMART | IMAGING | FUJIFILM INDONESIA, PT. | GN00002986 | RDC PUSAT - RAWAGELAM | PUSAT | DKI JAKARTA | JAKARTA TIMUR | MAIN UNIT | EMP | - |  | - |  | 5 February 2025 | ARIEF SETIAWAN - TSE CP | - |  | ACTIVE
48817921 | FDRSM | DRYPIX SMART | IMAGING | FUJIFILM INDONESIA, PT. | GN00002986 | RDC PUSAT - RAWAGELAM | PUSAT | DKI JAKARTA | JAKARTA TIMUR | MAIN UNIT | EMP | - |  | - |  | 5 February 2025 | ARIEF SETIAWAN - TSE CP | - |  | ACTIVE
49/XI/13 | TE044 | SUCTION TSN 505 PS | IMAGING | TESENA INOVINDO, PT | GN00000528 | RSUD DR LOEKMONOHADI KUDUS | KUDUS | JAWA TENGAH | KUDUS | MAIN UNIT | CUSTOMER | 29 March 2017 |  | 30 November 2013 |  | 29 March 2017 |  | - |  | ACTIVE
49018396 | FDRSM | DRYPIX SMART | IMAGING | FUJIFILM INDONESIA, PT. | GN00002986 | RDC PUSAT - RAWAGELAM | PUSAT | DKI JAKARTA | JAKARTA TIMUR | MAIN UNIT | EMP | - |  | - |  | 27 March 2025 | ARIEF SETIAWAN - TSE CP | - |  | ACTIVE
49018406 | FDRSM | DRYPIX SMART | IMAGING | FUJIFILM INDONESIA, PT. | GN00002986 | RDC PUSAT - RAWAGELAM | PUSAT | DKI JAKARTA | JAKARTA TIMUR | MAIN UNIT | EMP | - |  | 10 November 2025 |  | 27 March 2025 | ARIEF SETIAWAN - TSE CP | - |  | ACTIVE
49018413 | FDRSM | DRYPIX SMART | IMAGING | FUJIFILM INDONESIA, PT. | GN00002986 | RDC PUSAT - RAWAGELAM | PUSAT | DKI JAKARTA | JAKARTA TIMUR | MAIN UNIT | EMP | - |  | - |  | 27 March 2025 | ARIEF SETIAWAN - TSE CP | - |  | ACTIVE
49018414 | FDRSM | DRYPIX SMART | IMAGING | FUJIFILM INDONESIA, PT. | GN00002986 | RDC PUSAT - RAWAGELAM | PUSAT | DKI JAKARTA | JAKARTA TIMUR | MAIN UNIT | EMP | - |  | - |  | 27 March 2025 | ARIEF SETIAWAN - TSE CP | - |  | ACTIVE
49018415 | FDRSM | DRYPIX SMART | IMAGING | FUJIFILM INDONESIA, PT. | GN00002986 | RDC PUSAT - RAWAGELAM | PUSAT | DKI JAKARTA | JAKARTA TIMUR | MAIN UNIT | EMP | - |  | - |  | 27 March 2025 | ARIEF SETIAWAN - TSE CP | - |  | ACTIVE
49018419 | FDRSM | DRYPIX SMART | IMAGING | FUJIFILM INDONESIA, PT. | GN00002986 | RDC PUSAT - RAWAGELAM | PUSAT | DKI JAKARTA | JAKARTA TIMUR | MAIN UNIT | EMP | - |  | - |  | 27 March 2025 | ARIEF SETIAWAN - TSE CP | - |  | ACTIVE
49018436 | FDRSM | DRYPIX SMART | IMAGING | FUJIFILM INDONESIA, PT. | GN00002986 | RDC PUSAT - RAWAGELAM | PUSAT | DKI JAKARTA | JAKARTA TIMUR | MAIN UNIT | EMP | - |  | - |  | 25 April 2025 | ARIEF SETIAWAN - TSE CP | - |  | ACTIVE
49018452 | FDRSM | DRYPIX SMART | IMAGING | FUJIFILM INDONESIA, PT. | GN00002986 | RDC PUSAT - RAWAGELAM | PUSAT | DKI JAKARTA | JAKARTA TIMUR | MAIN UNIT | EMP | - |  | - |  | 25 April 2025 | ARIEF SETIAWAN - TSE CP | - |  | ACTIVE
49018453 | FDRSM | DRYPIX SMART | IMAGING | FUJIFILM INDONESIA, PT. | GN00002986 | RDC PUSAT - RAWAGELAM | PUSAT | DKI JAKARTA | JAKARTA TIMUR | MAIN UNIT | EMP | - |  | - |  | 27 March 2025 | ARIEF SETIAWAN - TSE CP | - |  | ACTIVE
49018473 | FDRSM | DRYPIX SMART | IMAGING | FUJIFILM INDONESIA, PT. | GN00002986 | RDC PUSAT - RAWAGELAM | PUSAT | DKI JAKARTA | JAKARTA TIMUR | MAIN UNIT | EMP | - |  | - |  | 25 April 2025 | ARIEF SETIAWAN - TSE CP | - |  | ACTIVE
49018474 | FDRSM | DRYPIX SMART | IMAGING | FUJIFILM INDONESIA, PT. | GN00002986 | RDC PUSAT - RAWAGELAM | PUSAT | DKI JAKARTA | JAKARTA TIMUR | MAIN UNIT | EMP | - |  | - |  | 25 April 2025 | ARIEF SETIAWAN - TSE CP | - |  | ACTIVE
49018479 | FDRSM | DRYPIX SMART | IMAGING | FUJIFILM INDONESIA, PT. | GN00002986 | RDC PUSAT - RAWAGELAM | PUSAT | DKI JAKARTA | JAKARTA TIMUR | MAIN UNIT | EMP | - |  | - |  | 27 March 2025 | ARIEF SETIAWAN - TSE CP | - |  | ACTIVE
49018491 | FDRSM | DRYPIX SMART | IMAGING | FUJIFILM INDONESIA, PT. | GN00002986 | RDC PUSAT - RAWAGELAM | PUSAT | DKI JAKARTA | JAKARTA TIMUR | MAIN UNIT | EMP | - |  | - |  | 27 March 2025 | ARIEF SETIAWAN - TSE CP | - |  | ACTIVE
49018495 | FDRSM | DRYPIX SMART | IMAGING | FUJIFILM INDONESIA, PT. | GN00002986 | RDC PUSAT - RAWAGELAM | PUSAT | DKI JAKARTA | JAKARTA TIMUR | MAIN UNIT | EMP | - |  | - |  | 26 May 2025 | ARIEF SETIAWAN - TSE CP | - |  | ACTIVE
49018497 | FDRSM | DRYPIX SMART | IMAGING | FUJIFILM INDONESIA, PT. | GN00002986 | RDC PUSAT - RAWAGELAM | PUSAT | DKI JAKARTA | JAKARTA TIMUR | MAIN UNIT | EMP | - |  | - |  | 26 May 2025 | ARIEF SETIAWAN - TSE CP | - |  | ACTIVE
491/III/14 | WHS98 | WEIGHING SCALE MANUAL | IMAGING | TESENA INOVINDO, PT | GN00001823 | RSUD Dr. SAIFUL ANWAR PROV JAWA TIMUR | MALANG | JAWA TIMUR | MALANG | MAIN UNIT | CUSTOMER | 19 November 2015 | ZENZEN | 19 November 2015 |  | 19 November 2015 | ZENZEN | - |  | INACTIVE
49118716 | FDRSC | DRYPIX SMART | IMAGING | FUJIFILM INDONESIA, PT. | GN00002986 | RDC PUSAT - RAWAGELAM | PUSAT | DKI JAKARTA | JAKARTA TIMUR | MAIN UNIT | EMP | - |  | - |  | 16 June 2025 | ARIEF SETIAWAN - TSE CP | - |  | ACTIVE
49118719 | FDRSM | DRYPIX SMART | IMAGING | FUJIFILM INDONESIA, PT. | GN00002986 | RDC PUSAT - RAWAGELAM | PUSAT | DKI JAKARTA | JAKARTA TIMUR | MAIN UNIT | EMP | - |  | - |  | 26 May 2025 | ARIEF SETIAWAN - TSE CP | - |  | ACTIVE
49118723 | FDRSM | DRYPIX SMART | IMAGING | FUJIFILM INDONESIA, PT. | GN00007266 | RSUD CURUP | BENGKULU | BENGKULU | CURUP | MAIN UNIT | CUSTOMER | - |  | 17 July 2025 |  | 16 June 2025 | ARIEF SETIAWAN - TSE CP | 4 August 2025 | SAHID DERMAWAN - SPV TSE BARAT | ACTIVE
494/III/14 | WHS98 | WEIGHING SCALE MANUAL | IMAGING | TESENA INOVINDO, PT | GN00001823 | RSUD Dr. SAIFUL ANWAR PROV JAWA TIMUR | MALANG | JAWA TIMUR | MALANG | MAIN UNIT | CUSTOMER | 19 November 2015 | ZENZEN | 19 November 2015 |  | 19 November 2015 | ZENZEN | - |  | INACTIVE
49904065 | EM217 | EIZO RadiForce MX217 | PACS | TRIPUTRA TECHNO MED, PT. | GN00002986 | RDC PUSAT - RAWAGELAM | PUSAT | DKI JAKARTA | JAKARTA TIMUR | MAIN UNIT | EMP | - |  | - |  | 20 August 2025 | ARIEF SETIAWAN - TSE CP | - |  | ACTIVE
4CE0194W81 | IMGFF | Imagework Set | IMAGING | FUJIFILM INDONESIA, PT. | GN00001308 | RSUD NEGARA | DENPASAR | BALI | JEMBRANA | MAIN UNIT | EMP | 21 April 2022 | ANTONIUS SAGITA - KALIBRASI | 27 July 2022 | I KADEK - TSE | 12 October 2021 | ANTONIUS SAGITA - KALIBRASI | 27 July 2022 | I KADEK - TSE | ACTIVE
4CE0201ZGD | IMGFF | Imagework Set | IMAGING | FUJIFILM INDONESIA, PT. | GN00002985 | WORKSHOOP CSM PUSAT | PUSAT | DKI JAKARTA | JAKARTA TIMUR | MAIN UNIT | EMP | - |  | 27 July 2022 | I KADEK - TSE | 4 February 2021 | ARIEF SETIAWAN - TSE CP | 19 March 2024 | ANDI ISMAIL - SPV TSE TIMUR | ACTIVE
4CE11629WP | IMGFF | Imagework Set | IMAGING | FUJIFILM INDONESIA, PT. | GN21080007 | Balai Kesehatan Paru Masyarakat | PURWOKERTO | JAWA TENGAH | PURWOKERTO | MAIN UNIT | CUSTOMER | - |  | 13 April 2022 | DIAN FEBRIYANA - TSE | 6 April 2022 | ARIEF SETIAWAN - TSE CP | 13 April 2022 | DIAN FEBRIYANA - TSE | ACTIVE
4CE1162B65 | IMGFF | Imagework Set | IMAGING | FUJIFILM INDONESIA, PT. | GN00002986 | RDC PUSAT - RAWAGELAM | PUSAT | DKI JAKARTA | JAKARTA TIMUR | MAIN UNIT | EMP | - |  | - |  | 6 April 2022 | ARIEF SETIAWAN - TSE CP | - |  | ACTIVE
4CE134BSGD | IMGFF | Imagework Set | IMAGING | FUJIFILM INDONESIA, PT. | GN00001970 | RSIA HERMINA BEKASI | BEKASI | JAWA BARAT | BEKASI | MAIN UNIT | CUSTOMER | 21 April 2022 | ANTONIUS SAGITA - KALIBRASI | 7 March 2022 | GATOT SURYA ADIPUTRA - TSE | 23 February 2022 | ANTONIUS SAGITA - KALIBRASI | 21 April 2022 | ANTONIUS SAGITA - KALIBRASI | ACTIVE
4CE138D682 | F19LC | HP PRODISPLAY LED 19 | IMAGING | FUJIFILM INDONESIA, PT. | GN00002986 | RDC PUSAT - RAWAGELAM | PUSAT | DKI JAKARTA | JAKARTA TIMUR | ACCESSORIES | EMP | 21 April 2022 | ANTONIUS SAGITA - KALIBRASI | - |  | 5 April 2022 | ANTONIUS SAGITA - KALIBRASI | - |  | ACTIVE
4CE138D688 | IMGFF | Imagework Set | IMAGING | FUJIFILM INDONESIA, PT. | GN00002233 | RS HERMINA PALEMBANG | PALEMBANG | SUMATERA SELATAN | PALEMBANG | MAIN UNIT | CUSTOMER | - |  | 6 April 2022 | SELAMAT SIPAHUTAR - TSE | 23 March 2022 | ARIEF SETIAWAN - TSE CP | 6 April 2022 | SELAMAT SIPAHUTAR - TSE | ACTIVE
4CE138D68B | IMGFF | Imagework Set | IMAGING | FUJIFILM INDONESIA, PT. | GN00001032 | RS HERMINA PODOMORO | JAKARTA-1 | DKI JAKARTA | JAKARTA UTARA | MAIN UNIT | CUSTOMER | - |  | 10 May 2022 | ARDI HERMAWAN - TSE CP | 23 March 2022 | ARIEF SETIAWAN - TSE CP | 10 May 2022 | ARDI HERMAWAN - TSE CP | ACTIVE
4CE141D13G | IMGFF | Imagework Set | IMAGING | FUJIFILM INDONESIA, PT. | GN00012135 | RS HERMINA YOGYAKARTA | YOGYAKARTA | YOGYAKARTA | YOGYAKARTA | MAIN UNIT | CUSTOMER | - |  | 23 September 2022 | DIAN FEBRIYANA - TSE | 6 July 2022 | ANTONIUS SAGITA - KALIBRASI | 23 September 2022 | DIAN FEBRIYANA - TSE | ACTIVE
4CE141D149 | IMGFF | Imagework Set | IMAGING | FUJIFILM INDONESIA, PT. | GN00002986 | RDC PUSAT - RAWAGELAM | PUSAT | DKI JAKARTA | JAKARTA TIMUR | MAIN UNIT | EMP | - |  | - |  | 6 July 2022 | ANTONIUS SAGITA - KALIBRASI | - |  | ACTIVE
4CE141D15W | IMGFF | Imagework Set | IMAGING | FUJIFILM INDONESIA, PT. | GN00002986 | RDC PUSAT - RAWAGELAM | PUSAT | DKI JAKARTA | JAKARTA TIMUR | MAIN UNIT | EMP | - |  | - |  | 6 July 2022 | ANTONIUS SAGITA - KALIBRASI | - |  | ACTIVE
4CE242DQGG | IMGFF | Imagework Set | IMAGING | FUJIFILM INDONESIA, PT. | GN00002986 | RDC PUSAT - RAWAGELAM | PUSAT | DKI JAKARTA | JAKARTA TIMUR | MAIN UNIT | EMP | - |  | - |  | 29 March 2023 | ARIEF SETIAWAN - TSE CP | - |  | ACTIVE
4CE242DQHX | IMGFF | Imagework Set | IMAGING | FUJIFILM INDONESIA, PT. | GN00006612 | RS HERMINA SERPONG | TANGERANG | BANTEN | CILEGON | MAIN UNIT | CUSTOMER | - |  | 4 April 2023 | ADITIYA NOVANDRA - TSE | 29 March 2023 | ARIEF SETIAWAN - TSE CP | 20 October 2023 | SAHID DERMAWAN - SPV TSE BARAT | ACTIVE
4CE242DQJN | IMGFF | Imagework Set | IMAGING | FUJIFILM INDONESIA, PT. | GN19020019 | RS HERMINA PURWOKERTO | PURWOKERTO | JAWA TENGAH | PURWOKERTO | MAIN UNIT | CUSTOMER | - |  | 31 May 2023 |  | 19 May 2023 | ANTONIUS SAGITA - KALIBRASI | 14 October 2023 | ANDI ISMAIL - SPV TSE TIMUR | ACTIVE
4CE242DQJQ | IMGFF | Imagework Set | IMAGING | FUJIFILM INDONESIA, PT. | GN20110009 | RS Hermina Samarinda | SAMARINDA | KALIMANTAN TIMUR | SAMARINDA | MAIN UNIT | CUSTOMER | - |  | 13 October 2023 |  | 19 May 2023 | ANTONIUS SAGITA - KALIBRASI | 16 October 2023 | ANDI ISMAIL - SPV TSE TIMUR | ACTIVE
4CE245CVND | IMGFF | Imagework Set | IMAGING | FUJIFILM INDONESIA, PT. | GN19010005 | RS HERMINA MAKASSAR | MAKASSAR | SULAWESI SELATAN | MAKASSAR | MAIN UNIT | CUSTOMER | - |  | 18 September 2025 |  | 19 April 2024 | ARIEF SETIAWAN - TSE CP | 2 October 2025 | SAHID DERMAWAN - SPV TSE BARAT | ACTIVE
4CE245CVNM | IMGFF | Imagework Set | IMAGING | FUJIFILM INDONESIA, PT. | GN24070014 | RS HERMINA PASURUAN | MALANG | JAWA TIMUR | MALANG | MAIN UNIT | CUSTOMER | - |  | 15 July 2024 |  | 17 October 2023 | ANTONIUS SAGITA - KALIBRASI | 22 July 2024 | ANDI ISMAIL - SPV TSE TIMUR | ACTIVE
4CE245CVNQ | IMGFF | Imagework Set | IMAGING | FUJIFILM INDONESIA, PT. | GN00002986 | RDC PUSAT - RAWAGELAM | PUSAT | DKI JAKARTA | JAKARTA TIMUR | MAIN UNIT | EMP | - |  | - |  | 19 April 2024 | ARIEF SETIAWAN - TSE CP | - |  | ACTIVE
4CE245CVQT | IMGFF | Imagework Set | IMAGING | FUJIFILM INDONESIA, PT. | GN00002986 | RDC PUSAT - RAWAGELAM | PUSAT | DKI JAKARTA | JAKARTA TIMUR | MAIN UNIT | EMP | - |  | - |  | 19 April 2024 | ARIEF SETIAWAN - TSE CP | - |  | ACTIVE
4CE339BRMS | IMGFF | Imagework Set | IMAGING | FUJIFILM INDONESIA, PT. | GN00002986 | RDC PUSAT - RAWAGELAM | PUSAT | DKI JAKARTA | JAKARTA TIMUR | MAIN UNIT | EMP | - |  | - |  | 1 July 2024 | ARIEF SETIAWAN - TSE CP | - |  | ACTIVE
4CE339BRN1 | IMGFF | Imagework Set | IMAGING | FUJIFILM INDONESIA, PT. | GN00002986 | RDC PUSAT - RAWAGELAM | PUSAT | DKI JAKARTA | JAKARTA TIMUR | MAIN UNIT | EMP | - |  | - |  | 4 November 2024 | ARIEF SETIAWAN - TSE CP | - |  | ACTIVE
4CE339BRNG | IMGFF | Imagework Set | IMAGING | FUJIFILM INDONESIA, PT. | GN00002986 | RDC PUSAT - RAWAGELAM | PUSAT | DKI JAKARTA | JAKARTA TIMUR | MAIN UNIT | EMP | - |  | - |  | 1 July 2024 | ARIEF SETIAWAN - TSE CP | - |  | ACTIVE
4CE339BRNO | IMGFF | Imagework Set | IMAGING | FUJIFILM INDONESIA, PT. | GN00002986 | RDC PUSAT - RAWAGELAM | PUSAT | DKI JAKARTA | JAKARTA TIMUR | MAIN UNIT | EMP | - |  | - |  | 1 July 2024 | ARIEF SETIAWAN - TSE CP | - |  | ACTIVE
4CE349C440 | IMGFF | Imagework Set | IMAGING | FUJIFILM INDONESIA, PT. | GN00002986 | RDC PUSAT - RAWAGELAM | PUSAT | DKI JAKARTA | JAKARTA TIMUR | MAIN UNIT | EMP | - |  | - |  | 29 November 2024 | ARIEF SETIAWAN - TSE CP | - |  | ACTIVE
4CE349C44C | IMGFF | Imagework Set | IMAGING | FUJIFILM INDONESIA, PT. | GN19040004 | RSUD DAYA MAKASSAR | MAKASSAR | SULAWESI SELATAN | MAKASSAR | MAIN UNIT | CUSTOMER | - |  | 16 September 2025 |  | 29 November 2024 | ARIEF SETIAWAN - TSE CP | 2 October 2025 | SAHID DERMAWAN - SPV TSE BARAT | ACTIVE
4CE349C44N | IMGFF | Imagework Set | IMAGING | FUJIFILM INDONESIA, PT. | GN00002986 | RDC PUSAT - RAWAGELAM | PUSAT | DKI JAKARTA | JAKARTA TIMUR | MAIN UNIT | EMP | - |  | - |  | 3 March 2025 | ARIEF SETIAWAN - TSE CP | - |  | ACTIVE
4CE349C45M | IMGFF | Imagework Set | IMAGING | FUJIFILM INDONESIA, PT. | GN00002986 | RDC PUSAT - RAWAGELAM | PUSAT | DKI JAKARTA | JAKARTA TIMUR | MAIN UNIT | EMP | - |  | - |  | 29 November 2024 | ARIEF SETIAWAN - TSE CP | - |  | ACTIVE
4CE349C468 | IMGFF | Imagework Set | IMAGING | FUJIFILM INDONESIA, PT. | GN00002986 | RDC PUSAT - RAWAGELAM | PUSAT | DKI JAKARTA | JAKARTA TIMUR | MAIN UNIT | EMP | - |  | - |  | 29 November 2024 | ARIEF SETIAWAN - TSE CP | - |  | ACTIVE
4CE436BQ1C | IMGFF | Imagework Set | IMAGING | FUJIFILM INDONESIA, PT. | GN00002986 | RDC PUSAT - RAWAGELAM | PUSAT | DKI JAKARTA | JAKARTA TIMUR | MAIN UNIT | EMP | - |  | - |  | 3 March 2025 | ARIEF SETIAWAN - TSE CP | - |  | ACTIVE
4CE93219WW | FCONA | CONSOLE ADVANCE | IMAGING | FUJIFILM INDONESIA, PT. | GN00003172 | RS PARU DR. M. GOENAWAN PARTOWIDIGDO | BOGOR | JAWA BARAT | BOGOR | ACCESSORIES | CUSTOMER | 15 May 2020 | SAHID DERMAWAN - SPV TSE BARAT | 28 May 2020 |  | 15 May 2020 | SAHID DERMAWAN - SPV TSE BARAT | - |  | ACTIVE
50/XI/13 | TE044 | SUCTION TSN 505 PS | IMAGING | TESENA INOVINDO, PT | GN00000985 | DINAS KESEHATAN KAB/ KOTA. CIAMIS | TASIKMALAYA | JAWA BARAT | CIAMIS | MAIN UNIT | CUSTOMER | 1 February 1990 | SUKMA WIJAYA - TSE | 10 December 2013 |  | 1 February 1990 | SUKMA WIJAYA - TSE | - |  | ACTIVE
50/XII/12 | TE019 | WARMER TSN 807 IWSC | IMAGING | TESENA INOVINDO, PT | GN00001720 | RSU SUMBAWA BESAR | MATARAM | NUSA TENGGARA BARAT | MATARAM | MAIN UNIT | CUSTOMER | 1 February 1990 | I KADEK - TSE | 1 January 1900 |  | 1 February 1990 | I KADEK - TSE | - |  | ACTIVE
5000D0360222 | 80038 | VEGA FA-TECH | DIAGNOSTIC 2 | EPREDIA NETHERLANDS B.V | GN00002986 | RDC PUSAT - RAWAGELAM | PUSAT | DKI JAKARTA | JAKARTA TIMUR | MAIN UNIT | EMP | - |  | - |  | 20 April 2022 | LEO LANANG SIGIT - TSE CP | - |  | ACTIVE
5000E1190524 | 80038 | VEGA FA-TECH | DIAGNOSTIC 2 | EPREDIA NETHERLANDS B.V | GN00000674 | RSUD ABDUL WAHAB SJAHRANIE | SAMARINDA | KALIMANTAN TIMUR | SAMARINDA | MAIN UNIT | CUSTOMER | - |  | 29 November 2024 |  | 22 November 2024 | LEO LANANG SIGIT - TSE CP | 3 December 2024 | SAHID DERMAWAN - SPV TSE BARAT | ACTIVE
5000E2800924 | 80038 | VEGA FA-TECH | DIAGNOSTIC 2 | EPREDIA NETHERLANDS B.V | GN00002986 | RDC PUSAT - RAWAGELAM | PUSAT | DKI JAKARTA | JAKARTA TIMUR | MAIN UNIT | EMP | - |  | - |  | 23 May 2025 | ERIS MAHRUS HADI - TSE CP | - |  | ACTIVE
5000E2810924 | 80038 | VEGA FA-TECH | DIAGNOSTIC 2 | EPREDIA NETHERLANDS B.V | GN00002986 | RDC PUSAT - RAWAGELAM | PUSAT | DKI JAKARTA | JAKARTA TIMUR | MAIN UNIT | EMP | - |  | - |  | 23 May 2025 | ERIS MAHRUS HADI - TSE CP | - |  | ACTIVE
500111024 | ALP50 |  |  |  | GN00003001 | PT. ENSEVAL MEDIKA PRIMA - HO | PUSAT | DKI JAKARTA | JAKARTA TIMUR | MAIN UNIT | EMP | 24 February 2017 | ARIEF SETIAWAN - TSE CP | 1 January 2010 |  | 24 February 2017 | ARIEF SETIAWAN - TSE CP | - |  | INACTIVE
50050 | SR400 | SIARETRON 4000 STD | IMAGING | SIARE INTERNATIONAL | GN00000785 | RS SAYANG RAKYAT | MAKASSAR | MALUKU | UNKNOWN | MAIN UNIT | CUSTOMER | 1 September 2015 | HARI UDI RAHARJO - TSE | 28 August 2015 |  | 1 September 2015 | HARI UDI RAHARJO - TSE | - |  | ACTIVE
50051 | SR400 | SIARETRON 4000 STD | IMAGING | SIARE INTERNATIONAL | GN00000973 | RSUD SUMEDANG | BANDUNG | JAWA BARAT | SUMEDANG | MAIN UNIT | CUSTOMER | 23 December 2014 | SUKMA WIJAYA - TSE | 9 June 2015 |  | 23 December 2014 | SUKMA WIJAYA - TSE | - |  | ACTIVE
50052 | SR400 | SIARETRON 4000 STD | IMAGING | SIARE INTERNATIONAL | GN00000973 | RSUD SUMEDANG | BANDUNG | JAWA BARAT | SUMEDANG | MAIN UNIT | CUSTOMER | 23 December 2014 | SUKMA WIJAYA - TSE | 9 June 2015 |  | 23 December 2014 | SUKMA WIJAYA - TSE | - |  | ACTIVE
50057 | SR400 | SIARETRON 4000 STD | IMAGING | SIARE INTERNATIONAL | GN00000973 | RSUD SUMEDANG | BANDUNG | JAWA BARAT | SUMEDANG | MAIN UNIT | CUSTOMER | 23 July 2015 | TRIYONO - TSE AREA BARAT | 9 June 2015 |  | 23 July 2015 | TRIYONO - TSE AREA BARAT | - |  | ACTIVE
50059 | SR400 | SIARETRON 4000 STD | IMAGING | SIARE INTERNATIONAL | GN00000357 | RSUD DR PIRNGADI | MEDAN | SUMATERA UTARA | MEDAN | MAIN UNIT | CUSTOMER | 14 September 2015 | ARBIANSYAH - TSE | 14 September 2015 |  | 14 September 2015 | ARBIANSYAH - TSE | - |  | ACTIVE
50065 | SRP02 | SIRIO PLUS VENT-PORT | IMAGING | SIARE INTERNATIONAL | GN00002178 | RSUD DR SOETOMO SURABAYA | SURABAYA-1 | JAWA TIMUR | SURABAYA | MAIN UNIT | CUSTOMER | 8 November 2014 | ZENZEN | 5 November 2014 |  | 8 November 2014 | ZENZEN | - |  | ACTIVE
50071 | SRP02 | SIRIO PLUS VENT-PORT | IMAGING | SIARE INTERNATIONAL | GN00002418 | RS RATUMBUYSANG | MANADO | SULAWESI UTARA | MANADO | MAIN UNIT | CUSTOMER | 15 January 2015 | HARI UDI RAHARJO - TSE | 1 January 1900 |  | 15 January 2015 | HARI UDI RAHARJO - TSE | - |  | ACTIVE
50106 | SAMPM | MORPHEUS M | IMAGING | SIARE INTERNATIONAL | GN00003554 | RSUD EMBUNG FATIMAH | BATAM | KEPULAUAN RIAU | BATAM | MAIN UNIT | CUSTOMER | 1 December 2015 | IBNUL AZIZ - TSE | 27 November 2015 |  | 1 December 2015 | IBNUL AZIZ - TSE | - |  | ACTIVE
50107 | SAMPM | MORPHEUS M | IMAGING | SIARE INTERNATIONAL | GN00003554 | RSUD EMBUNG FATIMAH | BATAM | KEPULAUAN RIAU | BATAM | MAIN UNIT | CUSTOMER | 1 December 2015 | IBNUL AZIZ - TSE | 27 November 2015 |  | 1 December 2015 | IBNUL AZIZ - TSE | - |  | ACTIVE
501563648 | 47006 | BACT/ALERT 3D COMBO 230V | DIAGNOSTIC 1 | BIOMERIEUX, INC. | GN00000530 | RSUD RAA SOEWONDO PATI | SEMARANG | JAWA TENGAH | PATI | MAIN UNIT | CUSTOMER | - |  | 15 November 2015 |  | - |  | - |  | ACTIVE
501CL3648 | 47006 | BACT/ALERT 3D COMBO 230V | DIAGNOSTIC 1 | BIOMERIEUX, INC. | GN00002986 | RDC PUSAT - RAWAGELAM | PUSAT | DKI JAKARTA | JAKARTA TIMUR | MAIN UNIT | EMP | 21 April 2015 | BUDI SUROSO - TSE | 1 January 1900 |  | 21 April 2015 | BUDI SUROSO - TSE | - |  | ACTIVE
501CL3649 | 47006 | BACT/ALERT 3D COMBO 230V | DIAGNOSTIC 1 | BIOMERIEUX, INC. | GN00001501 | RS PARU JEMBER | JEMBER | JAWA TIMUR | JEMBER | MAIN UNIT | CUSTOMER | 21 May 2019 | GANDHI YANRANGGA | 6 July 2015 |  | 21 May 2019 | GANDHI YANRANGGA | - |  | ACTIVE
502/IV/12 | TE011 | SIMPLE INCUBATOR W/ STAND TROLLEY | IMAGING | TESENA INOVINDO, PT | GN00002200 | RSUD BHAKTI DHARMA HUSADA | SURABAYA-1 | JAWA TIMUR | SURABAYA | MAIN UNIT | CUSTOMER | 20 April 2015 | GANDHI YANRANGGA | 1 January 1900 |  | 20 April 2015 | GANDHI YANRANGGA | - |  | ACTIVE
502105S00150 | 50215 | DILUFLOW PRO SIMPLE PUMP | BIOSCIENCE | INTERSCIENCE | GN00003001 | PT. ENSEVAL MEDIKA PRIMA - HO | PUSAT | DKI JAKARTA | JAKARTA TIMUR | MAIN UNIT | EMP | 13 July 2019 | DIKY SUGIH - VAC MSS EMR | 12 December 2018 |  | 13 July 2019 | DIKY SUGIH - VAC MSS EMR | - |  | ACTIVE
502105S00326 | 50215 | DILUFLOW PRO SIMPLE PUMP | BIOSCIENCE | INTERSCIENCE | GN00009446 | LABKESDA KOTA TANGERANG | TANGERANG | BANTEN | TANGERANG | MAIN UNIT | CUSTOMER | 21 November 2017 | TRIYONO - TSE AREA BARAT | 21 November 2017 |  | 21 November 2017 | TRIYONO - TSE AREA BARAT | - |  | ACTIVE
50287 | SRMLT | ANESTESI MORPHEUS LT | IMAGING | SIARE INTERNATIONAL | GN00011046 | RS FASTABIQ SEHAT | KUDUS | JAWA TENGAH | KUDUS | MAIN UNIT | CUSTOMER | 29 May 2015 | ARIEF SETIAWAN - TSE CP | 2 February 2015 |  | 29 May 2015 | ARIEF SETIAWAN - TSE CP | - |  | ACTIVE
502BS4785 | 48009 | BACT ALERT 3D 60 | DIAGNOSTIC 1 | BIOMERIEUX, INC. | GN00002457 | RSU PARE | KEDIRI | JAWA TIMUR | KEDIRI | MAIN UNIT | CUSTOMER | 19 January 2016 | GANDHI YANRANGGA | 19 January 2016 |  | 19 January 2016 | GANDHI YANRANGGA | - |  | ACTIVE
502BS4786 | 48009 | BACT ALERT 3D 60 | DIAGNOSTIC 1 | BIOMERIEUX, INC. | GN00004893 | RS PENDIDIKAN UNS SURAKARTA | SOLO | JAWA TENGAH | SURAKARTA | MAIN UNIT | CUSTOMER | 5 September 2017 | ANDRIAS NUGROHO - TSE | 5 September 2017 |  | 5 September 2017 | ANDRIAS NUGROHO - TSE | - |  | ACTIVE
5030090705 | 64600 | GALILEO NEO | DIAGNOSTIC 2 | IMMUCOR, INC. | GN00002985 | WORKSHOOP CSM PUSAT | PUSAT | DKI JAKARTA | JAKARTA TIMUR | MAIN UNIT | EMP | - |  | 1 June 2024 |  | - |  | 20 November 2024 | SAHID DERMAWAN - SPV TSE BARAT | ACTIVE
5030090886 | 64600 | GALILEO NEO | DIAGNOSTIC 2 | IMMUCOR, INC. | GN00002985 | WORKSHOOP CSM PUSAT | PUSAT | DKI JAKARTA | JAKARTA TIMUR | MAIN UNIT | EMP | - |  | 1 June 2024 |  | - |  | 20 November 2024 | SAHID DERMAWAN - SPV TSE BARAT | INACTIVE
5030090887 | 64600 | GALILEO NEO | DIAGNOSTIC 2 | IMMUCOR, INC. | GN00000009 | RSU DR CIPTO MANGUNKUSUMO | JAKARTA-1 | DKI JAKARTA | JAKARTA PUSAT | MAIN UNIT | CUSTOMER | 26 September 2019 | HARI UDI RAHARJO - TSE | 19 August 2015 |  | 26 September 2019 | HARI UDI RAHARJO - TSE | - |  | ACTIVE
5030090896 | 64600 | GALILEO NEO | DIAGNOSTIC 2 | IMMUCOR, INC. | GN00002985 | WORKSHOOP CSM PUSAT | PUSAT | DKI JAKARTA | JAKARTA TIMUR | MAIN UNIT | EMP | 28 October 2015 | SURYADI | 28 October 2015 |  | 28 October 2015 | SURYADI | - |  | INACTIVE
5030090898 | 64600 | GALILEO NEO | DIAGNOSTIC 2 | IMMUCOR, INC. | GN00002985 | WORKSHOOP CSM PUSAT | PUSAT | DKI JAKARTA | JAKARTA TIMUR | MAIN UNIT | EMP | 13 June 2016 |  | 1 June 2024 |  | 13 June 2016 |  | 20 November 2024 | SAHID DERMAWAN - SPV TSE BARAT | ACTIVE
5030090947 | 64600 | GALILEO NEO | DIAGNOSTIC 2 | IMMUCOR, INC. | GN00002985 | WORKSHOOP CSM PUSAT | PUSAT | DKI JAKARTA | JAKARTA TIMUR | MAIN UNIT | EMP | 24 February 2019 | RAHMAD MALIK AKBAR | 21 February 2019 |  | 24 February 2019 | RAHMAD MALIK AKBAR | - |  | INACTIVE
5030090948 | 64600 | GALILEO NEO | DIAGNOSTIC 2 | IMMUCOR, INC. | GN00002985 | WORKSHOOP CSM PUSAT | PUSAT | DKI JAKARTA | JAKARTA TIMUR | MAIN UNIT | EMP | 21 February 2017 | ANDI ISMAIL - SPV TSE TIMUR | 1 February 2017 |  | 21 February 2017 | ANDI ISMAIL - SPV TSE TIMUR | - |  | INACTIVE
5030091066 | 64600 | GALILEO NEO | DIAGNOSTIC 2 | IMMUCOR, INC. | GN00001764 | PMI UTDC MAKASSAR | MAKASSAR | SULAWESI SELATAN | MAKASSAR | MAIN UNIT | CUSTOMER | 30 January 2017 | SURYADI | 24 January 2017 |  | 30 January 2017 | SURYADI | - |  | INACTIVE
5030091067 | 64600 | GALILEO NEO | DIAGNOSTIC 2 | IMMUCOR, INC. | GN00002985 | WORKSHOOP CSM PUSAT | PUSAT | DKI JAKARTA | JAKARTA TIMUR | MAIN UNIT | EMP | 2 March 2018 | HARI UDI RAHARJO - TSE | 6 January 2025 |  | 2 March 2018 | HARI UDI RAHARJO - TSE | 24 March 2025 | SAHID DERMAWAN - SPV TSE BARAT | ACTIVE
5030091078 | 64600 | GALILEO NEO | DIAGNOSTIC 2 | IMMUCOR, INC. | GN00006330 | PMI KOTA TANGERANG SELATAN | TANGERANG | BANTEN | TANGERANG | MAIN UNIT | CUSTOMER | - |  | 17 September 2018 |  | - |  | - |  | INACTIVE
5030091079 | 64600 | GALILEO NEO | DIAGNOSTIC 2 | IMMUCOR, INC. | GN00002985 | WORKSHOOP CSM PUSAT | PUSAT | DKI JAKARTA | JAKARTA TIMUR | MAIN UNIT | EMP | 20 December 2016 | SURYADI | 10 May 2024 |  | 20 December 2016 | SURYADI | 10 May 2024 | SAHID DERMAWAN - SPV TSE BARAT | INACTIVE
5030091151 | 64600 | GALILEO NEO | DIAGNOSTIC 2 | IMMUCOR, INC. | GN00002635 | PMI UTD KOTA PEKANBARU | PEKAN BARU | RIAU | PEKANBARU | MAIN UNIT | EMP | 5 December 2019 | HARI UDI RAHARJO - TSE | 2 November 2023 |  | 5 December 2019 | HARI UDI RAHARJO - TSE | 2 November 2023 | SAHID DERMAWAN - SPV TSE BARAT | INACTIVE
5030091163 | 64600 | GALILEO NEO | DIAGNOSTIC 2 | IMMUCOR, INC. | GN00002985 | WORKSHOOP CSM PUSAT | PUSAT | DKI JAKARTA | JAKARTA TIMUR | MAIN UNIT | EMP | 14 January 2020 | NOVAN KURNIARTATO - TSE | 14 January 2020 |  | 14 January 2020 | NOVAN KURNIARTATO - TSE | 25 March 2025 | SAHID DERMAWAN - SPV TSE BARAT | ACTIVE
5030100457 | I4598 | Neo Iris EU | DIAGNOSTIC 2 | IMMUCOR MEDIZINISCHE DIAG | GN00002142 | PMI UTDC KOTA MALANG | MALANG | JAWA TIMUR | MALANG | MAIN UNIT | EMP | 5 February 2020 | RIDWAN - TSE | 27 January 2021 | RIDWAN - TSE | 5 February 2020 | RIDWAN - TSE | 25 February 2025 | SAHID DERMAWAN - SPV TSE BARAT | ACTIVE
5030100458 | I4598 | Neo Iris EU | DIAGNOSTIC 2 | IMMUCOR MEDIZINISCHE DIAG | GN00002985 | WORKSHOOP CSM PUSAT | PUSAT | DKI JAKARTA | JAKARTA TIMUR | MAIN UNIT | EMP | 19 December 2019 | System Auto | 4 February 2020 |  | 19 December 2019 | System Auto | 25 November 2024 | SAHID DERMAWAN - SPV TSE BARAT | ACTIVE
5030100560 | I4598 | Neo Iris EU | DIAGNOSTIC 2 | IMMUCOR MEDIZINISCHE DIAG | GN00000009 | RSU DR CIPTO MANGUNKUSUMO | JAKARTA-1 | DKI JAKARTA | JAKARTA PUSAT | MAIN UNIT | EMP | 6 October 2020 | NOVAN KURNIARTATO - TSE | 6 September 2022 | ARDI HERMAWAN - TSE CP | 6 October 2020 | NOVAN KURNIARTATO - TSE | 6 September 2022 | ARBIANSYAH - TSE | ACTIVE
5030100702 | I4598 | Neo Iris EU | DIAGNOSTIC 2 | IMMUCOR MEDIZINISCHE DIAG | GN20100004 | RSUD Saiful Anwar Malang | MALANG | JAWA TIMUR | MALANG | MAIN UNIT | CUSTOMER | 21 February 2022 | NOVAN KURNIARTATO - TSE | 26 November 2021 |  | 30 December 2021 | NOVAN KURNIARTATO - TSE | 24 January 2025 | ANDI ISMAIL - SPV TSE TIMUR | ACTIVE
503205S00155 | 50325 | DILUFLOW ELITE DOUBLE PUMP | BIOSCIENCE | INTERSCIENCE | GN00007129 | MIKROBIOLOGI BPOM SEMARANG | SEMARANG | JAWA TENGAH | SEMARANG | MAIN UNIT | CUSTOMER | 5 October 2017 | MUNADI - TSE | 5 October 2017 |  | 5 October 2017 | MUNADI - TSE | - |  | ACTIVE
503205S00161 | 50325 | DILUFLOW ELITE DOUBLE PUMP | BIOSCIENCE | INTERSCIENCE | GN00002986 | RDC PUSAT - RAWAGELAM | PUSAT | DKI JAKARTA | JAKARTA TIMUR | MAIN UNIT | EMP | 25 August 2017 | HARI UDI RAHARJO - TSE | 24 August 2017 |  | 25 August 2017 | HARI UDI RAHARJO - TSE | - |  | ACTIVE
50384 | 41089 | VITEK MS INSTRUMENT | DIAGNOSTIC 1 | BIOMERIEUX SA | GN00011690 | SHOWROOM PT EMP | PUSAT | DKI JAKARTA | JAKARTA TIMUR | MAIN UNIT | EMP | 4 April 2018 | MUNADI - TSE | 4 April 2018 |  | 4 April 2018 | MUNADI - TSE | - |  | ACTIVE
503KCLHL7464 | LG147 | LG FLAT PANEL DIGITAL X-RAY DETECTOR | IMAGING | MOKERINDO MEDITRON INDONESIA, PT | GN00002986 | RDC PUSAT - RAWAGELAM | PUSAT | DKI JAKARTA | JAKARTA TIMUR | MAIN UNIT | EMP | - |  | - |  | 10 July 2025 | ARIEF SETIAWAN - TSE CP | - |  | ACTIVE
503KCMRK8203 | LG147 | LG FLAT PANEL DIGITAL X-RAY DETECTOR | IMAGING | MOKERINDO MEDITRON INDONESIA, PT | GN25080004 | RSUP IKN | BALIKPAPAN | KALIMANTAN TIMUR | BALIKPAPAN | MAIN UNIT | CUSTOMER | - |  | 14 August 2025 |  | 21 October 2025 | LEO LANANG SIGIT - TSE CP | 21 October 2025 | SAHID DERMAWAN - SPV TSE BARAT | ACTIVE
503KCMRKS203 | LG147 | LG FLAT PANEL DIGITAL X-RAY DETECTOR | IMAGING | MOKERINDO MEDITRON INDONESIA, PT | GN00002986 | RDC PUSAT - RAWAGELAM | PUSAT | DKI JAKARTA | JAKARTA TIMUR | MAIN UNIT | EMP | - |  | - |  | 10 July 2025 | ARIEF SETIAWAN - TSE CP | - |  | ACTIVE
504KCVUKN079 | LG147 | LG FLAT PANEL DIGITAL X-RAY DETECTOR | IMAGING | MOKERINDO MEDITRON INDONESIA, PT | GN00003340 | RSUD PROF.DR. SOEKANDAR MOJOSARI | SURABAYA-2 | JAWA TIMUR | MOJOKERTO | MAIN UNIT | CUSTOMER | - |  | 13 August 2025 |  | 10 July 2025 | ARIEF SETIAWAN - TSE CP | 11 September 2025 | SAHID DERMAWAN - SPV TSE BARAT | ACTIVE
506000009 | 00205 |  |  |  | GN00000012 | RS PERSAHABATAN | JAKARTA-1 | DKI JAKARTA | JAKARTA TIMUR | MAIN UNIT | CUSTOMER | - |  | 1 January 2011 |  | - |  | - |  | INACTIVE
50606 | SRMLT | ANESTESI MORPHEUS LT | IMAGING | SIARE INTERNATIONAL | GN00001905 | RSUD TIDAR KAB MAGELANG | YOGYAKARTA | YOGYAKARTA | YOGYAKARTA | MAIN UNIT | CUSTOMER | - |  | 27 October 2014 |  | - |  | - |  | ACTIVE
50607 | SRMLT | ANESTESI MORPHEUS LT | IMAGING | SIARE INTERNATIONAL | GN00000521 | RSUD DR. R. SOEPRAPTO CEPU | SEMARANG | JAWA TENGAH | BLORA | MAIN UNIT | CUSTOMER | 27 October 2014 | MUNADI - TSE | 4 November 2014 |  | 27 October 2014 | MUNADI - TSE | - |  | ACTIVE
50659 | SRMLT | ANESTESI MORPHEUS LT | IMAGING | SIARE INTERNATIONAL | GN00011046 | RS FASTABIQ SEHAT | KUDUS | JAWA TENGAH | KUDUS | MAIN UNIT | CUSTOMER | - |  | 4 January 2015 |  | - |  | - |  | ACTIVE
50662 | SRMLT | ANESTESI MORPHEUS LT | IMAGING | SIARE INTERNATIONAL | GN00009526 | RSUD PRATAMA PARENGGEAN | BANJARMASIN | KALIMANTAN SELATAN | BANJARMASIN | MAIN UNIT | CUSTOMER | - |  | 15 December 2015 |  | - |  | - |  | ACTIVE
50663 | SRMLT | ANESTESI MORPHEUS LT | IMAGING | SIARE INTERNATIONAL | GN00000972 | RSUD SUBANG | BANDUNG | JAWA BARAT | SUBANG | MAIN UNIT | CUSTOMER | 23 December 2014 | SUKMA WIJAYA - TSE | 4 December 2015 |  | 23 December 2014 | SUKMA WIJAYA - TSE | - |  | ACTIVE
50664 | SRMLT | ANESTESI MORPHEUS LT | IMAGING | SIARE INTERNATIONAL | GN00000796 | RSUD SALEWANGAN MAROS | MAKASSAR | SULAWESI SELATAN | MAKASSAR | MAIN UNIT | CUSTOMER | 31 July 2015 | WISPI SIAGARI - TSE | 31 July 2015 |  | 31 July 2015 | WISPI SIAGARI - TSE | - |  | ACTIVE
50688 | SR400 | SIARETRON 4000 STD | IMAGING | SIARE INTERNATIONAL | GN00000357 | RSUD DR PIRNGADI | MEDAN | SUMATERA UTARA | MEDAN | MAIN UNIT | CUSTOMER | 5 August 2015 | ARBIANSYAH - TSE | 14 September 2015 |  | 5 August 2015 | ARBIANSYAH - TSE | - |  | ACTIVE
50691 | SR400 | SIARETRON 4000 STD | IMAGING | SIARE INTERNATIONAL | GN00000521 | RSUD DR. R. SOEPRAPTO CEPU | SEMARANG | JAWA TENGAH | BLORA | MAIN UNIT | CUSTOMER | 31 August 2015 | ANDRIAS NUGROHO - TSE | 1 January 1900 |  | 31 August 2015 | ANDRIAS NUGROHO - TSE | - |  | ACTIVE
50694 | SR400 | SIARETRON 4000 STD | IMAGING | SIARE INTERNATIONAL | GN00007237 | RSUD SEI DAREH ( SUNGAI DAREH ) | PADANG | SUMATERA BARAT | PULAU PUNJUNG | MAIN UNIT | CUSTOMER | 26 August 2015 | ARIEF SETIAWAN - TSE CP | 19 November 2015 |  | 26 August 2015 | ARIEF SETIAWAN - TSE CP | - |  | ACTIVE
50695 | SR400 | SIARETRON 4000 STD | IMAGING | SIARE INTERNATIONAL | GN00002986 | RDC PUSAT - RAWAGELAM | PUSAT | DKI JAKARTA | JAKARTA TIMUR | MAIN UNIT | EMP | 26 August 2015 | ARIEF SETIAWAN - TSE CP | 1 January 1900 |  | 26 August 2015 | ARIEF SETIAWAN - TSE CP | - |  | ACTIVE
50696 | SR400 | SIARETRON 4000 STD | IMAGING | SIARE INTERNATIONAL | GN00001413 | RSU DR TC HILLERS MAUMERE | KUPANG | NUSA TENGGARA TIMUR | MAUMERE | MAIN UNIT | CUSTOMER | 11 November 2016 | I KADEK - TSE | 18 January 2016 |  | 11 November 2016 | I KADEK - TSE | - |  | ACTIVE
50750 | SRCOM | COMPRESOR AIRPAK | IMAGING | SIARE INTERNATIONAL | GN00000521 | RSUD DR. R. SOEPRAPTO CEPU | SEMARANG | JAWA TENGAH | BLORA | MAIN UNIT | CUSTOMER | - |  | 21 November 2015 |  | - |  | - |  | ACTIVE
507KCMRKN931 | LG147 | LG FLAT PANEL DIGITAL X-RAY DETECTOR | IMAGING | MOKERINDO MEDITRON INDONESIA, PT | GN25110001 | LIGHTHOUSE ADVANCED KELAPA GADING - INSTANT FAT REMOVAL & BARIATRIC | JAKARTA-1 | DKI JAKARTA | JAKARTA UTARA | MAIN UNIT | CUSTOMER | - |  | 20 October 2025 |  | 20 August 2025 | ARIEF SETIAWAN - TSE CP | 6 November 2025 | SAHID DERMAWAN - SPV TSE BARAT | ACTIVE
508KCDGKB170 | LG147 | LG FLAT PANEL DIGITAL X-RAY DETECTOR | IMAGING | MOKERINDO MEDITRON INDONESIA, PT | GN00002986 | RDC PUSAT - RAWAGELAM | PUSAT | DKI JAKARTA | JAKARTA TIMUR | MAIN UNIT | EMP | - |  | - |  | 16 September 2025 | ARIEF SETIAWAN - TSE CP | - |  | ACTIVE
508KCMRKB171 | LG147 | LG FLAT PANEL DIGITAL X-RAY DETECTOR | IMAGING | MOKERINDO MEDITRON INDONESIA, PT | GN00002986 | RDC PUSAT - RAWAGELAM | PUSAT | DKI JAKARTA | JAKARTA TIMUR | MAIN UNIT | EMP | - |  | - |  | 16 September 2025 | ARIEF SETIAWAN - TSE CP | - |  | ACTIVE
50902 | SRP02 | SIRIO PLUS VENT-PORT | IMAGING | SIARE INTERNATIONAL | GN00000282 | RSUD DR MUHAMMAD ZEIN PAINAN | PADANG | SUMATERA BARAT | PAINAN | MAIN UNIT | CUSTOMER | 2 August 2017 | TRIYONO - TSE AREA BARAT | 1 May 2015 |  | 2 August 2017 | TRIYONO - TSE AREA BARAT | - |  | ACTIVE
50905 | SRP01 | SIRIO PLUS VENT. W/TR | IMAGING | SIARE INTERNATIONAL | GN00002096 | RSUD TARAKAN | JAKARTA-2 | DKI JAKARTA | JAKARTA PUSAT | MAIN UNIT | CUSTOMER | 26 November 2015 | SATRIA KUSUMA - TSE | 16 December 2015 |  | 26 November 2015 | SATRIA KUSUMA - TSE | - |  | ACTIVE
50907 | SRP01 | SIRIO PLUS VENT. W/TR | IMAGING | SIARE INTERNATIONAL | GN00000004 | RSUD BEKASI ( RSUD PEMERINTAH KOTA BEKASI ) | BEKASI | JAWA BARAT | BEKASI | MAIN UNIT | CUSTOMER | 20 September 2016 | IBNUL AZIZ - TSE | 20 September 2016 |  | 20 September 2016 | IBNUL AZIZ - TSE | - |  | ACTIVE
50908 | SRP01 | SIRIO PLUS VENT. W/TR | IMAGING | SIARE INTERNATIONAL | GN00011263 | RS GIGI & MULUT UNIVERSITAS JENDERAL SOEDIRMAN | PURWOKERTO | JAWA TENGAH | PURWOKERTO | MAIN UNIT | CUSTOMER | - |  | 30 September 2015 |  | - |  | - |  | ACTIVE
50986 | SRMLT | ANESTESI MORPHEUS LT | IMAGING | SIARE INTERNATIONAL | GN00000972 | RSUD SUBANG | BANDUNG | JAWA BARAT | SUBANG | MAIN UNIT | CUSTOMER | 30 April 2016 | SUKMA WIJAYA - TSE | 14 April 2016 |  | 30 April 2016 | SUKMA WIJAYA - TSE | - |  | ACTIVE
50988 | SRMLT | ANESTESI MORPHEUS LT | IMAGING | SIARE INTERNATIONAL | GN00000972 | RSUD SUBANG | BANDUNG | JAWA BARAT | SUBANG | MAIN UNIT | CUSTOMER | 30 April 2016 | SUKMA WIJAYA - TSE | 14 April 2016 |  | 30 April 2016 | SUKMA WIJAYA - TSE | - |  | ACTIVE
509BS4962 | 48009 | BACT ALERT 3D 60 | DIAGNOSTIC 1 | BIOMERIEUX, INC. | GN00002784 | RS PENDIDIKAN UNAIR KAMPUS C | SURABAYA-2 | JAWA TIMUR | SURABAYA | MAIN UNIT | CUSTOMER | - |  | 14 December 2015 |  | - |  | - |  | ACTIVE
509BS4964 | 48009 | BACT ALERT 3D 60 | DIAGNOSTIC 1 | BIOMERIEUX, INC. | GN00000533 | RSUD TUGUREJO | SEMARANG | JAWA TENGAH | SEMARANG | MAIN UNIT | CUSTOMER | 2 May 2016 | MUNADI - TSE | 2 May 2016 |  | 2 May 2016 | MUNADI - TSE | - |  | ACTIVE
509BS4968 | 48009 | BACT ALERT 3D 60 | DIAGNOSTIC 1 | BIOMERIEUX, INC. | GN00008189 | RSUD MERAUKE | JAYAPURA | PAPUA | JAYAPURA | MAIN UNIT | CUSTOMER | - |  | 6 January 2014 |  | - |  | - |  | ACTIVE
509BS4969 | 48009 | BACT ALERT 3D 60 | DIAGNOSTIC 1 | BIOMERIEUX, INC. | GN00001241 | RSUD Dr. R. Sosodoro Djatikoesoemo | SURABAYA-1 | JAWA TIMUR | BOJONEGORO | MAIN UNIT | CUSTOMER | - |  | 26 November 2015 |  | - |  | - |  | ACTIVE
509BS4971 | 48009 | BACT ALERT 3D 60 | DIAGNOSTIC 1 | BIOMERIEUX, INC. | GN00000630 | RSUD ANSYARI SALEH | BANJARMASIN | KALIMANTAN SELATAN | BANJARMASIN | MAIN UNIT | CUSTOMER | 12 May 2017 | FIRMAN GEA - BU | 22 June 2016 |  | 12 May 2017 | FIRMAN GEA - BU | - |  | ACTIVE
509BS4972 | 48009 | BACT ALERT 3D 60 | DIAGNOSTIC 1 | BIOMERIEUX, INC. | GN00001009 | MRCCC Siloam Hospitals Semanggi | JAKARTA-1 | DKI JAKARTA | JAKARTA PUSAT | MAIN UNIT | EMP | 18 February 2019 | AGUS FAUZI | 18 February 2019 |  | 18 February 2019 | AGUS FAUZI | - |  | ACTIVE
509BS4973 | 48009 | BACT ALERT 3D 60 | DIAGNOSTIC 1 | BIOMERIEUX, INC. | GN00002569 | PT. PRODIA WIDYAHUSADA ( LAB PRODIA - WASTU KENCANA ) | BANDUNG | JAWA BARAT | BANDUNG | MAIN UNIT | EMP | 15 June 2016 |  | 7 August 2024 |  | 15 June 2016 |  | 26 August 2024 | SAHID DERMAWAN - SPV TSE BARAT | ACTIVE
509BS4974 | 48009 | BACT ALERT 3D 60 | DIAGNOSTIC 1 | BIOMERIEUX, INC. | GN00000786 | RS PENDIDIKAN UNHAS | MAKASSAR | SULAWESI SELATAN | MAKASSAR | MAIN UNIT | EMP | - |  | 12 August 2022 | ASRULLAH - TSE | - |  | 12 August 2022 | ASRULLAH - TSE | ACTIVE
509BS4975 | 48009 | BACT ALERT 3D 60 | DIAGNOSTIC 1 | BIOMERIEUX, INC. | GN00001970 | RSIA HERMINA BEKASI | BEKASI | JAWA BARAT | BEKASI | MAIN UNIT | EMP | - |  | 7 August 2020 | ARDI HERMAWAN - TSE CP | - |  | 21 January 2025 | SAHID DERMAWAN - SPV TSE BARAT | ACTIVE
509BS4978 | 48009 | BACT ALERT 3D 60 | DIAGNOSTIC 1 | BIOMERIEUX, INC. | GN00000523 | RSUD DR SOETRASNO REMBANG | SEMARANG | JAWA TENGAH | REMBANG | MAIN UNIT | CUSTOMER | - |  | 2 December 2015 |  | - |  | - |  | ACTIVE
509BS4979 | 48009 | BACT ALERT 3D 60 | DIAGNOSTIC 1 | BIOMERIEUX, INC. | GN00000968 | RSUD KOTA BANDUNG | BANDUNG | JAWA BARAT | BANDUNG | MAIN UNIT | CUSTOMER | - |  | 30 November 2015 |  | - |  | - |  | ACTIVE
510106 | SAMPM | MORPHEUS M | IMAGING | SIARE INTERNATIONAL | GN00003554 | RSUD EMBUNG FATIMAH | BATAM | KEPULAUAN RIAU | BATAM | MAIN UNIT | CUSTOMER | 1 December 2015 | IBNUL AZIZ - TSE | 27 November 2015 |  | 1 December 2015 | IBNUL AZIZ - TSE | - |  | ACTIVE
510IL8887 | 1123B | INCUBATOR MODULE |  |  | GN00001086 | RS JANTUNG HARAPAN KITA | JAKARTA-2 | DKI JAKARTA | JAKARTA BARAT | MAIN UNIT | EMP | 18 March 2016 | System Auto | 15 March 2016 |  | 18 March 2016 | System Auto | - |  | ACTIVE
510IL8888 | 9B183 | BACT ALERT 3D-240 |  |  | GN00002985 | WORKSHOOP CSM PUSAT | PUSAT | DKI JAKARTA | JAKARTA TIMUR | MAIN UNIT | EMP | 18 March 2016 | System Auto | 15 March 2016 |  | 18 March 2016 | System Auto | - |  | ACTIVE
510IL8889 | 9B183 | BACT ALERT 3D-240 |  |  | GN00000009 | RSU DR CIPTO MANGUNKUSUMO | JAKARTA-1 | DKI JAKARTA | JAKARTA PUSAT | MAIN UNIT | EMP | - |  | 15 January 2021 | ARDI HERMAWAN - TSE CP | - |  | 15 January 2021 | ARDI HERMAWAN - TSE CP | ACTIVE
51107 | ST121 | STP120-1 | DIAGNOSTIC 2 | SHANDON DIAGNOSTICS Ltd. | GN00001908 | RSUD PANEMBAHAN SENOPATI | YOGYAKARTA | YOGYAKARTA | YOGYAKARTA | MAIN UNIT | CUSTOMER | 6 November 2014 | DIAN FEBRIYANA - TSE | 9 March 2015 |  | 6 November 2014 | DIAN FEBRIYANA - TSE | 6 November 2024 | SAHID DERMAWAN - SPV TSE BARAT | ACTIVE
511BS5094 | 48009 | BACT ALERT 3D 60 | DIAGNOSTIC 1 | BIOMERIEUX, INC. | GN00000237 | RSUD SAWAH LUNTO | PADANG | SUMATERA BARAT | SAWAHLUNTO | MAIN UNIT | CUSTOMER | 16 May 2017 | SENDRA WIJAYA - IT | 28 November 2016 |  | 16 May 2017 | SENDRA WIJAYA - IT | - |  | ACTIVE
511BS5095 | 48009 | BACT ALERT 3D 60 | DIAGNOSTIC 1 | BIOMERIEUX, INC. | GN00002726 | National Hospital Surabaya | SURABAYA-2 | JAWA TIMUR |  | MAIN UNIT | CUSTOMER | - |  | 26 December 2016 |  | - |  | - |  | ACTIVE
511BS5096 | 48009 | BACT ALERT 3D 60 | DIAGNOSTIC 1 | BIOMERIEUX, INC. | GN00000125 | RS CHARITAS PALEMBANG | PALEMBANG | SUMATERA SELATAN | PALEMBANG | MAIN UNIT | EMP | - |  | 21 March 2017 |  | - |  | - |  | ACTIVE
511CL3703 | 47006 | BACT/ALERT 3D COMBO 230V | DIAGNOSTIC 1 | BIOMERIEUX, INC. | GN00007404 | RSUD TABANAN | DENPASAR | BALI | DENPASAR | MAIN UNIT | CUSTOMER | - |  | 26 April 2016 |  | - |  | - |  | ACTIVE
511CL3704 | 48009 | BACT ALERT 3D 60 | DIAGNOSTIC 1 | BIOMERIEUX, INC. | GN00001320 | RSUD MANGUSADA BADUNG | DENPASAR | BALI | BADUNG | MAIN UNIT | CUSTOMER | 20 June 2017 | SAHID DERMAWAN - SPV TSE BARAT | 31 March 2017 |  | 20 June 2017 | SAHID DERMAWAN - SPV TSE BARAT | - |  | ACTIVE
511CL3705 | 47006 | BACT/ALERT 3D COMBO 230V | DIAGNOSTIC 1 | BIOMERIEUX, INC. | GN00002455 | RSUD DJOJONEGORO TEMANGGUNG | YOGYAKARTA | YOGYAKARTA | TEMANGGUNG | MAIN UNIT | CUSTOMER | - |  | 6 June 2016 |  | - |  | - |  | ACTIVE
511CL3707 | 4B006 | BACT/ALERT 3D 120 | BIOSCIENCE | BIOMERIEUX, INC. | GN00007404 | RSUD TABANAN | DENPASAR | BALI | DENPASAR | MAIN UNIT | CUSTOMER | - |  | 26 April 2016 |  | - |  | - |  | ACTIVE
511IL3704 | 93183 |  |  |  | GN00002986 | RDC PUSAT - RAWAGELAM | PUSAT | DKI JAKARTA | JAKARTA TIMUR | MAIN UNIT | EMP | - |  | 14 March 2016 |  | - |  | - |  | INACTIVE
51204075 | 4B912 | VIDAS® Kube Clinical | BIOSCIENCE | BIOMERIEUX SA | GN00002986 | RDC PUSAT - RAWAGELAM | PUSAT | DKI JAKARTA | JAKARTA TIMUR | MAIN UNIT | EMP | - |  | - |  | 23 September 2025 | ARIEF SETIAWAN - TSE CP | - |  | ACTIVE
51207075 | 4B912 | VIDAS® Kube Clinical | BIOSCIENCE | BIOMERIEUX SA | GN00002986 | RDC PUSAT - RAWAGELAM | PUSAT | DKI JAKARTA | JAKARTA TIMUR | MAIN UNIT | EMP | - |  | - |  | 23 September 2025 | ARIEF SETIAWAN - TSE CP | - |  | ACTIVE
51227 | STP23 | STP120-3 | DIAGNOSTIC 2 | SHANDON DIAGNOSTICS Ltd. | GN00001755 | RS ISLAM HARAPAN ANDA | TEGAL | JAWA TENGAH | TEGAL | MAIN UNIT | CUSTOMER | 1 February 1990 | MUNADI - TSE | 1 January 1900 |  | 1 February 1990 | MUNADI - TSE | - |  | ACTIVE
51241 | SAMPM | MORPHEUS M | IMAGING | SIARE INTERNATIONAL | GN00001509 | RSUD DR. ABDOER RAHEM | JEMBER | JAWA TIMUR | SITUBONDO | MAIN UNIT | CUSTOMER | 19 October 2015 | GANDHI YANRANGGA | 15 October 2015 |  | 19 October 2015 | GANDHI YANRANGGA | - |  | ACTIVE
51242 | SAMPM | MORPHEUS M | IMAGING | SIARE INTERNATIONAL | GN00001126 | RSUD DR SLAMET GARUT | TASIKMALAYA | JAWA BARAT | GARUT | MAIN UNIT | CUSTOMER | 25 November 2015 | SUKMA WIJAYA - TSE | 2 December 2015 |  | 25 November 2015 | SUKMA WIJAYA - TSE | - |  | ACTIVE
51243 | SAMPM | MORPHEUS M | IMAGING | SIARE INTERNATIONAL | GN00001126 | RSUD DR SLAMET GARUT | TASIKMALAYA | JAWA BARAT | GARUT | MAIN UNIT | CUSTOMER | 25 November 2015 | SUKMA WIJAYA - TSE | 2 December 2015 |  | 25 November 2015 | SUKMA WIJAYA - TSE | - |  | ACTIVE
51244 | SAMPM | MORPHEUS M | IMAGING | SIARE INTERNATIONAL | GN00001135 | RSUD ADJIDARMO | TANGERANG | BANTEN | RANGKASBITUNG | MAIN UNIT | CUSTOMER | 25 November 2015 | FARIDA ADELINA | 1 January 1900 |  | 25 November 2015 | FARIDA ADELINA | - |  | ACTIVE
51245 | SAMPM | MORPHEUS M | IMAGING | SIARE INTERNATIONAL | GN00008197 | RSUD NYI AGENG SERANG KULON PROGO | YOGYAKARTA | YOGYAKARTA | YOGYAKARTA | MAIN UNIT | CUSTOMER | 14 April 2016 | DIAN FEBRIYANA - TSE | 1 January 1900 |  | 14 April 2016 | DIAN FEBRIYANA - TSE | - |  | ACTIVE
512BS5097 | 48009 | BACT ALERT 3D 60 | DIAGNOSTIC 1 | BIOMERIEUX, INC. | GN00001135 | RSUD ADJIDARMO | TANGERANG | BANTEN | RANGKASBITUNG | MAIN UNIT | CUSTOMER | - |  | 10 November 2016 |  | - |  | - |  | ACTIVE
512BS5098 | 48009 | BACT ALERT 3D 60 | DIAGNOSTIC 1 | BIOMERIEUX, INC. | GN00011756 | UNIT TRANSFUSI DARAH PROV SULAWESI SELATAN | MAKASSAR | SULAWESI SELATAN | MAKASSAR | MAIN UNIT | CUSTOMER | - |  | 4 January 2017 |  | - |  | - |  | ACTIVE
512BS5099 | 48009 | BACT ALERT 3D 60 | DIAGNOSTIC 1 | BIOMERIEUX, INC. | GN00001025 | RS Husada | JAKARTA-1 | DKI JAKARTA | JAKARTA PUSAT | MAIN UNIT | EMP | - |  | 23 June 2016 |  | - |  | - |  | ACTIVE
512BS5100 | 48009 | BACT ALERT 3D 60 | DIAGNOSTIC 1 | BIOMERIEUX, INC. | GN00012197 | RS INDRIATI SOLO BARU | SOLO | JAWA TENGAH | SUKOHARJO | MAIN UNIT | CUSTOMER | - |  | 8 August 2017 |  | - |  | - |  | ACTIVE
512BS5101 | 48009 | BACT ALERT 3D 60 | DIAGNOSTIC 1 | BIOMERIEUX, INC. | GN00003382 | RSU DR M HAULUSSY AMBON | MAKASSAR | SULAWESI SELATAN | AMBON | MAIN UNIT | CUSTOMER | 30 April 2019 | MIKKI FAHRIZI - TSE | 28 April 2017 |  | 30 April 2019 | MIKKI FAHRIZI - TSE | - |  | ACTIVE
512BS5102 | 48009 | BACT ALERT 3D 60 | DIAGNOSTIC 1 | BIOMERIEUX, INC. | GN00002746 | BALAI BESAR LABORATORIUM KESEHATAN (BBLK) JAKARTA | JAKARTA-1 | DKI JAKARTA | JAKARTA TIMUR | MAIN UNIT | CUSTOMER | - |  | 28 April 2017 |  | - |  | - |  | ACTIVE
512BS5103 | 4X009 |  |  |  | GN00002416 | RSU PROF DR H ALIE SABOE | MANADO | SULAWESI UTARA | GORONTALO | MAIN UNIT | CUSTOMER | 29 May 2017 | TRIYONO - TSE AREA BARAT | 1 May 2017 |  | 29 May 2017 | TRIYONO - TSE AREA BARAT | - |  | INACTIVE
512BS5104 | 48009 | BACT ALERT 3D 60 | DIAGNOSTIC 1 | BIOMERIEUX, INC. | GN00000016 | RS AWAL BROS BATAM | BATAM | KEPULAUAN RIAU | BATAM | MAIN UNIT | CUSTOMER | - |  | 14 June 2017 |  | - |  | - |  | ACTIVE
512BS5105 | 48009 | BACT ALERT 3D 60 | DIAGNOSTIC 1 | BIOMERIEUX, INC. | GN00000217 | RSUD BANGKINANG | PEKAN BARU | RIAU | BANGKINANG | MAIN UNIT | CUSTOMER | - |  | 14 March 2016 |  | - |  | - |  | ACTIVE
512CL3721 | 47006 | BACT/ALERT 3D COMBO 230V | DIAGNOSTIC 1 | BIOMERIEUX, INC. | GN00002985 | WORKSHOOP CSM PUSAT | PUSAT | DKI JAKARTA | JAKARTA TIMUR | MAIN UNIT | EMP | 16 May 2017 | SENDRA WIJAYA - IT | 1 June 2024 |  | 16 May 2017 | SENDRA WIJAYA - IT | 20 November 2024 | SAHID DERMAWAN - SPV TSE BARAT | ACTIVE
512CL3722 | 47006 | BACT/ALERT 3D COMBO 230V | DIAGNOSTIC 1 | BIOMERIEUX, INC. | GN00000008 | RSPAD GATOT SOEBROTO | JAKARTA-1 | DKI JAKARTA | JAKARTA PUSAT | MAIN UNIT | EMP | - |  | 20 April 2016 |  | - |  | - |  | ACTIVE
512CL3723 | 47006 | BACT/ALERT 3D COMBO 230V | DIAGNOSTIC 1 | BIOMERIEUX, INC. | GN00002825 | RSUD KABUPATEN TANGERANG | TANGERANG | BANTEN |  | MAIN UNIT | CUSTOMER | - |  | 7 June 2016 |  | - |  | - |  | ACTIVE
512CL3724 | 47006 | BACT/ALERT 3D COMBO 230V | DIAGNOSTIC 1 | BIOMERIEUX, INC. | GN00000005 | RSUD KARAWANG | BEKASI | JAWA BARAT | BEKASI | MAIN UNIT | CUSTOMER | 15 May 2017 | SENDRA WIJAYA - IT | 30 August 2016 |  | 15 May 2017 | SENDRA WIJAYA - IT | - |  | ACTIVE
512CL3725 | 47006 | BACT/ALERT 3D COMBO 230V | DIAGNOSTIC 1 | BIOMERIEUX, INC. | GN00001197 | RS SILOAM ( PT SILOAM INTERNATIONAL HOSPITALS ) KARAWACI | TANGERANG | BANTEN | TANGERANG | MAIN UNIT | EMP | - |  | 1 January 2015 |  | - |  | - |  | ACTIVE
5130000174 | 0Z100 |  |  |  | GN00002817 | PMI DKI JAKARTA | JAKARTA-1 | DKI JAKARTA | JAKARTA PUSAT | MAIN UNIT | CUSTOMER | 28 June 2016 |  | 1 January 2015 |  | 28 June 2016 |  | - |  | INACTIVE
5130000220 | 0Z100 |  |  |  | GN00002817 | PMI DKI JAKARTA | JAKARTA-1 | DKI JAKARTA | JAKARTA PUSAT | MAIN UNIT | CUSTOMER | 8 April 2014 |  | 1 January 1900 |  | 8 April 2014 |  | - |  | INACTIVE
51398 | 41089 | VITEK MS INSTRUMENT | DIAGNOSTIC 1 | BIOMERIEUX SA | GN00002986 | RDC PUSAT - RAWAGELAM | PUSAT | DKI JAKARTA | JAKARTA TIMUR | MAIN UNIT | EMP | 16 December 2022 | MOHAMAD SUKARJO - TSE CP | - |  | 23 March 2023 |  | - |  | ACTIVE
51571 | SR400 | SIARETRON 4000 STD | IMAGING | SIARE INTERNATIONAL | GN00002986 | RDC PUSAT - RAWAGELAM | PUSAT | DKI JAKARTA | JAKARTA TIMUR | MAIN UNIT | EMP | 25 November 2015 | ANASTASIA OCTAVIN | 1 January 1900 |  | 25 November 2015 | ANASTASIA OCTAVIN | - |  | ACTIVE
51572 | SR400 | SIARETRON 4000 STD | IMAGING | SIARE INTERNATIONAL | GN00000772 | RSU DAYA | MAKASSAR | SULAWESI SELATAN | MAKASSAR | MAIN UNIT | CUSTOMER | 16 August 2016 | DEA MASJA SADALI - TSE | 15 August 2016 |  | 16 August 2016 | DEA MASJA SADALI - TSE | - |  | ACTIVE
51573 | SR400 | SIARETRON 4000 STD | IMAGING | SIARE INTERNATIONAL | GN00000772 | RSU DAYA | MAKASSAR | SULAWESI SELATAN | MAKASSAR | MAIN UNIT | CUSTOMER | 16 August 2016 | DEA MASJA SADALI - TSE | 15 August 2016 |  | 16 August 2016 | DEA MASJA SADALI - TSE | - |  | ACTIVE
51574 | SR400 | SIARETRON 4000 STD | IMAGING | SIARE INTERNATIONAL | GN00000972 | RSUD SUBANG | BANDUNG | JAWA BARAT | SUBANG | MAIN UNIT | CUSTOMER | 10 March 2016 | SUKMA WIJAYA - TSE | 5 December 2015 |  | 10 March 2016 | SUKMA WIJAYA - TSE | - |  | ACTIVE
516101725 | SF355 | MICROM HM355S UNIT | DIAGNOSTIC 2 | SHANDON DIAGNOSTICS Ltd. | GN00002875 | RSUD PASAR MINGGU | PEJATEN | DKI JAKARTA | JAKARTA SELATAN | MAIN UNIT | CUSTOMER | - |  | 29 May 2017 |  | - |  | - |  | ACTIVE
51745 | SRP02 | SIRIO PLUS VENT-PORT | IMAGING | SIARE INTERNATIONAL | GN00000004 | RSUD BEKASI ( RSUD PEMERINTAH KOTA BEKASI ) | BEKASI | JAWA BARAT | BEKASI | MAIN UNIT | CUSTOMER | 20 September 2016 | IBNUL AZIZ - TSE | 20 September 2016 |  | 20 September 2016 | IBNUL AZIZ - TSE | - |  | ACTIVE
51852 | SR400 | SIARETRON 4000 STD | IMAGING | SIARE INTERNATIONAL | GN00012113 | RSUD DAYA MAKASSAR | MAKASSAR | SULAWESI SELATAN | MAKASSAR | MAIN UNIT | CUSTOMER | 28 May 2018 | MIKKI FAHRIZI - TSE | 28 May 2018 |  | 28 May 2018 | MIKKI FAHRIZI - TSE | - |  | ACTIVE
51853 | SR400 | SIARETRON 4000 STD | IMAGING | SIARE INTERNATIONAL | GN00012113 | RSUD DAYA MAKASSAR | MAKASSAR | SULAWESI SELATAN | MAKASSAR | MAIN UNIT | CUSTOMER | 28 May 2018 | MIKKI FAHRIZI - TSE | 28 May 2018 |  | 28 May 2018 | MIKKI FAHRIZI - TSE | - |  | ACTIVE
51855 | SR400 | SIARETRON 4000 STD | IMAGING | SIARE INTERNATIONAL | GN00012113 | RSUD DAYA MAKASSAR | MAKASSAR | SULAWESI SELATAN | MAKASSAR | MAIN UNIT | CUSTOMER | 28 May 2018 | MIKKI FAHRIZI - TSE | 28 May 2018 |  | 28 May 2018 | MIKKI FAHRIZI - TSE | - |  | ACTIVE
51857 | SR400 | SIARETRON 4000 STD | IMAGING | SIARE INTERNATIONAL | GN00012113 | RSUD DAYA MAKASSAR | MAKASSAR | SULAWESI SELATAN | MAKASSAR | MAIN UNIT | CUSTOMER | 28 May 2018 | MIKKI FAHRIZI - TSE | 28 May 2018 |  | 28 May 2018 | MIKKI FAHRIZI - TSE | - |  | ACTIVE
51859 | SR400 | SIARETRON 4000 STD | IMAGING | SIARE INTERNATIONAL | GN00012113 | RSUD DAYA MAKASSAR | MAKASSAR | SULAWESI SELATAN | MAKASSAR | MAIN UNIT | CUSTOMER | 28 May 2018 | MIKKI FAHRIZI - TSE | 28 May 2018 |  | 28 May 2018 | MIKKI FAHRIZI - TSE | - |  | ACTIVE
51860 | SR400 | SIARETRON 4000 STD | IMAGING | SIARE INTERNATIONAL | GN00012113 | RSUD DAYA MAKASSAR | MAKASSAR | SULAWESI SELATAN | MAKASSAR | MAIN UNIT | CUSTOMER | 28 May 2018 | MIKKI FAHRIZI - TSE | 28 May 2018 |  | 28 May 2018 | MIKKI FAHRIZI - TSE | - |  | ACTIVE
51865 | 47B63 | VITEK MS INDUSTRY | BIOSCIENCE | BIOMERIEUX SA | GN00001774 | BALAI BESAR LABORATORIUM KESEHATAN (BBLK) BANDUNG | BANDUNG | JAWA BARAT | BANDUNG | MAIN UNIT | CUSTOMER | 28 November 2019 | SAHID DERMAWAN - SPV TSE BARAT | 28 November 2019 |  | 28 November 2019 | SAHID DERMAWAN - SPV TSE BARAT | - |  | ACTIVE
5188BH105648 | ENK39 |  |  |  | GN00000955 | RSIA LIMIJATI | BANDUNG | JAWA BARAT | BANDUNG | MAIN UNIT | CUSTOMER | 5 August 2015 | MOHAMAD SUKARJO - TSE CP | 3 September 2013 |  | 5 August 2015 | MOHAMAD SUKARJO - TSE CP | - |  | INACTIVE
5188BH205652 | ENK39 |  |  |  | GN00000955 | RSIA LIMIJATI | BANDUNG | JAWA BARAT | BANDUNG | MAIN UNIT | CUSTOMER | 5 August 2015 | MOHAMAD SUKARJO - TSE CP | 3 September 2013 |  | 5 August 2015 | MOHAMAD SUKARJO - TSE CP | - |  | INACTIVE
51904 | SF355 | MICROM HM355S UNIT | DIAGNOSTIC 2 | SHANDON DIAGNOSTICS Ltd. | GN00001755 | RS ISLAM HARAPAN ANDA | TEGAL | JAWA TENGAH | TEGAL | MAIN UNIT | CUSTOMER | 23 September 2014 | MUNADI - TSE | 1 January 2012 |  | 23 September 2014 | MUNADI - TSE | - |  | ACTIVE
519112112 | SF325 | HM325 PACKAGE | DIAGNOSTIC 2 | THERMO FISHER - GER | GN00000966 | RSUD CIKALONG WETAN | BANDUNG | JAWA BARAT | BANDUNG | MAIN UNIT | CUSTOMER | - |  | - |  | 27 May 2020 | NURIL MAGHFIROH - TSE CSR | 27 May 2020 | TRIYONO - TSE AREA BARAT | ACTIVE
51967 | 47B63 | VITEK MS INDUSTRY | BIOSCIENCE | BIOMERIEUX SA | GN00002804 | LABKESDA DKI JAKARTA | JAKARTA-1 | DKI JAKARTA | JAKARTA PUSAT | MAIN UNIT | CUSTOMER | - |  | 4 July 2019 |  | - |  | - |  | ACTIVE
52/I/13 | 807IW |  |  |  | GN00000766 | RS JIWA MADANI PALU | PALU | SULAWESI TENGAH | PALU | MAIN UNIT | CUSTOMER | 10 April 2015 |  | 1 January 1900 |  | 10 April 2015 |  | - |  | INACTIVE
520140500000738 | DA160 | DANA DIABECARE IIS INSULIN PUMP | PERSONAL HEALTH | SOOIL DEVELOP. CO., LTD | GN00003001 | PT. ENSEVAL MEDIKA PRIMA - HO | PUSAT | DKI JAKARTA | JAKARTA TIMUR | MAIN UNIT | EMP | 3 August 2018 | TRIYONO - TSE AREA BARAT | 2 August 2018 |  | 3 August 2018 | TRIYONO - TSE AREA BARAT | - |  | ACTIVE
520140500000741 | DA181 | DANA DIABECARE R INSULIN PUMP | PERSONAL HEALTH | SOOIL DEVELOP. CO., LTD | GN00003001 | PT. ENSEVAL MEDIKA PRIMA - HO | PUSAT | DKI JAKARTA | JAKARTA TIMUR | MAIN UNIT | EMP | 3 August 2018 | TRIYONO - TSE AREA BARAT | 2 August 2018 |  | 3 August 2018 | TRIYONO - TSE AREA BARAT | - |  | ACTIVE
5202GO044460 | EC019 | CENTRIFUGE 5702230V/50-60HZ | DIAGNOSTIC 2 | EPPENDORF SE (EPPENDORF AG) | GN00001721 | LAB PRODIA PALANGKARAYA | BANJARMASIN | KALIMANTAN TENGAH | PALANGKA RAYA | MAIN UNIT | CUSTOMER | 27 March 2018 | TEGAR PANDU - TSE | 27 March 2018 |  | 27 March 2018 | TEGAR PANDU - TSE | - |  | ACTIVE
5202IM649791 | E5702 | CENTRIFUGE 5702 | DIAGNOSTIC 2 | EPPENDORF SE (EPPENDORF AG) | GN00002986 | RDC PUSAT - RAWAGELAM | PUSAT | DKI JAKARTA | JAKARTA TIMUR | MAIN UNIT | EMP | 23 June 2020 | LEO LANANG SIGIT - TSE CP | - |  | 23 June 2020 | LEO LANANG SIGIT - TSE CP | - |  | INACTIVE
52034 | ST121 | STP120-1 | DIAGNOSTIC 2 | SHANDON DIAGNOSTICS Ltd. | GN00001102 | RSUD Cengkareng | JAKARTA-2 | DKI JAKARTA | JAKARTA BARAT | MAIN UNIT | CUSTOMER | 1 February 1990 | PETRUS SIMON | 1 May 2011 |  | 1 February 1990 | PETRUS SIMON | - |  | ACTIVE
52037 | STP23 | STP120-3 | DIAGNOSTIC 2 | SHANDON DIAGNOSTICS Ltd. | GN00001466 | RSUD SIDOARJO | SURABAYA-1 | JAWA TIMUR | SIDOARJO | MAIN UNIT | CUSTOMER | 10 April 2015 |  | 10 April 2015 |  | 10 April 2015 |  | 6 November 2024 | SAHID DERMAWAN - SPV TSE BARAT | ACTIVE
52067 | 41089 | VITEK MS INSTRUMENT | DIAGNOSTIC 1 | BIOMERIEUX SA | GN00002415 | RSU DR M MOHAMMAD DUNDA | MANADO | SULAWESI UTARA | GORONTALO | MAIN UNIT | CUSTOMER | 10 December 2019 | LEO LANANG SIGIT - TSE CP | 15 July 2020 | MUNADI - TSE | 10 December 2019 | LEO LANANG SIGIT - TSE CP | 15 July 2020 | MUNADI - TSE | ACTIVE
52092 | CRSME |  |  |  | GN00001755 | RS ISLAM HARAPAN ANDA | TEGAL | JAWA TENGAH | TEGAL | MAIN UNIT | CUSTOMER | 10 April 2015 |  | 1 January 1900 |  | 10 April 2015 |  | - |  | INACTIVE
52107 | SM325 |  |  |  | GN00003820 | LABORATORIUM KLINIK ASTINA | DENPASAR | BALI | DENPASAR | MAIN UNIT | CUSTOMER | - |  | 1 January 1900 |  | - |  | - |  | INACTIVE
52153 | SR400 | SIARETRON 4000 STD | IMAGING | SIARE INTERNATIONAL | GN18050024 | PT. MULTI MEDIKA RAYA | JAKARTA-2 | DKI JAKARTA | JAKARTA BARAT | MAIN UNIT | CUSTOMER | - |  | 7 June 2018 |  | - |  | - |  | ACTIVE
52154 | SR10C |  |  |  | GN00007059 | RSUD SAHUDIN KUTA CANE | BANDA ACEH | ACEH | KUTACANE | MAIN UNIT | CUSTOMER | - |  | 15 August 2016 |  | - |  | - |  | INACTIVE
52155 | SR400 | SIARETRON 4000 STD | IMAGING | SIARE INTERNATIONAL | GN00000860 | RS HAJI | MAKASSAR | SULAWESI SELATAN | MAKASSAR | MAIN UNIT | CUSTOMER | - |  | 8 December 2016 |  | - |  | - |  | ACTIVE
52206 | SR401 | SIARETRON W/COMP | IMAGING | SIARE INTERNATIONAL | GN00007059 | RSUD SAHUDIN KUTA CANE | BANDA ACEH | ACEH | KUTACANE | MAIN UNIT | CUSTOMER | 21 June 2016 | SATRIA KUSUMA - TSE | 21 June 2016 |  | 21 June 2016 | SATRIA KUSUMA - TSE | - |  | ACTIVE
52357 | 41089 | VITEK MS INSTRUMENT | DIAGNOSTIC 1 | BIOMERIEUX SA | GN00001759 | BALAI BESAR LABORATORIUM KESEHATAN (BBLK) MAKASSAR | MAKASSAR | SULAWESI SELATAN | MAKASSAR | MAIN UNIT | CUSTOMER | - |  | 31 December 2020 | MUNADI - TSE | 30 December 2020 | LEO LANANG SIGIT - TSE CP | 31 December 2020 | MUNADI - TSE | ACTIVE
52662 | 41089 | VITEK MS INSTRUMENT | DIAGNOSTIC 1 | BIOMERIEUX SA | GN00002986 | RDC PUSAT - RAWAGELAM | PUSAT | DKI JAKARTA | JAKARTA TIMUR | MAIN UNIT | EMP | - |  | - |  | 7 March 2025 | LEO LANANG SIGIT - TSE CP | - |  | ACTIVE
52665 | 41089 | VITEK MS INSTRUMENT | DIAGNOSTIC 1 | BIOMERIEUX SA | GN00008053 | BALAI PENGUJIAN MUTU DAN SERTIFIKASI PRODUK HEWAN BOGOR | BOGOR | JAWA BARAT | BOGOR | MAIN UNIT | CUSTOMER | - |  | - |  | 7 March 2025 | LEO LANANG SIGIT - TSE CP | - |  | ACTIVE
52666 | 41089 | VITEK MS INSTRUMENT | DIAGNOSTIC 1 | BIOMERIEUX SA | GN00002986 | RDC PUSAT - RAWAGELAM | PUSAT | DKI JAKARTA | JAKARTA TIMUR | MAIN UNIT | EMP | - |  | - |  | 7 March 2025 | LEO LANANG SIGIT - TSE CP | - |  | ACTIVE
52690 | SRMLT | ANESTESI MORPHEUS LT | IMAGING | SIARE INTERNATIONAL | GN00002986 | RDC PUSAT - RAWAGELAM | PUSAT | DKI JAKARTA | JAKARTA TIMUR | MAIN UNIT | EMP | 30 August 2016 | ANTONIUS SAGITA - KALIBRASI | 1 January 1900 |  | 30 August 2016 | ANTONIUS SAGITA - KALIBRASI | - |  | ACTIVE
52691 | SRMLT | ANESTESI MORPHEUS LT | IMAGING | SIARE INTERNATIONAL | GN00002986 | RDC PUSAT - RAWAGELAM | PUSAT | DKI JAKARTA | JAKARTA TIMUR | MAIN UNIT | EMP | 30 August 2016 | ANTONIUS SAGITA - KALIBRASI | 1 January 1900 |  | 30 August 2016 | ANTONIUS SAGITA - KALIBRASI | - |  | ACTIVE
52694 | SRMLT | ANESTESI MORPHEUS LT | IMAGING | SIARE INTERNATIONAL | GN00001227 | DINAS KESEHATAN KAB/KOTA. BADUNG | DENPASAR | BALI | BADUNG | MAIN UNIT | CUSTOMER | - |  | 9 December 2016 |  | - |  | - |  | ACTIVE
52696 | 41089 | VITEK MS INSTRUMENT | DIAGNOSTIC 1 | BIOMERIEUX SA | GN00002178 | RSUD DR SOETOMO SURABAYA | SURABAYA-1 | JAWA TIMUR | SURABAYA | MAIN UNIT | CUSTOMER | - |  | - |  | 7 March 2025 | LEO LANANG SIGIT - TSE CP | - |  | ACTIVE
52792 | ST121 | STP120-1 | DIAGNOSTIC 2 | SHANDON DIAGNOSTICS Ltd. | GN00002460 | RSUD NGANJUK | KEDIRI | JAWA TIMUR | NGANJUK | MAIN UNIT | EMP | 1 March 2019 | BARITA P-SIMAMORA - TSE | 3 October 2022 | ASRULLAH - TSE | 1 March 2019 | BARITA P-SIMAMORA - TSE | 9 September 2025 | SAHID DERMAWAN - SPV TSE BARAT | ACTIVE
52818 | 41089 | VITEK MS INSTRUMENT | DIAGNOSTIC 1 | BIOMERIEUX SA | GN00003455 | LABKESDA PROPINSI JAMBI | JAMBI | JAMBI | JAMBI | MAIN UNIT | CUSTOMER | 4 November 2022 | ANTONIUS SAGITA - KALIBRASI | 15 December 2022 |  | 23 March 2023 |  | 17 January 2025 | SAHID DERMAWAN - SPV TSE BARAT | ACTIVE
52823 | 41089 | VITEK MS INSTRUMENT | DIAGNOSTIC 1 | BIOMERIEUX SA | GN00002986 | RDC PUSAT - RAWAGELAM | PUSAT | DKI JAKARTA | JAKARTA TIMUR | MAIN UNIT | EMP | 4 November 2022 | ANTONIUS SAGITA - KALIBRASI | - |  | 23 March 2023 |  | - |  | ACTIVE
52836 | 41089 | VITEK MS INSTRUMENT | DIAGNOSTIC 1 | BIOMERIEUX SA | GN00001471 | RSU DR MOEWARDI SURAKARTA | SOLO | JAWA TENGAH | SURAKARTA | MAIN UNIT | EMP | 4 November 2022 | ANTONIUS SAGITA - KALIBRASI | 25 July 2023 |  | 23 March 2023 |  | 16 October 2023 | ANDI ISMAIL - SPV TSE TIMUR | ACTIVE
52837 | 41089 | VITEK MS INSTRUMENT | DIAGNOSTIC 1 | BIOMERIEUX SA | GN00000129 | RSUP DR MOHAMMAD HOESIN | PALEMBANG | SUMATERA SELATAN | PALEMBANG | MAIN UNIT | CUSTOMER | 4 November 2022 | ANTONIUS SAGITA - KALIBRASI | - |  | 23 March 2023 |  | - |  | ACTIVE
52840 | 41089 | VITEK MS INSTRUMENT | DIAGNOSTIC 1 | BIOMERIEUX SA | GN00002629 | RSUP DR M DJAMIL | PADANG | SUMATERA BARAT | PADANG | MAIN UNIT | CUSTOMER | 4 November 2022 | ANTONIUS SAGITA - KALIBRASI | 17 November 2022 |  | 23 March 2023 |  | 17 January 2025 | SAHID DERMAWAN - SPV TSE BARAT | ACTIVE
52960 | 41089 | VITEK MS INSTRUMENT | DIAGNOSTIC 1 | BIOMERIEUX SA | GN00002986 | RDC PUSAT - RAWAGELAM | PUSAT | DKI JAKARTA | JAKARTA TIMUR | MAIN UNIT | EMP | - |  | - |  | 6 December 2023 | LEO LANANG SIGIT - TSE CP | - |  | ACTIVE
52BP768463 | E016P |  |  |  | GN00002900 | Prodia kotamobagu manado | MANADO | SULAWESI UTARA |  | MAIN UNIT | CUSTOMER | 7 November 2014 | HARI UDI RAHARJO - TSE | 1 January 1900 |  | 7 November 2014 | HARI UDI RAHARJO - TSE | - |  | INACTIVE
533103250 | EM010 |  |  |  | GN00000944 | RS SANTOSA KEBON JATI | BANDUNG | JAWA BARAT | BANDUNG | MAIN UNIT | CUSTOMER | - |  | 27 February 2010 |  | - |  | - |  | INACTIVE
533154023 | E266P |  |  |  | GN00003162 | UNIVERSITAS PADJAJARAN | BANDUNG | JAWA BARAT | BANDUNG | MAIN UNIT | CUSTOMER | 2 April 2015 | SUKMA WIJAYA - TSE | 12 February 2012 |  | 2 April 2015 | SUKMA WIJAYA - TSE | - |  | INACTIVE
5331ZN058877 | EMG10 |  |  |  | GN00003162 | UNIVERSITAS PADJAJARAN | BANDUNG | JAWA BARAT | BANDUNG | MAIN UNIT | CUSTOMER | 2 April 2015 | SUKMA WIJAYA - TSE | 2 April 2015 |  | 2 April 2015 | SUKMA WIJAYA - TSE | - |  | INACTIVE
5332 02118 | E280P |  |  |  | GN00003162 | UNIVERSITAS PADJAJARAN | BANDUNG | JAWA BARAT | BANDUNG | MAIN UNIT | CUSTOMER | 2 April 2015 | SUKMA WIJAYA - TSE | 17 June 2012 |  | 2 April 2015 | SUKMA WIJAYA - TSE | - |  | INACTIVE
534/VI/12 | TE032 | UV ROOM TSN 88 UV | IMAGING | TESENA INOVINDO, PT | GN00001919 | RSB NYAEN | YOGYAKARTA | YOGYAKARTA | YOGYAKARTA | MAIN UNIT | CUSTOMER | - |  | 1 December 2012 |  | - |  | - |  | ACTIVE
5350-23336 | ET011 | Thermomixer comfort |  |  | GN00001083 | RS KANKER DHARMAIS | JAKARTA-2 | DKI JAKARTA | JAKARTA BARAT | MAIN UNIT | CUSTOMER | 26 January 2016 | AGUS FAUZI | 1 June 2011 |  | 26 January 2016 | AGUS FAUZI | - |  | ACTIVE
5350ZL234256 | ET013 | Thermomischer compact |  |  | GN00002986 | RDC PUSAT - RAWAGELAM | PUSAT | DKI JAKARTA | JAKARTA TIMUR | MAIN UNIT | EMP | 28 April 2015 | ANASTASIA OCTAVIN | 1 January 1900 |  | 28 April 2015 | ANASTASIA OCTAVIN | - |  | ACTIVE
5350ZL534254 | E253P |  |  |  | GN00002986 | RDC PUSAT - RAWAGELAM | PUSAT | DKI JAKARTA | JAKARTA TIMUR | MAIN UNIT | EMP | 24 September 2014 | ARDI HERMAWAN - TSE CP | 1 January 1900 |  | 24 September 2014 | ARDI HERMAWAN - TSE CP | - |  | INACTIVE
5352BK305987 | ET010 |  |  |  | GN00001760 | BADAN PENGAWAS OBAT&MAKANAN (BPOM) MAKASSAR | MAKASSAR | SULAWESI SELATAN | MAKASSAR | MAIN UNIT | CUSTOMER | 10 April 2015 |  | 1 January 1900 |  | 10 April 2015 |  | - |  | INACTIVE
5353AP215171 | EMM14 |  |  |  | GN00002287 | LAB BIOKIMIA & P K FK. UMSU | MEDAN | SUMATERA UTARA | MEDAN | MAIN UNIT | CUSTOMER | 1 February 1990 | TRIYONO - TSE AREA BARAT | 1 January 2010 |  | 1 February 1990 | TRIYONO - TSE AREA BARAT | - |  | INACTIVE
536/VI/14T89IW | TE018 | WARMER TSN 89 IW | IMAGING | TESENA INOVINDO, PT | GN00001717 | RSUD KOTA MATARAM | MATARAM | NUSA TENGGARA BARAT | MATARAM | MAIN UNIT | CUSTOMER | 25 September 2014 | I KADEK - TSE | 25 September 2014 |  | 25 September 2014 | I KADEK - TSE | - |  | ACTIVE
537/VI/14 | TM09U | Infant Warmer Tsn89/W |  |  | GN00002954 | RSUD KARDINAH ( RSUD TEGAL ) | TEGAL | JAWA TENGAH | TEGAL | MAIN UNIT | CUSTOMER | - |  | 27 November 2014 |  | - |  | - |  | ACTIVE
538/VI/14 | TM09U | Infant Warmer Tsn89/W |  |  | GN00007180 | RSUD KAB BUTON UTARA | MAKASSAR | SULAWESI SELATAN | KENDARI | MAIN UNIT | CUSTOMER | 27 November 2014 | HARI UDI RAHARJO - TSE | 27 November 2014 |  | 27 November 2014 | HARI UDI RAHARJO - TSE | - |  | ACTIVE
538/VIII/09 | TM01U | Infant Incubator Tsn910Sc |  |  | GN00002974 | PUSKESMAS JETIS I | YOGYAKARTA | YOGYAKARTA | YOGYAKARTA | MAIN UNIT | CUSTOMER | 1 February 1990 | DIAN FEBRIYANA - TSE | 1 January 1900 |  | 1 February 1990 | DIAN FEBRIYANA - TSE | - |  | ACTIVE
53844032 | EM194 | Eizo RadiForce MX194 | PACS | TRIPUTRA TECHNO MED, PT. | GN00010082 | PT ANADI SARANA TATAHUSADA (RS PURI CINERE) | JAKARTA-2 | DKI JAKARTA | JAKARTA BARAT | MAIN UNIT | EMP | - |  | - |  | 3 August 2023 | ANTONIUS SAGITA - KALIBRASI | - |  | ACTIVE
54/XI/13 | TE044 | SUCTION TSN 505 PS | IMAGING | TESENA INOVINDO, PT | GN00000985 | DINAS KESEHATAN KAB/ KOTA. CIAMIS | TASIKMALAYA | JAWA BARAT | CIAMIS | MAIN UNIT | CUSTOMER | 1 February 1990 | SUKMA WIJAYA - TSE | 10 December 2013 |  | 1 February 1990 | SUKMA WIJAYA - TSE | - |  | ACTIVE
5401LN011673 | EC518 | Centrifuge 5418R | DIAGNOSTIC 2 | EPPENDORF SE (EPPENDORF AG) | GN00002986 | RDC PUSAT - RAWAGELAM | PUSAT | DKI JAKARTA | JAKARTA TIMUR | MAIN UNIT | EMP | - |  | - |  | 15 March 2023 | LEO LANANG SIGIT - TSE CP | - |  | ACTIVE
5401LN211671 | EC518 | Centrifuge 5418R | DIAGNOSTIC 2 | EPPENDORF SE (EPPENDORF AG) | GN00002986 | RDC PUSAT - RAWAGELAM | PUSAT | DKI JAKARTA | JAKARTA TIMUR | MAIN UNIT | EMP | - |  | - |  | 15 March 2023 | LEO LANANG SIGIT - TSE CP | - |  | ACTIVE
5401LN511668 | EC518 | Centrifuge 5418R | DIAGNOSTIC 2 | EPPENDORF SE (EPPENDORF AG) | GN00002986 | RDC PUSAT - RAWAGELAM | PUSAT | DKI JAKARTA | JAKARTA TIMUR | MAIN UNIT | EMP | - |  | - |  | 15 March 2023 | LEO LANANG SIGIT - TSE CP | - |  | ACTIVE
5404AQ007156 | E5418 |  |  |  | GN00001993 | LAB MIKRO FAKULTAS KEDOKTERAN UNIVERSITAS UDAYANA | DENPASAR | BALI | DENPASAR | MAIN UNIT | CUSTOMER | 1 February 1990 | I KADEK - TSE | 1 January 1900 |  | 1 February 1990 | I KADEK - TSE | - |  | INACTIVE
5404AQ607155 | E5414 |  |  |  | GN00001993 | LAB MIKRO FAKULTAS KEDOKTERAN UNIVERSITAS UDAYANA | DENPASAR | BALI | DENPASAR | MAIN UNIT | CUSTOMER | 1 February 1990 | I KADEK - TSE | 1 January 1900 |  | 1 February 1990 | I KADEK - TSE | - |  | INACTIVE
5404BN009710 | E5414 |  |  |  | GN00002573 | UNIT PELAKSANA TEKNIS DINAS ( UPTD BALAI PENGUJIAN BANDUNG | BANDUNG | JAWA BARAT | BANDUNG | MAIN UNIT | CUSTOMER | 20 July 2016 |  | 14 October 2013 |  | 20 July 2016 |  | - |  | INACTIVE
5404BN0109713 | E5414 |  |  |  | GN00002581 | LAB FARMACO KINETIC | BANDUNG | JAWA BARAT | BANDUNG | MAIN UNIT | CUSTOMER | 20 July 2016 |  | 25 February 2011 |  | 20 July 2016 |  | - |  | INACTIVE
540708327 | E0317 |  |  |  | GN00002586 | PT BIOFARMA | BANDUNG | JAWA BARAT | BANDUNG | MAIN UNIT | CUSTOMER | 24 December 2014 | SUKMA WIJAYA - TSE | 28 May 2010 |  | 24 December 2014 | SUKMA WIJAYA - TSE | - |  | INACTIVE
540710426 | E0317 |  |  |  | GN00000944 | RS SANTOSA KEBON JATI | BANDUNG | JAWA BARAT | BANDUNG | MAIN UNIT | CUSTOMER | 1 February 1990 | SUKMA WIJAYA - TSE | 25 August 2010 |  | 1 February 1990 | SUKMA WIJAYA - TSE | - |  | INACTIVE
540716219 | E0317 |  |  |  | GN00001873 | FAK KEDOKTERAN HEWAN UGM | YOGYAKARTA | YOGYAKARTA | YOGYAKARTA | MAIN UNIT | CUSTOMER | - |  | 1 January 1900 |  | - |  | - |  | INACTIVE
5407YN929135 | E0317 |  |  |  | GN00008597 | UNPAD - FAK. PERTANIAN | BANDUNG | JAWA BARAT | BANDUNG | MAIN UNIT | CUSTOMER | 2 March 2017 |  | 18 April 2010 |  | 2 March 2017 |  | - |  | INACTIVE
5407ZJ029986 | E5702 | CENTRIFUGE 5702 | DIAGNOSTIC 2 | EPPENDORF SE (EPPENDORF AG) | GN00000012 | RS PERSAHABATAN | JAKARTA-1 | DKI JAKARTA | JAKARTA TIMUR | MAIN UNIT | CUSTOMER | - |  | 1 January 2011 |  | - |  | - |  | ACTIVE
5409KM310955 | E527R | Centrifuge 5427R , 48 Hole | DIAGNOSTIC 2 | EPPENDORF SE (EPPENDORF AG) | GN00002986 | RDC PUSAT - RAWAGELAM | PUSAT | DKI JAKARTA | JAKARTA TIMUR | MAIN UNIT | EMP | - |  | - |  | 29 November 2021 | LEO LANANG SIGIT - TSE CP | - |  | ACTIVE
5409KM710956 | E527R | Centrifuge 5427R , 48 Hole | DIAGNOSTIC 2 | EPPENDORF SE (EPPENDORF AG) | GN00009139 | LABKESDA KEBUMEN | PURWOKERTO | JAWA TENGAH | KEBUMEN | MAIN UNIT | CUSTOMER | - |  | 31 May 2023 |  | 29 November 2021 | LEO LANANG SIGIT - TSE CP | 12 October 2023 | ANDI ISMAIL - SPV TSE TIMUR | ACTIVE
5409M1512580 | E527R | Centrifuge 5427R , 48 Hole | DIAGNOSTIC 2 | EPPENDORF SE (EPPENDORF AG) | GN00002986 | RDC PUSAT - RAWAGELAM | PUSAT | DKI JAKARTA | JAKARTA TIMUR | MAIN UNIT | EMP | - |  | - |  | 3 January 2024 | LEO LANANG SIGIT - TSE CP | - |  | ACTIVE
5409MG512329 | E527R | Centrifuge 5427R , 48 Hole | DIAGNOSTIC 2 | EPPENDORF SE (EPPENDORF AG) | GN21120003 | UPT Laboratorium Kesehatan Prov Sulawesi Tengah | PALU | SULAWESI TENGAH | PALU | MAIN UNIT | CUSTOMER | - |  | 21 June 2023 |  | 16 March 2023 | LEO LANANG SIGIT - TSE CP | 9 February 2024 | ANDI ISMAIL - SPV TSE TIMUR | ACTIVE
5409MG512330 | E527R | Centrifuge 5427R , 48 Hole | DIAGNOSTIC 2 | EPPENDORF SE (EPPENDORF AG) | GN18070008 | LABKESDA PROV SULBAR | MAKASSAR | SULAWESI SELATAN | MAKASSAR | MAIN UNIT | CUSTOMER | - |  | 16 August 2023 |  | 16 March 2023 | LEO LANANG SIGIT - TSE CP | 14 October 2023 | ANDI ISMAIL - SPV TSE TIMUR | ACTIVE
5409MH012465 | E527R | Centrifuge 5427R , 48 Hole | DIAGNOSTIC 2 | EPPENDORF SE (EPPENDORF AG) | GN00002986 | RDC PUSAT - RAWAGELAM | PUSAT | DKI JAKARTA | JAKARTA TIMUR | MAIN UNIT | EMP | - |  | - |  | 26 September 2025 | ERIS MAHRUS HADI - TSE CP | - |  | ACTIVE
5409MH612464 | E527R | Centrifuge 5427R , 48 Hole | DIAGNOSTIC 2 | EPPENDORF SE (EPPENDORF AG) | GN00002986 | RDC PUSAT - RAWAGELAM | PUSAT | DKI JAKARTA | JAKARTA TIMUR | MAIN UNIT | EMP | - |  | - |  | 3 January 2024 | LEO LANANG SIGIT - TSE CP | - |  | ACTIVE
5409MI512580 | E527R | Centrifuge 5427R , 48 Hole | DIAGNOSTIC 2 | EPPENDORF SE (EPPENDORF AG) | GN00000009 | RSU DR CIPTO MANGUNKUSUMO | JAKARTA-1 | DKI JAKARTA | JAKARTA PUSAT | MAIN UNIT | CUSTOMER | - |  | 6 October 2025 |  | 30 October 2023 | LEO LANANG SIGIT - TSE CP | 3 November 2025 | SAHID DERMAWAN - SPV TSE BARAT | ACTIVE
541/I/13 | FV14D | VIEWER TSN 014.D | IMAGING | TESENA INOVINDO, PT | GN00003361 | RS H.L. MANAMBAI ABDULKADIR /SUMBAWA | MATARAM | NUSA TENGGARA BARAT | SUMBAWA BESAR | MAIN UNIT | CUSTOMER | 1 February 1990 | I KADEK - TSE | 1 January 1900 |  | 1 February 1990 | I KADEK - TSE | - |  | ACTIVE
542/I/13 | FV14D | VIEWER TSN 014.D | IMAGING | TESENA INOVINDO, PT | GN00003361 | RS H.L. MANAMBAI ABDULKADIR /SUMBAWA | MATARAM | NUSA TENGGARA BARAT | SUMBAWA BESAR | MAIN UNIT | CUSTOMER | 1 February 1990 | I KADEK - TSE | 1 January 1900 |  | 1 February 1990 | I KADEK - TSE | - |  | ACTIVE
5420MG207859 | EC520 | Centrifuge 5420 | DIAGNOSTIC 2 | EPPENDORF SE (EPPENDORF AG) | GN00000932 | RSU IMMANUEL | BANDUNG | JAWA BARAT | BANDUNG | MAIN UNIT | CUSTOMER | - |  | 28 February 2023 | SUKMA WIJAYA - TSE | 16 March 2023 | LEO LANANG SIGIT - TSE CP | 20 October 2023 | SAHID DERMAWAN - SPV TSE BARAT | ACTIVE
5420MG207860 | EC520 | Centrifuge 5420 | DIAGNOSTIC 2 | EPPENDORF SE (EPPENDORF AG) | GN00003001 | PT. ENSEVAL MEDIKA PRIMA - HO | PUSAT | DKI JAKARTA | JAKARTA TIMUR | MAIN UNIT | EMP | - |  | - |  | 16 March 2023 | LEO LANANG SIGIT - TSE CP | - |  | ACTIVE
5420MG907858 | EC520 | Centrifuge 5420 | DIAGNOSTIC 2 | EPPENDORF SE (EPPENDORF AG) | GN00002986 | RDC PUSAT - RAWAGELAM | PUSAT | DKI JAKARTA | JAKARTA TIMUR | MAIN UNIT | EMP | - |  | - |  | 16 March 2023 | LEO LANANG SIGIT - TSE CP | - |  | ACTIVE
5420MK208706 | EC520 | Centrifuge 5420 | DIAGNOSTIC 2 | EPPENDORF SE (EPPENDORF AG) | GN22100050 | RS MURNI TEGUH BANDUNG | BANDUNG | JAWA BARAT | BANDUNG | MAIN UNIT | CUSTOMER | - |  | 8 October 2025 |  | 22 April 2025 | ERIS MAHRUS HADI - TSE CP | 20 October 2025 | SAHID DERMAWAN - SPV TSE BARAT | ACTIVE
5420MK708711 | EC520 | Centrifuge 5420 | DIAGNOSTIC 2 | EPPENDORF SE (EPPENDORF AG) | GN00000009 | RSU DR CIPTO MANGUNKUSUMO | JAKARTA-1 | DKI JAKARTA | JAKARTA PUSAT | MAIN UNIT | CUSTOMER | - |  | 22 October 2025 |  | 22 April 2025 | ERIS MAHRUS HADI - TSE CP | 3 November 2025 | SAHID DERMAWAN - SPV TSE BARAT | ACTIVE
5424-0007273 | ECF10 |  |  |  | GN00007764 | HI LAB | YOGYAKARTA | YOGYAKARTA | YOGYAKARTA | MAIN UNIT | CUSTOMER | 24 June 2015 | DIAN FEBRIYANA - TSE | 1 January 1900 |  | 24 June 2015 | DIAN FEBRIYANA - TSE | - |  | INACTIVE
5424ZK930824 | E303P | Centrifuge 5424 KNOB |  |  | GN00002157 | UNIVERSITAS BRAWIJAYA MALANG | MALANG | JAWA TIMUR | MALANG | MAIN UNIT | CUSTOMER | 7 July 2015 | GANDHI YANRANGGA | 3 July 2015 |  | 7 July 2015 | GANDHI YANRANGGA | - |  | ACTIVE
54260018116 | EC219 |  |  |  | GN00002064 | LITBANGKES | JAKARTA-2 | DKI JAKARTA | JAKARTA PUSAT | MAIN UNIT | CUSTOMER | 26 September 2016 |  | 1 May 2011 |  | 26 September 2016 |  | - |  | INACTIVE
5426ZJ533180 | E0018 |  |  |  | GN00001877 | LAB CITO YOGYAKARTA ATMO | YOGYAKARTA | YOGYAKARTA | YOGYAKARTA | MAIN UNIT | CUSTOMER | 8 September 2014 | PETRUS SIMON | 21 July 2020 | HARI UDI RAHARJO - TSE | 8 September 2014 | PETRUS SIMON | 21 July 2020 | HARI UDI RAHARJO - TSE | INACTIVE
5427AJ013165 | E0011 |  |  |  | GN00002419 | RS USU ( UNIVERSITAS SUMATERA UTARA ) | MEDAN | SUMATERA UTARA | MEDAN | MAIN UNIT | CUSTOMER | 21 April 2017 |  | 1 January 2013 |  | 21 April 2017 |  | - |  | INACTIVE
5427XI805529 | E0011 |  |  |  | GN00002586 | PT BIOFARMA | BANDUNG | JAWA BARAT | BANDUNG | MAIN UNIT | CUSTOMER | - |  | 16 October 2011 |  | - |  | - |  | INACTIVE
5427ZM712370 | E0011 |  |  |  | GN00002143 | PT MEIJI INDONESIA | MALANG | JAWA TIMUR | PASURUAN | MAIN UNIT | CUSTOMER | - |  | 12 December 2013 |  | - |  | - |  | INACTIVE
5427ZW712370 | E341P |  |  |  | GN00002985 | WORKSHOOP CSM PUSAT | PUSAT | DKI JAKARTA | JAKARTA TIMUR | MAIN UNIT | EMP | 5 August 2015 |  | 1 January 1900 |  | 5 August 2015 |  | - |  | INACTIVE
5428BM013883 | E0011 |  |  |  | GN00001760 | BADAN PENGAWAS OBAT&MAKANAN (BPOM) MAKASSAR | MAKASSAR | SULAWESI SELATAN | MAKASSAR | MAIN UNIT | CUSTOMER | 10 April 2015 |  | 1 January 1900 |  | 10 April 2015 |  | - |  | INACTIVE
5428BO016393 | E0011 |  |  |  | GN00003002 | Institut Teknologi Bandung (ITB) jatinangor (SITH) | BANDUNG | JAWA BARAT | BANDUNG | MAIN UNIT | CUSTOMER | - |  | 27 February 2010 |  | - |  | - |  | INACTIVE
5428BO416134 | E0410 |  |  |  | GN00001781 | INSTITUT TEKNOLOGI BANDUNG (ITB) | BANDUNG | JAWA BARAT | BANDUNG | MAIN UNIT | CUSTOMER | 29 September 2015 | TRIYONO - TSE AREA BARAT | 1 January 2010 |  | 29 September 2015 | TRIYONO - TSE AREA BARAT | - |  | INACTIVE
5428CI017412 | E0011 |  |  |  | GN00002586 | PT BIOFARMA | BANDUNG | JAWA BARAT | BANDUNG | MAIN UNIT | CUSTOMER | 1 February 1990 | SUKMA WIJAYA - TSE | 28 May 2010 |  | 1 February 1990 | SUKMA WIJAYA - TSE | - |  | INACTIVE
5428ZN209349 | ECR15 |  |  |  | GN00002813 | RS Universitas Yarsi | JAKARTA-1 | DKI JAKARTA |  | MAIN UNIT | CUSTOMER | - |  | 1 January 2010 |  | - |  | - |  | INACTIVE
5428ZO809464 | E0011 |  |  |  | GN00002286 | LAB TERPADU USU | MEDAN | SUMATERA UTARA | MEDAN | MAIN UNIT | CUSTOMER | 23 June 2016 |  | 1 January 2013 |  | 23 June 2016 |  | - |  | INACTIVE
543/I/13 | FV14D | VIEWER TSN 014.D | IMAGING | TESENA INOVINDO, PT | GN00003361 | RS H.L. MANAMBAI ABDULKADIR /SUMBAWA | MATARAM | NUSA TENGGARA BARAT | SUMBAWA BESAR | MAIN UNIT | CUSTOMER | 1 February 1990 | I KADEK - TSE | 1 January 1900 |  | 1 February 1990 | I KADEK - TSE | - |  | ACTIVE
543BJ765270 | E017P | Centrifuge Minispin Plus |  |  | GN00001760 | BADAN PENGAWAS OBAT&MAKANAN (BPOM) MAKASSAR | MAKASSAR | SULAWESI SELATAN | MAKASSAR | MAIN UNIT | CUSTOMER | 10 April 2015 |  | 1 January 1900 |  | 10 April 2015 |  | - |  | ACTIVE
544/IX/114 | TE018 | WARMER TSN 89 IW | IMAGING | TESENA INOVINDO, PT | GN00001785 | RSUD SUKOHARJO | SOLO | JAWA TENGAH | SUKOHARJO | MAIN UNIT | CUSTOMER | 26 November 2014 | RAKHMAT | 26 November 2014 |  | 26 November 2014 | RAKHMAT | - |  | ACTIVE
5452AG0032537 | E017P | Centrifuge Minispin Plus |  |  | GN00002108 | RS MITRA SATELIT SURABAYA | SURABAYA-1 | JAWA TIMUR | SURABAYA | MAIN UNIT | CUSTOMER | 21 June 2016 | GANDHI YANRANGGA | 31 August 2006 |  | 21 June 2016 | GANDHI YANRANGGA | 26 March 2025 | ANDI ISMAIL - SPV TSE TIMUR | ACTIVE
5452AH559393 | E016P |  |  |  | GN00007730 | LAB CAYA MAKASSAR | MAKASSAR | SULAWESI SELATAN | MAKASSAR | MAIN UNIT | CUSTOMER | 9 October 2014 | HARI UDI RAHARJO - TSE | 1 January 1900 |  | 9 October 2014 | HARI UDI RAHARJO - TSE | - |  | INACTIVE
5452AH659396 | E016P |  |  |  | GN00008545 | BP2GAKI (BALAI PEN DAN PENGEM AKIBAT KEKURANGAN IODIUM) | YOGYAKARTA | YOGYAKARTA | YOGYAKARTA | MAIN UNIT | CUSTOMER | 23 June 2015 | DIAN FEBRIYANA - TSE | 1 January 1900 |  | 23 June 2015 | DIAN FEBRIYANA - TSE | - |  | INACTIVE
5452BQ168959 | E017P | Centrifuge Minispin Plus |  |  | GN00000129 | RSUP DR MOHAMMAD HOESIN | PALEMBANG | SUMATERA SELATAN | PALEMBANG | MAIN UNIT | CUSTOMER | - |  | 1 March 2016 |  | - |  | - |  | ACTIVE
5452BX368966 | E016P |  |  |  | GN00002985 | WORKSHOOP CSM PUSAT | PUSAT | DKI JAKARTA | JAKARTA TIMUR | MAIN UNIT | EMP | 28 May 2014 | FIRMAN GEA | 1 January 1900 |  | 28 May 2014 | FIRMAN GEA | - |  | INACTIVE
5452C0072540 | E017P | Centrifuge Minispin Plus |  |  | GN00001546 | LAB PRODIA (DAUD, ACEH) | BANDA ACEH | ACEH | BANDA ACEH | MAIN UNIT | CUSTOMER | 22 July 2014 | ARBIANSYAH - TSE | 21 July 2014 |  | 22 July 2014 | ARBIANSYAH - TSE | - |  | ACTIVE
5452CJ070744 | E016P |  |  |  | GN00001923 | RS PANTI RAPIH | YOGYAKARTA | YOGYAKARTA | YOGYAKARTA | MAIN UNIT | CUSTOMER | 1 February 1990 | DIAN FEBRIYANA - TSE | 1 January 1900 |  | 1 February 1990 | DIAN FEBRIYANA - TSE | - |  | INACTIVE
5452CJ370688 | EC018 | CENTRIFUGE 5452 230V/50-60HZ | DIAGNOSTIC 2 | EPPENDORF SE (EPPENDORF AG) | GN00001197 | RS SILOAM ( PT SILOAM INTERNATIONAL HOSPITALS ) KARAWACI | TANGERANG | BANTEN | TANGERANG | MAIN UNIT | CUSTOMER | 29 December 2014 |  | 12 December 2013 |  | 29 December 2014 |  | - |  | ACTIVE
5452CJ370745 | E016P |  |  |  | GN00004285 | PT PRODIA WIDYAHUSADA ( LAB PRODIA - MEDAN ) | MEDAN | SUMATERA UTARA | MEDAN | MAIN UNIT | CUSTOMER | 12 March 2015 | ARBIANSYAH - TSE | 1 January 2014 |  | 12 March 2015 | ARBIANSYAH - TSE | - |  | INACTIVE
5452CJ470692 | E016P |  |  |  | GN00001744 | LAB PRODIA (RE MARTADINATA, TASIKMALAYA) | TASIKMALAYA | JAWA BARAT | TASIKMALAYA | MAIN UNIT | CUSTOMER | 1 February 1990 | SUKMA WIJAYA - TSE | 1 January 1900 |  | 1 February 1990 | SUKMA WIJAYA - TSE | - |  | INACTIVE
5452CJ470748 | E017P | Centrifuge Minispin Plus |  |  | GN00002685 | KLINIK UTAMA KEDUNGDORO | SURABAYA-2 | JAWA TIMUR | SURABAYA | MAIN UNIT | CUSTOMER | 8 May 2016 | GANDHI YANRANGGA | 1 January 1900 |  | 8 May 2016 | GANDHI YANRANGGA | - |  | ACTIVE
5452CJ770689 | EC018 | CENTRIFUGE 5452 230V/50-60HZ | DIAGNOSTIC 2 | EPPENDORF SE (EPPENDORF AG) | GN00002685 | KLINIK UTAMA KEDUNGDORO | SURABAYA-2 | JAWA TIMUR | SURABAYA | MAIN UNIT | CUSTOMER | - |  | 1 November 2013 |  | - |  | - |  | ACTIVE
5452CL071412 | E017P | Centrifuge Minispin Plus |  |  | GN00007750 | RS MITRA KELUARGA KENJERAN | SURABAYA-2 | JAWA TIMUR | SURABAYA | MAIN UNIT | CUSTOMER | - |  | 1 January 1900 |  | - |  | - |  | ACTIVE
5452CL371413 | E016P |  |  |  | GN00000535 | RSUP DR KARIADI | SEMARANG | JAWA TENGAH | SEMARANG | MAIN UNIT | CUSTOMER | 12 May 2014 | MUNADI - TSE | 1 January 1900 |  | 12 May 2014 | MUNADI - TSE | - |  | INACTIVE
5452CO372541 | E017P | Centrifuge Minispin Plus |  |  | GN00000217 | RSUD BANGKINANG | PEKAN BARU | RIAU | BANGKINANG | MAIN UNIT | CUSTOMER | - |  | 1 April 2015 |  | - |  | - |  | ACTIVE
5452CO572535 | E016P |  |  |  | GN00001762 | PT PRODIA WIDYAHUSADA ( LAB PRODIA - MAKASAR) | MAKASSAR | SULAWESI SELATAN | MAKASSAR | MAIN UNIT | CUSTOMER | - |  | 8 July 2014 |  | - |  | - |  | INACTIVE
5452CO672530 | E016P |  |  |  | GN00003156 | PRODIA - BUKIT TINGGI | PADANG | SUMATERA BARAT | PADANG | MAIN UNIT | CUSTOMER | 21 June 2015 | MULKAN | 1 January 2014 |  | 21 June 2015 | MULKAN | - |  | INACTIVE
5452CO972536 | E016P |  |  |  | GN00002986 | RDC PUSAT - RAWAGELAM | PUSAT | DKI JAKARTA | JAKARTA TIMUR | MAIN UNIT | EMP | 22 May 2014 | FIRMAN GEA | 1 January 1900 |  | 22 May 2014 | FIRMAN GEA | - |  | INACTIVE
5452DG073856 | E017P | Centrifuge Minispin Plus |  |  | GN00002986 | RDC PUSAT - RAWAGELAM | PUSAT | DKI JAKARTA | JAKARTA TIMUR | MAIN UNIT | EMP | 24 September 2014 | ARDI HERMAWAN - TSE CP | 1 January 1900 |  | 24 September 2014 | ARDI HERMAWAN - TSE CP | - |  | ACTIVE
5452DG073860 | E017P | Centrifuge Minispin Plus |  |  | GN00001789 | RS ISLAM SURAKARTA | SOLO | JAWA TENGAH | SUKOHARJO | MAIN UNIT | CUSTOMER | 24 September 2014 | RAKHMAT | 2 September 2015 |  | 24 September 2014 | RAKHMAT | - |  | ACTIVE
5452DG473861 | E017P | Centrifuge Minispin Plus |  |  | GN00002305 | UTD PMI KOTA MEDAN | MEDAN | SUMATERA UTARA | MEDAN | MAIN UNIT | CUSTOMER | 24 September 2014 | ARBIANSYAH - TSE | 5 March 2015 |  | 24 September 2014 | ARBIANSYAH - TSE | - |  | ACTIVE
5452DG67855 | E016P |  |  |  | GN00007533 | PT. ENSEVAL MEDIKA PRIMA - JAKARTA 1 | JAKARTA-1 | DKI JAKARTA | JAKARTA TIMUR | MAIN UNIT | CUSTOMER | - |  | 21 December 2015 |  | - |  | - |  | INACTIVE
5452DJ375653 | E016P |  |  |  | GN00002463 | RSUD DR SOEDONO | KEDIRI | JAWA TIMUR | MADIUN | MAIN UNIT | CUSTOMER | - |  | 31 July 2015 |  | - |  | - |  | INACTIVE
5452DR080616 | E016P |  |  |  | GN00002986 | RDC PUSAT - RAWAGELAM | PUSAT | DKI JAKARTA | JAKARTA TIMUR | MAIN UNIT | EMP | 9 June 2015 | ANASTASIA OCTAVIN | 1 January 1900 |  | 9 June 2015 | ANASTASIA OCTAVIN | - |  | INACTIVE
5452DR180620 | E016P |  |  |  | GN00002986 | RDC PUSAT - RAWAGELAM | PUSAT | DKI JAKARTA | JAKARTA TIMUR | MAIN UNIT | EMP | 9 June 2015 | ANASTASIA OCTAVIN | 1 January 1900 |  | 9 June 2015 | ANASTASIA OCTAVIN | - |  | INACTIVE
5452EM784908 | E016P |  |  |  | GN00002961 | RS MITRA KELUARGA TEGAL | TEGAL | JAWA TENGAH | TEGAL | MAIN UNIT | CUSTOMER | 5 December 2017 | MUNADI - TSE | 1 April 2016 |  | 5 December 2017 | MUNADI - TSE | - |  | INACTIVE
5452FN295297 | E016P |  |  |  | GN17050032 | PT SAYANG DHARMA MEDIKA | SURABAYA-2 | JAWA TIMUR | SURABAYA | MAIN UNIT | CUSTOMER | 10 July 2017 | ANDI ISMAIL - SPV TSE TIMUR | 10 July 2017 |  | 10 July 2017 | ANDI ISMAIL - SPV TSE TIMUR | - |  | INACTIVE
5452FN695298 | E016P |  |  |  | GN18020010 | RS MITRA KELUARGA GADING SERPONG | TANGERANG | BANTEN | TANGERANG | MAIN UNIT | CUSTOMER | 27 February 2018 | TRIYONO - TSE AREA BARAT | 3 January 2018 |  | 27 February 2018 | TRIYONO - TSE AREA BARAT | - |  | INACTIVE
5452GP398826 | E5702 | CENTRIFUGE 5702 | DIAGNOSTIC 2 | EPPENDORF SE (EPPENDORF AG) | GN00001732 | LAB PRODIA P.SIANTAR | PEMATANG SIANTAR | SUMATERA UTARA | PEMATANG SIANTAR | MAIN UNIT | CUSTOMER | 2 August 2018 | ABDUL KARIM - TSE | 2 August 2018 |  | 2 August 2018 | ABDUL KARIM - TSE | - |  | ACTIVE
5452JR110786 | EC018 | CENTRIFUGE 5452 230V/50-60HZ | DIAGNOSTIC 2 | EPPENDORF SE (EPPENDORF AG) | GN00002986 | RDC PUSAT - RAWAGELAM | PUSAT | DKI JAKARTA | JAKARTA TIMUR | MAIN UNIT | EMP | - |  | - |  | 29 November 2021 | LEO LANANG SIGIT - TSE CP | - |  | ACTIVE
5452JR110788 | EC018 | CENTRIFUGE 5452 230V/50-60HZ | DIAGNOSTIC 2 | EPPENDORF SE (EPPENDORF AG) | GN21120003 | UPT Laboratorium Kesehatan Prov Sulawesi Tengah | PALU | SULAWESI TENGAH | PALU | MAIN UNIT | CUSTOMER | - |  | 21 June 2024 |  | 29 November 2021 | LEO LANANG SIGIT - TSE CP | 9 February 2024 | ANDI ISMAIL - SPV TSE TIMUR | ACTIVE
5452JR210581 | EC018 | CENTRIFUGE 5452 230V/50-60HZ | DIAGNOSTIC 2 | EPPENDORF SE (EPPENDORF AG) | GN19030033 | RS MITRA KELUARGA PRATAMA JATI ASIH | BEKASI | JAWA BARAT | BEKASI | MAIN UNIT | CUSTOMER | - |  | 11 June 2021 | GATOT SURYA ADIPUTRA - TSE | 20 May 2021 | NOVAN KURNIARTATO - TSE | 11 June 2021 | GATOT SURYA ADIPUTRA - TSE | ACTIVE
5452JR410587 | EC018 | CENTRIFUGE 5452 230V/50-60HZ | DIAGNOSTIC 2 | EPPENDORF SE (EPPENDORF AG) | GN21020021 | RS YPK MANDIRI | JAKARTA-1 | DKI JAKARTA | JAKARTA PUSAT | MAIN UNIT | CUSTOMER | 20 January 2022 | ARDI HERMAWAN - TSE CP | 24 June 2021 | ARDI HERMAWAN - TSE CP | 20 May 2021 | NOVAN KURNIARTATO - TSE | 20 January 2022 | ARDI HERMAWAN - TSE CP | ACTIVE
5452JR510789 | EC018 | CENTRIFUGE 5452 230V/50-60HZ | DIAGNOSTIC 2 | EPPENDORF SE (EPPENDORF AG) | GN00003135 | RSA UGM YOGYAKARTA | YOGYAKARTA | YOGYAKARTA | YOGYAKARTA | MAIN UNIT | CUSTOMER | - |  | 26 October 2022 |  | 29 November 2021 | LEO LANANG SIGIT - TSE CP | 10 October 2023 | ANDI ISMAIL - SPV TSE TIMUR | ACTIVE
5452JR910580 | EC018 | CENTRIFUGE 5452 230V/50-60HZ | DIAGNOSTIC 2 | EPPENDORF SE (EPPENDORF AG) | GN00002200 | RSUD BHAKTI DHARMA HUSADA | SURABAYA-1 | JAWA TIMUR | SURABAYA | MAIN UNIT | CUSTOMER | - |  | 14 February 2022 | FAJAR LESMANA - TSE | 20 May 2021 | NOVAN KURNIARTATO - TSE | 14 February 2022 | FAJAR LESMANA - TSE | ACTIVE
5452JR910791 | EC018 | CENTRIFUGE 5452 230V/50-60HZ | DIAGNOSTIC 2 | EPPENDORF SE (EPPENDORF AG) | GN24060012 | RS MITRA KELUARGA SLAWI | TEGAL | JAWA TENGAH | TEGAL | MAIN UNIT | CUSTOMER | - |  | 14 February 2024 |  | 29 November 2021 | LEO LANANG SIGIT - TSE CP | 10 June 2024 | ANDI ISMAIL - SPV TSE TIMUR | ACTIVE
5452L416779 | EC018 | CENTRIFUGE 5452 230V/50-60HZ | DIAGNOSTIC 2 | EPPENDORF SE (EPPENDORF AG) | GN00002986 | RDC PUSAT - RAWAGELAM | PUSAT | DKI JAKARTA | JAKARTA TIMUR | MAIN UNIT | EMP | - |  | - |  | 30 October 2023 | LEO LANANG SIGIT - TSE CP | - |  | ACTIVE
5452L416780 | EC018 | CENTRIFUGE 5452 230V/50-60HZ | DIAGNOSTIC 2 | EPPENDORF SE (EPPENDORF AG) | GN00002986 | RDC PUSAT - RAWAGELAM | PUSAT | DKI JAKARTA | JAKARTA TIMUR | MAIN UNIT | EMP | - |  | - |  | 3 January 2024 | LEO LANANG SIGIT - TSE CP | - |  | ACTIVE
5452LG015987 | EC018 | CENTRIFUGE 5452 230V/50-60HZ | DIAGNOSTIC 2 | EPPENDORF SE (EPPENDORF AG) | GN00008995 | RSP.DR.H.A.ROTINSULU | BANDUNG-2 | JAWA BARAT | BANDUNG | MAIN UNIT | CUSTOMER | - |  | 23 February 2023 | ARBIANSYAH - TSE | 15 March 2023 | LEO LANANG SIGIT - TSE CP | 20 October 2023 | SAHID DERMAWAN - SPV TSE BARAT | ACTIVE
5452LG115991 | EC018 | CENTRIFUGE 5452 230V/50-60HZ | DIAGNOSTIC 2 | EPPENDORF SE (EPPENDORF AG) | GN00000367 | RS HARAPAN | PEMATANG SIANTAR | SUMATERA UTARA | PEMATANG SIANTAR | MAIN UNIT | CUSTOMER | - |  | 26 May 2023 | BARITA P-SIMAMORA - TSE | 15 March 2023 | LEO LANANG SIGIT - TSE CP | 20 October 2023 | SAHID DERMAWAN - SPV TSE BARAT | ACTIVE
5452LG815990 | EC018 | CENTRIFUGE 5452 230V/50-60HZ | DIAGNOSTIC 2 | EPPENDORF SE (EPPENDORF AG) | GN00008806 | BALAI BESAR KESEHATAN PARU MASYARAKAT (BBKPM) | TASIKMALAYA | JAWA BARAT | TASIKMALAYA | MAIN UNIT | CUSTOMER | - |  | 31 May 2023 |  | 15 March 2023 | LEO LANANG SIGIT - TSE CP | 20 October 2023 | SAHID DERMAWAN - SPV TSE BARAT | ACTIVE
5452LL016787 | EC018 | CENTRIFUGE 5452 230V/50-60HZ | DIAGNOSTIC 2 | EPPENDORF SE (EPPENDORF AG) | GN00002986 | RDC PUSAT - RAWAGELAM | PUSAT | DKI JAKARTA | JAKARTA TIMUR | MAIN UNIT | EMP | - |  | - |  | 26 August 2025 | ERIS MAHRUS HADI - TSE CP | - |  | ACTIVE
5452LL016807 | EC018 | CENTRIFUGE 5452 230V/50-60HZ | DIAGNOSTIC 2 | EPPENDORF SE (EPPENDORF AG) | GN00000516 | RS TELOGOREJO | SEMARANG | JAWA TENGAH | SEMARANG | MAIN UNIT | CUSTOMER | - |  | 6 February 2024 |  | 18 January 2024 | LEO LANANG SIGIT - TSE CP | 7 February 2024 | ANDI ISMAIL - SPV TSE TIMUR | ACTIVE
5452LL016811 | EC018 | CENTRIFUGE 5452 230V/50-60HZ | DIAGNOSTIC 2 | EPPENDORF SE (EPPENDORF AG) | GN00002463 | RSUD DR SOEDONO | KEDIRI | JAWA TIMUR | MADIUN | MAIN UNIT | CUSTOMER | - |  | 20 August 2024 |  | 26 July 2024 | LEO LANANG SIGIT - TSE CP | 9 September 2024 | ANDI ISMAIL - SPV TSE TIMUR | ACTIVE
5452LL016819 | EC018 | CENTRIFUGE 5452 230V/50-60HZ | DIAGNOSTIC 2 | EPPENDORF SE (EPPENDORF AG) | GN00002463 | RSUD DR SOEDONO | KEDIRI | JAWA TIMUR | MADIUN | MAIN UNIT | CUSTOMER | - |  | 20 August 2024 |  | 26 July 2024 | LEO LANANG SIGIT - TSE CP | 9 September 2024 | ANDI ISMAIL - SPV TSE TIMUR | ACTIVE
5452LL016820 | EC018 | CENTRIFUGE 5452 230V/50-60HZ | DIAGNOSTIC 2 | EPPENDORF SE (EPPENDORF AG) | GN00002986 | RDC PUSAT - RAWAGELAM | PUSAT | DKI JAKARTA | JAKARTA TIMUR | MAIN UNIT | EMP | - |  | - |  | 26 July 2024 | LEO LANANG SIGIT - TSE CP | - |  | ACTIVE
5452LL116782 | EC018 | CENTRIFUGE 5452 230V/50-60HZ | DIAGNOSTIC 2 | EPPENDORF SE (EPPENDORF AG) | GN00002986 | RDC PUSAT - RAWAGELAM | PUSAT | DKI JAKARTA | JAKARTA TIMUR | MAIN UNIT | EMP | - |  | - |  | 30 October 2023 | LEO LANANG SIGIT - TSE CP | - |  | ACTIVE
5452LL316808 | EC018 | CENTRIFUGE 5452 230V/50-60HZ | DIAGNOSTIC 2 | EPPENDORF SE (EPPENDORF AG) | GN00002986 | RDC PUSAT - RAWAGELAM | PUSAT | DKI JAKARTA | JAKARTA TIMUR | MAIN UNIT | EMP | - |  | - |  | 26 July 2024 | LEO LANANG SIGIT - TSE CP | - |  | ACTIVE
5452LL416780 | EC018 | CENTRIFUGE 5452 230V/50-60HZ | DIAGNOSTIC 2 | EPPENDORF SE (EPPENDORF AG) | GN00001771 | RSUD DR WAHIDIN SUDIROHUSODO | MAKASSAR | SULAWESI SELATAN | MAKASSAR | MAIN UNIT | CUSTOMER | - |  | 2 November 2023 |  | 30 October 2023 | LEO LANANG SIGIT - TSE CP | 13 November 2023 | ANDI ISMAIL - SPV TSE TIMUR | ACTIVE
5452LL416812 | EC018 | CENTRIFUGE 5452 230V/50-60HZ | DIAGNOSTIC 2 | EPPENDORF SE (EPPENDORF AG) | GN00000012 | RS PERSAHABATAN | JAKARTA-1 | DKI JAKARTA | JAKARTA TIMUR | MAIN UNIT | CUSTOMER | - |  | 5 November 2024 |  | 26 July 2024 | LEO LANANG SIGIT - TSE CP | 2 December 2024 | SAHID DERMAWAN - SPV TSE BARAT | ACTIVE
5452LL516803 | EC018 | CENTRIFUGE 5452 230V/50-60HZ | DIAGNOSTIC 2 | EPPENDORF SE (EPPENDORF AG) | GN00002986 | RDC PUSAT - RAWAGELAM | PUSAT | DKI JAKARTA | JAKARTA TIMUR | MAIN UNIT | EMP | - |  | - |  | 15 January 2024 | LEO LANANG SIGIT - TSE CP | - |  | ACTIVE
5452LL516815 | EC018 | CENTRIFUGE 5452 230V/50-60HZ | DIAGNOSTIC 2 | EPPENDORF SE (EPPENDORF AG) | GN00002986 | RDC PUSAT - RAWAGELAM | PUSAT | DKI JAKARTA | JAKARTA TIMUR | MAIN UNIT | EMP | - |  | - |  | 26 August 2025 | ERIS MAHRUS HADI - TSE CP | - |  | ACTIVE
5452LL616806 | EC018 | CENTRIFUGE 5452 230V/50-60HZ | DIAGNOSTIC 2 | EPPENDORF SE (EPPENDORF AG) | GN00000009 | RSU DR CIPTO MANGUNKUSUMO | JAKARTA-1 | DKI JAKARTA | JAKARTA PUSAT | MAIN UNIT | CUSTOMER | - |  | 6 October 2025 |  | 26 July 2024 | LEO LANANG SIGIT - TSE CP | 3 November 2025 | SAHID DERMAWAN - SPV TSE BARAT | ACTIVE
5452LL716810 | EC018 | CENTRIFUGE 5452 230V/50-60HZ | DIAGNOSTIC 2 | EPPENDORF SE (EPPENDORF AG) | GN00000582 | SARANA MEDIKA (SEMARANG) | SEMARANG | JAWA TENGAH | SEMARANG | MAIN UNIT | CUSTOMER | - |  | 18 June 2025 |  | 26 July 2024 | LEO LANANG SIGIT - TSE CP | 19 June 2025 | SAHID DERMAWAN - SPV TSE BARAT | ACTIVE
5452LL816781 | EC018 | CENTRIFUGE 5452 230V/50-60HZ | DIAGNOSTIC 2 | EPPENDORF SE (EPPENDORF AG) | GN00002629 | RSUP DR M DJAMIL | PADANG | SUMATERA BARAT | PADANG | MAIN UNIT | CUSTOMER | - |  | 18 December 2023 |  | 30 October 2023 | LEO LANANG SIGIT - TSE CP | 27 December 2023 | SAHID DERMAWAN - SPV TSE BARAT | ACTIVE
5452LL816801 | EC018 | CENTRIFUGE 5452 230V/50-60HZ | DIAGNOSTIC 2 | EPPENDORF SE (EPPENDORF AG) | GN24120017 | RS UPT VERTIKAL MAKASSAR | MAKASSAR | SULAWESI SELATAN | MAKASSAR | MAIN UNIT | CUSTOMER | - |  | 22 July 2025 |  | 26 July 2024 | LEO LANANG SIGIT - TSE CP | 4 August 2025 | SAHID DERMAWAN - SPV TSE BARAT | ACTIVE
5452LL816813 | EC018 | CENTRIFUGE 5452 230V/50-60HZ | DIAGNOSTIC 2 | EPPENDORF SE (EPPENDORF AG) | GN00002986 | RDC PUSAT - RAWAGELAM | PUSAT | DKI JAKARTA | JAKARTA TIMUR | MAIN UNIT | EMP | - |  | - |  | 26 July 2024 | LEO LANANG SIGIT - TSE CP | - |  | ACTIVE
5452LL916804 | EC018 | CENTRIFUGE 5452 230V/50-60HZ | DIAGNOSTIC 2 | EPPENDORF SE (EPPENDORF AG) | GN00002986 | RDC PUSAT - RAWAGELAM | PUSAT | DKI JAKARTA | JAKARTA TIMUR | MAIN UNIT | EMP | - |  | - |  | 26 July 2024 | LEO LANANG SIGIT - TSE CP | - |  | ACTIVE
5452LL916816 | EC018 | CENTRIFUGE 5452 230V/50-60HZ | DIAGNOSTIC 2 | EPPENDORF SE (EPPENDORF AG) | GN00002986 | RDC PUSAT - RAWAGELAM | PUSAT | DKI JAKARTA | JAKARTA TIMUR | MAIN UNIT | EMP | - |  | - |  | 26 August 2025 | ERIS MAHRUS HADI - TSE CP | - |  | ACTIVE
5452LLO16807 | EC018 | CENTRIFUGE 5452 230V/50-60HZ | DIAGNOSTIC 2 | EPPENDORF SE (EPPENDORF AG) | GN00002986 | RDC PUSAT - RAWAGELAM | PUSAT | DKI JAKARTA | JAKARTA TIMUR | MAIN UNIT | EMP | - |  | - |  | 15 January 2024 | LEO LANANG SIGIT - TSE CP | - |  | ACTIVE
5452LM117119 | EC018 | CENTRIFUGE 5452 230V/50-60HZ | DIAGNOSTIC 2 | EPPENDORF SE (EPPENDORF AG) | GN00002986 | RDC PUSAT - RAWAGELAM | PUSAT | DKI JAKARTA | JAKARTA TIMUR | MAIN UNIT | EMP | - |  | - |  | 26 August 2025 | ERIS MAHRUS HADI - TSE CP | - |  | ACTIVE
5452LM617067 | EC018 | CENTRIFUGE 5452 230V/50-60HZ | DIAGNOSTIC 2 | EPPENDORF SE (EPPENDORF AG) | GN00002629 | RSUP DR M DJAMIL | PADANG | SUMATERA BARAT | PADANG | MAIN UNIT | CUSTOMER | - |  | 18 December 2023 |  | 30 October 2023 | LEO LANANG SIGIT - TSE CP | 27 December 2023 | SAHID DERMAWAN - SPV TSE BARAT | ACTIVE
5452LN217347 | EC018 | CENTRIFUGE 5452 230V/50-60HZ | DIAGNOSTIC 2 | EPPENDORF SE (EPPENDORF AG) | GN00002986 | RDC PUSAT - RAWAGELAM | PUSAT | DKI JAKARTA | JAKARTA TIMUR | MAIN UNIT | EMP | - |  | - |  | 26 August 2025 | ERIS MAHRUS HADI - TSE CP | - |  | ACTIVE
5452XL144458 | E016P |  |  |  | GN00006782 | RS MITRA KELUARGA WARU | SURABAYA-1 | JAWA TIMUR | SURABAYA | MAIN UNIT | CUSTOMER | 16 March 2015 | ZENZEN | 1 January 1900 |  | 16 March 2015 | ZENZEN | - |  | INACTIVE
5452ZG25810 | E016P |  |  |  | GN00002575 | UNIV AL GIFANI BANDUNG | BANDUNG | JAWA BARAT | BANDUNG | MAIN UNIT | CUSTOMER | 20 July 2016 |  | 18 April 2010 |  | 20 July 2016 |  | - |  | INACTIVE
5452ZJ454249 | E016P |  |  |  | GN00001781 | INSTITUT TEKNOLOGI BANDUNG (ITB) | BANDUNG | JAWA BARAT | BANDUNG | MAIN UNIT | CUSTOMER | 20 July 2016 |  | 25 February 2011 |  | 20 July 2016 |  | - |  | INACTIVE
5452ZJ454250 | E016P |  |  |  | GN00001781 | INSTITUT TEKNOLOGI BANDUNG (ITB) | BANDUNG | JAWA BARAT | BANDUNG | MAIN UNIT | CUSTOMER | 20 July 2016 |  | 25 February 2011 |  | 20 July 2016 |  | - |  | INACTIVE
5452ZJ854251 | E016P |  |  |  | GN00001781 | INSTITUT TEKNOLOGI BANDUNG (ITB) | BANDUNG | JAWA BARAT | BANDUNG | MAIN UNIT | CUSTOMER | 20 July 2016 |  | 25 February 2011 |  | 20 July 2016 |  | - |  | INACTIVE
5452ZK754622 | E016P |  |  |  | GN00001781 | INSTITUT TEKNOLOGI BANDUNG (ITB) | BANDUNG | JAWA BARAT | BANDUNG | MAIN UNIT | CUSTOMER | 20 July 2016 |  | 25 February 2011 |  | 20 July 2016 |  | - |  | INACTIVE
5452ZKO54619 | E016P |  |  |  | GN00002287 | LAB BIOKIMIA & P K FK. UMSU | MEDAN | SUMATERA UTARA | MEDAN | MAIN UNIT | CUSTOMER | 1 February 1990 | TRIYONO - TSE AREA BARAT | 1 January 2013 |  | 1 February 1990 | TRIYONO - TSE AREA BARAT | - |  | INACTIVE
5452ZP357423 | E017P | Centrifuge Minispin Plus |  |  | GN00002341 | RS MURNI TEGUH MEMORIAL HOSPITAL ( PT. MURNI SADAR ) | MEDAN | SUMATERA UTARA | MEDAN | MAIN UNIT | CUSTOMER | 13 October 2014 | ARBIANSYAH - TSE | 1 January 2013 |  | 13 October 2014 | ARBIANSYAH - TSE | - |  | ACTIVE
545313N067248 | E017P | Centrifuge Minispin Plus |  |  | GN00002586 | PT BIOFARMA | BANDUNG | JAWA BARAT | BANDUNG | MAIN UNIT | CUSTOMER | 30 December 2014 |  | 12 December 2013 |  | 30 December 2014 |  | - |  | ACTIVE
545324053481 | E016P |  |  |  | GN00001083 | RS KANKER DHARMAIS | JAKARTA-2 | DKI JAKARTA | JAKARTA BARAT | MAIN UNIT | CUSTOMER | 26 September 2016 |  | 1 June 2011 |  | 26 September 2016 |  | - |  | INACTIVE
5453BI664841 | E017P | Centrifuge Minispin Plus |  |  | GN00001466 | RSUD SIDOARJO | SURABAYA-1 | JAWA TIMUR | SIDOARJO | MAIN UNIT | CUSTOMER | 24 March 2015 | GANDHI YANRANGGA | 1 January 1900 |  | 24 March 2015 | GANDHI YANRANGGA | - |  | ACTIVE
5453DI175184 | E017P | Centrifuge Minispin Plus |  |  | GN00002586 | PT BIOFARMA | BANDUNG | JAWA BARAT | BANDUNG | MAIN UNIT | CUSTOMER | - |  | 18 March 2022 | SUKMA WIJAYA - TSE | 4 June 2020 | FAJAR FAHMI - TSE | 18 March 2022 | SUKMA WIJAYA - TSE | ACTIVE
5453DI875183 | E017P | Centrifuge Minispin Plus |  |  | GN00002586 | PT BIOFARMA | BANDUNG | JAWA BARAT | BANDUNG | MAIN UNIT | CUSTOMER | 24 November 2014 | SUKMA WIJAYA - TSE | 24 November 2014 |  | 24 November 2014 | SUKMA WIJAYA - TSE | - |  | ACTIVE
5453JR410786 | EC018 | CENTRIFUGE 5452 230V/50-60HZ | DIAGNOSTIC 2 | EPPENDORF SE (EPPENDORF AG) | GN00002986 | RDC PUSAT - RAWAGELAM | PUSAT | DKI JAKARTA | JAKARTA TIMUR | MAIN UNIT | EMP | - |  | - |  | 17 November 2021 | LEO LANANG SIGIT - TSE CP | - |  | ACTIVE
5453YN050531 | EC011 | Centrifuge 5453+230V/50-60Hz |  |  | GN00002586 | PT BIOFARMA | BANDUNG | JAWA BARAT | BANDUNG | MAIN UNIT | CUSTOMER | 24 December 2014 | SUKMA WIJAYA - TSE | 14 March 2010 |  | 24 December 2014 | SUKMA WIJAYA - TSE | - |  | ACTIVE
5453YR852497 | E017P | Centrifuge Minispin Plus |  |  | GN00000194 | RSUD PETALA BUMI | PEKAN BARU | RIAU | PEKANBARU | MAIN UNIT | CUSTOMER | 31 March 2015 | AGUS FAUZI | 1 February 2013 |  | 31 March 2015 | AGUS FAUZI | - |  | ACTIVE
548/V/12 | TE011 | SIMPLE INCUBATOR W/ STAND TROLLEY | IMAGING | TESENA INOVINDO, PT | GN00001206 | RSUD PROF DR MARGONO SOEKARJO | PURWOKERTO | JAWA TENGAH | BANYUMAS | MAIN UNIT | CUSTOMER | 28 April 2015 | DIAN FEBRIYANA - TSE | 1 January 1900 |  | 28 April 2015 | DIAN FEBRIYANA - TSE | - |  | ACTIVE
549/ V/12 | TE011 | SIMPLE INCUBATOR W/ STAND TROLLEY | IMAGING | TESENA INOVINDO, PT | GN00001206 | RSUD PROF DR MARGONO SOEKARJO | PURWOKERTO | JAWA TENGAH | BANYUMAS | MAIN UNIT | CUSTOMER | 28 April 2015 | DIAN FEBRIYANA - TSE | 1 January 1900 |  | 28 April 2015 | DIAN FEBRIYANA - TSE | - |  | ACTIVE
55/VIII/13 | 807IW |  |  |  | GN00000634 | RSUD RATU ZALECHA | BANJARMASIN | KALIMANTAN SELATAN | BANJARMASIN | MAIN UNIT | CUSTOMER | 10 April 2015 |  | 1 January 1900 |  | 10 April 2015 |  | - |  | INACTIVE
55072 | STP23 | STP120-3 | DIAGNOSTIC 2 | SHANDON DIAGNOSTICS Ltd. | GN00000604 | RSUD DR RUBINI MEMPAWAH | PONTIANAK | KALIMANTAN BARAT | PONTIANAK | MAIN UNIT | CUSTOMER | 20 March 2015 | GATOT SURYA ADIPUTRA - TSE | 20 March 2015 |  | 20 March 2015 | GATOT SURYA ADIPUTRA - TSE | 6 November 2024 | SAHID DERMAWAN - SPV TSE BARAT | ACTIVE
55073 | STP23 | STP120-3 | DIAGNOSTIC 2 | SHANDON DIAGNOSTICS Ltd. | GN00000535 | RSUP DR KARIADI | SEMARANG | JAWA TENGAH | SEMARANG | MAIN UNIT | CUSTOMER | 1 February 1990 | MUNADI - TSE | 1 January 2013 |  | 1 February 1990 | MUNADI - TSE | - |  | ACTIVE
55117 | STP23 | STP120-3 | DIAGNOSTIC 2 | SHANDON DIAGNOSTICS Ltd. | GN00000167 | RSUD H. HANAFI - MUARA BUNGO | JAMBI | JAMBI | MUARA BUNGO | MAIN UNIT | CUSTOMER | 26 December 2014 |  | 26 December 2014 |  | 26 December 2014 |  | 6 November 2024 | SAHID DERMAWAN - SPV TSE BARAT | ACTIVE
55118 | STP23 | STP120-3 | DIAGNOSTIC 2 | SHANDON DIAGNOSTICS Ltd. | GN00001160 | RSUD Arjawinangun | CIREBON | JAWA BARAT | CIREBON | MAIN UNIT | CUSTOMER | - |  | 13 December 2013 |  | - |  | - |  | ACTIVE
552/X/13 | TE032 | UV ROOM TSN 88 UV | IMAGING | TESENA INOVINDO, PT | GN00001804 | RSUD IBU FATMAWATI SOEKARNO KOTA SURAKARTA | SOLO | JAWA TENGAH | SURAKARTA | MAIN UNIT | CUSTOMER | 10 April 2015 |  | 1 January 1900 |  | 10 April 2015 |  | - |  | ACTIVE
553/III/11 T5 | TE010 | INCUBATOR TSN5 |  |  | GN00002779 | RSUD IBNU SINA GRESIK | SURABAYA-2 | JAWA TIMUR | GRESIK | MAIN UNIT | CUSTOMER | - |  | 23 December 2013 |  | - |  | - |  | INACTIVE
553/X/13 | TE032 | UV ROOM TSN 88 UV | IMAGING | TESENA INOVINDO, PT | GN00001804 | RSUD IBU FATMAWATI SOEKARNO KOTA SURAKARTA | SOLO | JAWA TENGAH | SURAKARTA | MAIN UNIT | CUSTOMER | 10 April 2015 |  | 1 January 1900 |  | 10 April 2015 |  | - |  | ACTIVE
55392792 | FP643 | IP-6 ST 35.4X43CM 1 E | IMAGING | FUJIFILM INDONESIA, PT. | GN00002986 | RDC PUSAT - RAWAGELAM | PUSAT | DKI JAKARTA | JAKARTA TIMUR | ACCESSORIES | EMP | 16 March 2020 | ANTONIUS SAGITA - KALIBRASI | 28 February 2020 |  | 16 March 2020 | ANTONIUS SAGITA - KALIBRASI | - |  | ACTIVE
55392808 | FP643 | IP-6 ST 35.4X43CM 1 E | IMAGING | FUJIFILM INDONESIA, PT. | GN00002986 | RDC PUSAT - RAWAGELAM | PUSAT | DKI JAKARTA | JAKARTA TIMUR | ACCESSORIES | EMP | 16 March 2020 | ANTONIUS SAGITA - KALIBRASI | 28 February 2020 |  | 16 March 2020 | ANTONIUS SAGITA - KALIBRASI | - |  | ACTIVE
55392822 | FP643 | IP-6 ST 35.4X43CM 1 E | IMAGING | FUJIFILM INDONESIA, PT. | GN00002986 | RDC PUSAT - RAWAGELAM | PUSAT | DKI JAKARTA | JAKARTA TIMUR | ACCESSORIES | EMP | 16 March 2020 | ANTONIUS SAGITA - KALIBRASI | 25 February 2020 |  | 16 March 2020 | ANTONIUS SAGITA - KALIBRASI | - |  | ACTIVE
554/III/11T5 | TE010 | INCUBATOR TSN5 |  |  | GN00002779 | RSUD IBNU SINA GRESIK | SURABAYA-2 | JAWA TIMUR | GRESIK | MAIN UNIT | CUSTOMER | - |  | 23 December 2013 |  | - |  | - |  | INACTIVE
554/X/13 | TE032 | UV ROOM TSN 88 UV | IMAGING | TESENA INOVINDO, PT | GN00001804 | RSUD IBU FATMAWATI SOEKARNO KOTA SURAKARTA | SOLO | JAWA TENGAH | SURAKARTA | MAIN UNIT | CUSTOMER | 10 April 2015 |  | 1 January 1900 |  | 10 April 2015 |  | - |  | ACTIVE
55407 | STP23 | STP120-3 | DIAGNOSTIC 2 | SHANDON DIAGNOSTICS Ltd. | GN00008020 | SENTRA DIAGNOSTIK PATOLOGI MAKASSAR | MAKASSAR | SULAWESI SELATAN | MAKASSAR | MAIN UNIT | CUSTOMER | - |  | 21 October 2014 |  | - |  | - |  | ACTIVE
55437172 | FP630 | IP-6 ST 24X30CM 1 E | IMAGING | FUJIFILM INDONESIA, PT. | GN00002986 | RDC PUSAT - RAWAGELAM | PUSAT | DKI JAKARTA | JAKARTA TIMUR | ACCESSORIES | EMP | 7 February 2020 | ANTONIUS SAGITA - KALIBRASI | - |  | 7 February 2020 | ANTONIUS SAGITA - KALIBRASI | - |  | ACTIVE
555/X/13 | TE032 | UV ROOM TSN 88 UV | IMAGING | TESENA INOVINDO, PT | GN00001804 | RSUD IBU FATMAWATI SOEKARNO KOTA SURAKARTA | SOLO | JAWA TENGAH | SURAKARTA | MAIN UNIT | CUSTOMER | 10 April 2015 |  | 1 January 1900 |  | 10 April 2015 |  | - |  | ACTIVE
555589 | CKHC2 | CRYOTOME LOW-PROFILE BLADE HOLDER FOR FSE | DIAGNOSTIC 2 | SHANDON DIAGNOSTICS Ltd. | GN00000167 | RSUD H. HANAFI - MUARA BUNGO | JAMBI | JAMBI | MUARA BUNGO | MAIN UNIT | CUSTOMER | - |  | 1 January 2010 |  | - |  | - |  | ACTIVE
55584 | CRSME |  |  |  | GN00008512 | RS SILOAM ( PT SILOAM INTERNATIONAL HOSPITALS ) SIMATUPANG | JAKARTA-2 | DKI JAKARTA | JAKARTA SELATAN | MAIN UNIT | CUSTOMER | 3 August 2015 | BUDI SUROSO - TSE | 1 June 2014 |  | 3 August 2015 | BUDI SUROSO - TSE | - |  | INACTIVE
55585 | SC525 | HM525 UV | DIAGNOSTIC 2 | SHANDON DIAGNOSTICS Ltd. | GN00011270 | RS SILOAM YOGYAKARTA | YOGYAKARTA | YOGYAKARTA | YOGYAKARTA | MAIN UNIT | CUSTOMER | - |  | 2 May 2016 |  | - |  | - |  | ACTIVE
55586 | SC525 | HM525 UV | DIAGNOSTIC 2 | SHANDON DIAGNOSTICS Ltd. | GN00002006 | RS SILOAM ( PT SILOAM INTERNATIONAL HOSPITALS ) SUNSET ROAD | DENPASAR | BALI | DENPASAR | MAIN UNIT | CUSTOMER | 1 February 1990 | I KADEK - TSE | 1 January 1900 |  | 1 February 1990 | I KADEK - TSE | - |  | ACTIVE
55587 | CRSME |  |  |  | GN00001769 | RS SILOAM ( PT SILOAM INTERNATIONAL HOSPITALS ) MAKASAR | MAKASSAR | SULAWESI BARAT | MAKASSAR | MAIN UNIT | CUSTOMER | 10 April 2015 |  | 1 January 1900 |  | 10 April 2015 |  | - |  | INACTIVE
55588 | CRSME |  |  |  | GN00004867 | RS SILOAM ( PT SILOAM INTERNATIONAL HOSPITALS ) PALEMBANG | PALEMBANG | SUMATERA SELATAN | PALEMBANG | MAIN UNIT | CUSTOMER | - |  | 1 January 2012 |  | - |  | - |  | INACTIVE
556/I/10 | TE009 | INCUBATOR TSN87 | IMAGING | TESENA INOVINDO, PT | GN00001799 | RS Dr Oen Solo Baru | SOLO | JAWA TENGAH | SUKOHARJO | MAIN UNIT | CUSTOMER | 10 April 2015 |  | 1 January 1900 |  | 10 April 2015 |  | - |  | ACTIVE
556/III/11 T5 | TE010 | INCUBATOR TSN5 |  |  | GN00002779 | RSUD IBNU SINA GRESIK | SURABAYA-2 | JAWA TIMUR | GRESIK | MAIN UNIT | CUSTOMER | - |  | 23 December 2013 |  | - |  | - |  | INACTIVE
55684 | SMI5F | SHANDON FINESSE 325 (EXCLUDED BLADE HOLDER) |  |  | GN00000535 | RSUP DR KARIADI | SEMARANG | JAWA TENGAH | SEMARANG | MAIN UNIT | CUSTOMER | - |  | 1 January 2013 |  | - |  | - |  | ACTIVE
55685 | SM325 |  |  |  | GN00001693 | KLINIK DR. JIMMY R.G.H.SP PA | JEMBER | JAWA TIMUR | JEMBER | MAIN UNIT | CUSTOMER | 12 August 2015 | GANDHI YANRANGGA | 1 January 1900 |  | 12 August 2015 | GANDHI YANRANGGA | - |  | INACTIVE
557/I/10 | TE009 | INCUBATOR TSN87 | IMAGING | TESENA INOVINDO, PT | GN00001799 | RS Dr Oen Solo Baru | SOLO | JAWA TENGAH | SUKOHARJO | MAIN UNIT | CUSTOMER | 10 April 2015 |  | 1 January 1900 |  | 10 April 2015 |  | - |  | ACTIVE
557/III/11 T5 | TE010 | INCUBATOR TSN5 |  |  | GN00002779 | RSUD IBNU SINA GRESIK | SURABAYA-2 | JAWA TIMUR | GRESIK | MAIN UNIT | CUSTOMER | - |  | 23 December 2013 |  | - |  | - |  | INACTIVE
557/X/13 | TE032 | UV ROOM TSN 88 UV | IMAGING | TESENA INOVINDO, PT | GN00001804 | RSUD IBU FATMAWATI SOEKARNO KOTA SURAKARTA | SOLO | JAWA TENGAH | SURAKARTA | MAIN UNIT | CUSTOMER | 10 April 2015 |  | 1 January 1900 |  | 10 April 2015 |  | - |  | ACTIVE
55771399 | FP630 | IP-6 ST 24X30CM 1 E | IMAGING | FUJIFILM INDONESIA, PT. | GN00001204 | RSUD CILACAP | PURWOKERTO | JAWA TENGAH | CILACAP | ACCESSORIES | EMP | - |  | 6 September 2022 | DIAN FEBRIYANA - TSE | 15 August 2022 | ANTONIUS SAGITA - KALIBRASI | 6 September 2022 | DIAN FEBRIYANA - TSE | ACTIVE
55771405 | FP630 | IP-6 ST 24X30CM 1 E | IMAGING | FUJIFILM INDONESIA, PT. | GN00001204 | RSUD CILACAP | PURWOKERTO | JAWA TENGAH | CILACAP | ACCESSORIES | EMP | - |  | 6 September 2022 | DIAN FEBRIYANA - TSE | 15 August 2022 | ANTONIUS SAGITA - KALIBRASI | 6 September 2022 | DIAN FEBRIYANA - TSE | ACTIVE
55771436 | FP630 | IP-6 ST 24X30CM 1 E | IMAGING | FUJIFILM INDONESIA, PT. | GN00000434 | RS HKBP BALIGE | PEMATANG SIANTAR | SUMATERA UTARA | BALIGE | ACCESSORIES | EMP | - |  | 23 October 2020 |  | 28 July 2022 | ANTONIUS SAGITA - KALIBRASI | 26 January 2024 | SAHID DERMAWAN - SPV TSE BARAT | ACTIVE
55772 | SF355 | MICROM HM355S UNIT | DIAGNOSTIC 2 | SHANDON DIAGNOSTICS Ltd. | GN00000211 | RSU BENGKALIS | PEKAN BARU | RIAU | PEKANBARU | MAIN UNIT | CUSTOMER | 28 April 2016 | TRIYONO - TSE AREA BARAT | 1 January 2014 |  | 28 April 2016 | TRIYONO - TSE AREA BARAT | - |  | ACTIVE
55787 | SF355 | MICROM HM355S UNIT | DIAGNOSTIC 2 | SHANDON DIAGNOSTICS Ltd. | GN00004316 | RS HAJI | MEDAN | SUMATERA UTARA | MEDAN | MAIN UNIT | CUSTOMER | 11 December 2014 | ARBIANSYAH - TSE | 12 November 2012 |  | 11 December 2014 | ARBIANSYAH - TSE | - |  | ACTIVE
55789 | SF355 | MICROM HM355S UNIT | DIAGNOSTIC 2 | SHANDON DIAGNOSTICS Ltd. | GN00000604 | RSUD DR RUBINI MEMPAWAH | PONTIANAK | KALIMANTAN BARAT | PONTIANAK | MAIN UNIT | CUSTOMER | 20 March 2015 | GATOT SURYA ADIPUTRA - TSE | 1 January 1900 |  | 20 March 2015 | GATOT SURYA ADIPUTRA - TSE | - |  | ACTIVE
558/I/10 | TE009 | INCUBATOR TSN87 | IMAGING | TESENA INOVINDO, PT | GN00001799 | RS Dr Oen Solo Baru | SOLO | JAWA TENGAH | SUKOHARJO | MAIN UNIT | CUSTOMER | 10 April 2015 |  | 1 January 1900 |  | 10 April 2015 |  | - |  | ACTIVE
558/I/12 T5 | TE010 | INCUBATOR TSN5 |  |  | GN00002779 | RSUD IBNU SINA GRESIK | SURABAYA-2 | JAWA TIMUR | GRESIK | MAIN UNIT | CUSTOMER | - |  | 23 December 2013 |  | - |  | - |  | INACTIVE
558/X/13 | TE032 | UV ROOM TSN 88 UV | IMAGING | TESENA INOVINDO, PT | GN00001804 | RSUD IBU FATMAWATI SOEKARNO KOTA SURAKARTA | SOLO | JAWA TENGAH | SURAKARTA | MAIN UNIT | CUSTOMER | 10 April 2015 |  | 1 January 1900 |  | 10 April 2015 |  | - |  | ACTIVE
55853965 | FP643 | IP-6 ST 35.4X43CM 1 E | IMAGING | FUJIFILM INDONESIA, PT. | GN00001204 | RSUD CILACAP | PURWOKERTO | JAWA TENGAH | CILACAP | ACCESSORIES | EMP | - |  | 6 September 2022 | DIAN FEBRIYANA - TSE | 15 August 2022 | ANTONIUS SAGITA - KALIBRASI | 6 September 2022 | DIAN FEBRIYANA - TSE | ACTIVE
55853972 | FP643 | IP-6 ST 35.4X43CM 1 E | IMAGING | FUJIFILM INDONESIA, PT. | GN00001204 | RSUD CILACAP | PURWOKERTO | JAWA TENGAH | CILACAP | ACCESSORIES | EMP | - |  | 6 September 2022 | DIAN FEBRIYANA - TSE | 15 August 2022 | ANTONIUS SAGITA - KALIBRASI | 6 September 2022 | DIAN FEBRIYANA - TSE | ACTIVE
55854238 | FP643 | IP-6 ST 35.4X43CM 1 E | IMAGING | FUJIFILM INDONESIA, PT. | GN00000434 | RS HKBP BALIGE | PEMATANG SIANTAR | SUMATERA UTARA | BALIGE | ACCESSORIES | EMP | - |  | 23 October 2020 |  | 28 July 2022 | ANTONIUS SAGITA - KALIBRASI | 26 January 2024 | SAHID DERMAWAN - SPV TSE BARAT | ACTIVE
55867 | SMI5F | SHANDON FINESSE 325 (EXCLUDED BLADE HOLDER) |  |  | GN00000935 | RSU KEBON JATI | BANDUNG | JAWA BARAT | BANDUNG | MAIN UNIT | CUSTOMER | 1 February 1990 | SUKMA WIJAYA - TSE | 16 June 2013 |  | 1 February 1990 | SUKMA WIJAYA - TSE | - |  | ACTIVE
55876 | SF200 | SECTION TRANSFER SYSTEM | DIAGNOSTIC 2 | SHANDON DIAGNOSTICS Ltd. | GN00002463 | RSUD DR SOEDONO | KEDIRI | JAWA TIMUR | MADIUN | MAIN UNIT | CUSTOMER | - |  | 1 January 1900 |  | - |  | - |  | ACTIVE
559/I/10 | TE009 | INCUBATOR TSN87 | IMAGING | TESENA INOVINDO, PT | GN00001799 | RS Dr Oen Solo Baru | SOLO | JAWA TENGAH | SUKOHARJO | MAIN UNIT | CUSTOMER | 10 April 2015 |  | 1 January 1900 |  | 10 April 2015 |  | - |  | ACTIVE
559/I/12T5 | TE010 | INCUBATOR TSN5 |  |  | GN00002779 | RSUD IBNU SINA GRESIK | SURABAYA-2 | JAWA TIMUR | GRESIK | MAIN UNIT | CUSTOMER | - |  | 23 December 2013 |  | - |  | - |  | INACTIVE
559/X/13 | TE032 | UV ROOM TSN 88 UV | IMAGING | TESENA INOVINDO, PT | GN00001804 | RSUD IBU FATMAWATI SOEKARNO KOTA SURAKARTA | SOLO | JAWA TENGAH | SURAKARTA | MAIN UNIT | CUSTOMER | 10 April 2015 |  | 1 January 1900 |  | 10 April 2015 |  | - |  | ACTIVE
55K007 | CSWMT | X RAY CEILING WITH TABLE | IMAGING | BMI BIOMED. INT. SRL | GN00000682 | RSUD SANGATTA | SAMARINDA | KALIMANTAN TIMUR | SAMARINDA | MAIN UNIT | CUSTOMER | 10 April 2015 |  | 1 January 1900 |  | 10 April 2015 |  | - |  | ACTIVE
560/I/10 | TE009 | INCUBATOR TSN87 | IMAGING | TESENA INOVINDO, PT | GN00001799 | RS Dr Oen Solo Baru | SOLO | JAWA TENGAH | SUKOHARJO | MAIN UNIT | CUSTOMER | 10 April 2015 |  | 1 January 1900 |  | 10 April 2015 |  | - |  | ACTIVE
560/I/12 T5 | TE010 | INCUBATOR TSN5 |  |  | GN00002779 | RSUD IBNU SINA GRESIK | SURABAYA-2 | JAWA TIMUR | GRESIK | MAIN UNIT | CUSTOMER | - |  | 23 December 2013 |  | - |  | - |  | INACTIVE
560/X/13 | TE032 | UV ROOM TSN 88 UV | IMAGING | TESENA INOVINDO, PT | GN00001804 | RSUD IBU FATMAWATI SOEKARNO KOTA SURAKARTA | SOLO | JAWA TENGAH | SURAKARTA | MAIN UNIT | CUSTOMER | 10 April 2015 |  | 1 January 1900 |  | 10 April 2015 |  | - |  | ACTIVE
56042 | SC525 | HM525 UV | DIAGNOSTIC 2 | SHANDON DIAGNOSTICS Ltd. | GN00001512 | RSU DR. SOEBANDI | JEMBER | JAWA TIMUR | JEMBER | MAIN UNIT | CUSTOMER | 10 April 2015 |  | 10 April 2015 |  | 10 April 2015 |  | 6 November 2024 | SAHID DERMAWAN - SPV TSE BARAT | ACTIVE
56043 | SC525 | HM525 UV | DIAGNOSTIC 2 | SHANDON DIAGNOSTICS Ltd. | GN00001197 | RS SILOAM ( PT SILOAM INTERNATIONAL HOSPITALS ) KARAWACI | TANGERANG | BANTEN | TANGERANG | MAIN UNIT | CUSTOMER | 27 August 2014 | LEO LANANG SIGIT - TSE CP | 15 December 2014 |  | 27 August 2014 | LEO LANANG SIGIT - TSE CP | 6 November 2024 | SAHID DERMAWAN - SPV TSE BARAT | ACTIVE
561/I/10 | TE009 | INCUBATOR TSN87 | IMAGING | TESENA INOVINDO, PT | GN00001799 | RS Dr Oen Solo Baru | SOLO | JAWA TENGAH | SUKOHARJO | MAIN UNIT | CUSTOMER | 10 April 2015 |  | 1 January 1900 |  | 10 April 2015 |  | - |  | ACTIVE
561/I/12 T5 | TE010 | INCUBATOR TSN5 |  |  | GN00002779 | RSUD IBNU SINA GRESIK | SURABAYA-2 | JAWA TIMUR | GRESIK | MAIN UNIT | CUSTOMER | - |  | 23 December 2013 |  | - |  | - |  | INACTIVE
561000503343 | 56100 | FLEXIPUMP | BIOSCIENCE | INTERSCIENCE | GN00002986 | RDC PUSAT - RAWAGELAM | PUSAT | DKI JAKARTA | JAKARTA TIMUR | MAIN UNIT | EMP | - |  | - |  | 3 January 2024 | LEO LANANG SIGIT - TSE CP | - |  | ACTIVE
561000S02301 | 56100 | FLEXIPUMP | BIOSCIENCE | INTERSCIENCE | GN00002986 | RDC PUSAT - RAWAGELAM | PUSAT | DKI JAKARTA | JAKARTA TIMUR | MAIN UNIT | EMP | - |  | - |  | 20 October 2020 | LEO LANANG SIGIT - TSE CP | - |  | ACTIVE
561000S03343 | 56100 | FLEXIPUMP | BIOSCIENCE | INTERSCIENCE | GN17070015 | PT KALBE MORINAGA INDONESIA | BANDUNG-2 | JAWA BARAT | CIMAHI | MAIN UNIT | CUSTOMER | - |  | 5 March 2024 |  | 6 December 2023 | LEO LANANG SIGIT - TSE CP | 25 March 2024 | SAHID DERMAWAN - SPV TSE BARAT | ACTIVE
561000S03344 | 56100 | FLEXIPUMP | BIOSCIENCE | INTERSCIENCE | GN00002986 | RDC PUSAT - RAWAGELAM | PUSAT | DKI JAKARTA | JAKARTA TIMUR | MAIN UNIT | EMP | - |  | - |  | 6 December 2023 | LEO LANANG SIGIT - TSE CP | - |  | ACTIVE
56170052 | EM194 | Eizo RadiForce MX194 | PACS | TRIPUTRA TECHNO MED, PT. | GN00002986 | RDC PUSAT - RAWAGELAM | PUSAT | DKI JAKARTA | JAKARTA TIMUR | MAIN UNIT | EMP | - |  | - |  | 23 June 2023 | ARIEF SETIAWAN - TSE CP | - |  | ACTIVE
562/I/10 | TE009 | INCUBATOR TSN87 | IMAGING | TESENA INOVINDO, PT | GN00001799 | RS Dr Oen Solo Baru | SOLO | JAWA TENGAH | SUKOHARJO | MAIN UNIT | CUSTOMER | 10 April 2015 |  | 1 January 1900 |  | 10 April 2015 |  | - |  | ACTIVE
562/II/12T5 | TE010 | INCUBATOR TSN5 |  |  | GN00002779 | RSUD IBNU SINA GRESIK | SURABAYA-2 | JAWA TIMUR | GRESIK | MAIN UNIT | CUSTOMER | - |  | 23 December 2013 |  | - |  | - |  | INACTIVE
562000500942 | 56200 | FLEXIPUMP PRO | BIOSCIENCE | INTERSCIENCE | GN00003001 | PT. ENSEVAL MEDIKA PRIMA - HO | PUSAT | DKI JAKARTA | JAKARTA TIMUR | MAIN UNIT | EMP | 13 July 2019 | DIKY SUGIH - VAC MSS EMR | 19 October 2018 |  | 13 July 2019 | DIKY SUGIH - VAC MSS EMR | - |  | ACTIVE
562000S00942 | 56200 | FLEXIPUMP PRO | BIOSCIENCE | INTERSCIENCE | GN00003001 | PT. ENSEVAL MEDIKA PRIMA - HO | PUSAT | DKI JAKARTA | JAKARTA TIMUR | MAIN UNIT | EMP | - |  | 12 December 2018 |  | - |  | - |  | ACTIVE
562000S01298 | 56200 | FLEXIPUMP PRO | BIOSCIENCE | INTERSCIENCE | GN00002986 | RDC PUSAT - RAWAGELAM | PUSAT | DKI JAKARTA | JAKARTA TIMUR | MAIN UNIT | EMP | 24 August 2017 | HARI UDI RAHARJO - TSE | 24 August 2017 |  | 24 August 2017 | HARI UDI RAHARJO - TSE | - |  | ACTIVE
562000S02061 | 56200 | FLEXIPUMP PRO | BIOSCIENCE | INTERSCIENCE | GN00002986 | RDC PUSAT - RAWAGELAM | PUSAT | DKI JAKARTA | JAKARTA TIMUR | MAIN UNIT | EMP | 19 December 2019 | LEO LANANG SIGIT - TSE CP | - |  | 19 December 2019 | LEO LANANG SIGIT - TSE CP | - |  | ACTIVE
56200S01298 | 56200 | FLEXIPUMP PRO | BIOSCIENCE | INTERSCIENCE | GN00002986 | RDC PUSAT - RAWAGELAM | PUSAT | DKI JAKARTA | JAKARTA TIMUR | MAIN UNIT | EMP | 25 August 2017 | HARI UDI RAHARJO - TSE | 24 August 2017 |  | 25 August 2017 | HARI UDI RAHARJO - TSE | - |  | ACTIVE
56274608 | FP530 | IP-6 ST 15X30CM 1 E | IMAGING | FUJIFILM INDONESIA, PT. | GN00002986 | RDC PUSAT - RAWAGELAM | PUSAT | DKI JAKARTA | JAKARTA TIMUR | ACCESSORIES | EMP | 21 April 2022 | ANTONIUS SAGITA - KALIBRASI | - |  | 28 September 2021 | ANTONIUS SAGITA - KALIBRASI | - |  | ACTIVE
562F0726 | ECRTM | FCR Prima TM E-Katalog | IMAGING | FUJIFILM INDONESIA, PT. | GN00002986 | RDC PUSAT - RAWAGELAM | PUSAT | DKI JAKARTA | JAKARTA TIMUR | MAIN UNIT | EMP | - |  | - |  | 28 August 2025 | ARIEF SETIAWAN - TSE CP | - |  | ACTIVE
563/I/10 | TE009 | INCUBATOR TSN87 | IMAGING | TESENA INOVINDO, PT | GN00001799 | RS Dr Oen Solo Baru | SOLO | JAWA TENGAH | SUKOHARJO | MAIN UNIT | CUSTOMER | 10 April 2015 |  | 1 January 1900 |  | 10 April 2015 |  | - |  | ACTIVE
563/II/12 T5 | TE010 | INCUBATOR TSN5 |  |  | GN00002779 | RSUD IBNU SINA GRESIK | SURABAYA-2 | JAWA TIMUR | GRESIK | MAIN UNIT | CUSTOMER | - |  | 23 December 2013 |  | - |  | - |  | INACTIVE
564/II/12 T5 | TE010 | INCUBATOR TSN5 |  |  | GN00002779 | RSUD IBNU SINA GRESIK | SURABAYA-2 | JAWA TIMUR | GRESIK | MAIN UNIT | CUSTOMER | 21 December 2016 |  | 23 December 2013 |  | 21 December 2016 |  | - |  | INACTIVE
565/II/12 T5 | TE010 | INCUBATOR TSN5 |  |  | GN00002779 | RSUD IBNU SINA GRESIK | SURABAYA-2 | JAWA TIMUR | GRESIK | MAIN UNIT | CUSTOMER | - |  | 23 December 2013 |  | - |  | - |  | INACTIVE
56529 | SF355 | MICROM HM355S UNIT | DIAGNOSTIC 2 | SHANDON DIAGNOSTICS Ltd. | GN00002463 | RSUD DR SOEDONO | KEDIRI | JAWA TIMUR | MADIUN | MAIN UNIT | CUSTOMER | 1 February 1990 | ANDI ISMAIL - SPV TSE TIMUR | 1 January 1900 |  | 1 February 1990 | ANDI ISMAIL - SPV TSE TIMUR | - |  | ACTIVE
56530 | SF355 | MICROM HM355S UNIT | DIAGNOSTIC 2 | SHANDON DIAGNOSTICS Ltd. | GN00001875 | FAK KEDOKTERAN UGM | YOGYAKARTA | YOGYAKARTA | YOGYAKARTA | MAIN UNIT | CUSTOMER | 14 October 2014 | DIAN FEBRIYANA - TSE | 18 November 2013 |  | 14 October 2014 | DIAN FEBRIYANA - TSE | - |  | ACTIVE
56531 | SF355 | MICROM HM355S UNIT | DIAGNOSTIC 2 | SHANDON DIAGNOSTICS Ltd. | GN00000180 | RSU DUMAI | PEKAN BARU | RIAU | DUMAI | MAIN UNIT | CUSTOMER | 1 February 1990 | MULKAN | 17 January 2014 |  | 1 February 1990 | MULKAN | - |  | ACTIVE
56582 | SC525 | HM525 UV | DIAGNOSTIC 2 | SHANDON DIAGNOSTICS Ltd. | GN00005825 | RS SILOAM ( PT SILOAM INTERNATIONAL HOSPITALS ) DIPONEGORO | MEDAN | SUMATERA UTARA | MEDAN | MAIN UNIT | CUSTOMER | 23 June 2016 |  | 1 January 2013 |  | 23 June 2016 |  | - |  | ACTIVE
56583 | SC525 | HM525 UV | DIAGNOSTIC 2 | SHANDON DIAGNOSTICS Ltd. | GN00008195 | RS SILOAM ( PT SILOAM INTERNATIONAL HOSPITALS ) KUPANG | KUPANG | NUSA TENGGARA TIMUR | KUPANG | MAIN UNIT | CUSTOMER | 6 January 2015 | I KADEK - TSE | 6 December 2014 |  | 6 January 2015 | I KADEK - TSE | - |  | ACTIVE
56584 | SC525 | HM525 UV | DIAGNOSTIC 2 | SHANDON DIAGNOSTICS Ltd. | GN00002825 | RSUD KABUPATEN TANGERANG | TANGERANG | BANTEN |  | MAIN UNIT | CUSTOMER | 26 June 2015 | AGUS FAUZI | 22 June 2015 |  | 26 June 2015 | AGUS FAUZI | - |  | ACTIVE
56596 | SF355 | MICROM HM355S UNIT | DIAGNOSTIC 2 | SHANDON DIAGNOSTICS Ltd. | GN00006018 | RSUD GUNUNGJATI | CIREBON | JAWA BARAT | CIREBON | MAIN UNIT | CUSTOMER | 1 February 1990 | SUKMA WIJAYA - TSE | 1 January 1900 |  | 1 February 1990 | SUKMA WIJAYA - TSE | - |  | ACTIVE
566/II/12 T5 | TE010 | INCUBATOR TSN5 |  |  | GN00002779 | RSUD IBNU SINA GRESIK | SURABAYA-2 | JAWA TIMUR | GRESIK | MAIN UNIT | CUSTOMER | - |  | 23 December 2013 |  | - |  | - |  | INACTIVE
56637121 | EM216 | Eizo RadiForce MX216 | PACS | TRIPUTRA TECHNO MED, PT. | GN00001032 | RS HERMINA PODOMORO | JAKARTA-1 | DKI JAKARTA | JAKARTA UTARA | MAIN UNIT | CUSTOMER | - |  | 10 May 2022 | ARDI HERMAWAN - TSE CP | 7 April 2022 | ARIEF SETIAWAN - TSE CP | 10 May 2022 | ARDI HERMAWAN - TSE CP | ACTIVE
56642 | SF200 | SECTION TRANSFER SYSTEM | DIAGNOSTIC 2 | SHANDON DIAGNOSTICS Ltd. | GN00008020 | SENTRA DIAGNOSTIK PATOLOGI MAKASSAR | MAKASSAR | SULAWESI SELATAN | MAKASSAR | MAIN UNIT | CUSTOMER | - |  | 9 March 2015 |  | - |  | - |  | ACTIVE
56655339 | FP630 | IP-6 ST 24X30CM 1 E | IMAGING | FUJIFILM INDONESIA, PT. | GN00002986 | RDC PUSAT - RAWAGELAM | PUSAT | DKI JAKARTA | JAKARTA TIMUR | ACCESSORIES | EMP | 21 April 2022 | ANTONIUS SAGITA - KALIBRASI | - |  | 28 September 2021 | ANTONIUS SAGITA - KALIBRASI | - |  | ACTIVE
56681 | ST121 | STP120-1 | DIAGNOSTIC 2 | SHANDON DIAGNOSTICS Ltd. | GN00008399 | DR BIRGITTA. MD, SPPA, MKES | BANDUNG | JAWA BARAT | BANDUNG | MAIN UNIT | CUSTOMER | 17 February 2015 | SUKMA WIJAYA - TSE | 16 October 2011 |  | 17 February 2015 | SUKMA WIJAYA - TSE | - |  | ACTIVE
56682 | ST121 | STP120-1 | DIAGNOSTIC 2 | SHANDON DIAGNOSTICS Ltd. | GN00000932 | RSU IMMANUEL | BANDUNG | JAWA BARAT | BANDUNG | MAIN UNIT | CUSTOMER | 4 January 2017 | SUKMA WIJAYA - TSE | 1 January 2010 |  | 4 January 2017 | SUKMA WIJAYA - TSE | - |  | ACTIVE
567/II/12 T5 | TE010 | INCUBATOR TSN5 |  |  | GN00002779 | RSUD IBNU SINA GRESIK | SURABAYA-2 | JAWA TIMUR | GRESIK | MAIN UNIT | CUSTOMER | - |  | 23 December 2013 |  | - |  | - |  | INACTIVE
56739 | SF120 | COOL-CUT SYTEM | DIAGNOSTIC 2 | SHANDON DIAGNOSTICS Ltd. | GN00002463 | RSUD DR SOEDONO | KEDIRI | JAWA TIMUR | MADIUN | MAIN UNIT | CUSTOMER | - |  | 1 January 1900 |  | - |  | - |  | ACTIVE
568/IV/12T5 | TE010 | INCUBATOR TSN5 |  |  | GN00002779 | RSUD IBNU SINA GRESIK | SURABAYA-2 | JAWA TIMUR | GRESIK | MAIN UNIT | CUSTOMER | - |  | 23 December 2013 |  | - |  | - |  | INACTIVE
569/IV/12T5 | TE010 | INCUBATOR TSN5 |  |  | GN00002779 | RSUD IBNU SINA GRESIK | SURABAYA-2 | JAWA TIMUR | GRESIK | MAIN UNIT | CUSTOMER | 26 March 2015 | NGATARI | 23 December 2013 |  | 26 March 2015 | NGATARI | - |  | INACTIVE
56913798 | FFPMA | X PROC FPM100A | IMAGING | FUJIFILM INDONESIA, PT. | GN00002986 | RDC PUSAT - RAWAGELAM | PUSAT | DKI JAKARTA | JAKARTA TIMUR | MAIN UNIT | EMP | 12 September 2018 | ARIEF SETIAWAN - TSE CP | 2 April 2018 |  | 12 September 2018 | ARIEF SETIAWAN - TSE CP | - |  | ACTIVE
56913799 | FFPMA | X PROC FPM100A | IMAGING | FUJIFILM INDONESIA, PT. | GN00000636 | RSUD DATU SANGGUL | BANJARMASIN | KALIMANTAN SELATAN | BANJARMASIN | MAIN UNIT | CUSTOMER | 13 June 2019 | SARWANDI - TSE | 13 June 2019 |  | 13 June 2019 | SARWANDI - TSE | - |  | ACTIVE
56913800 | FFPMA | X PROC FPM100A | IMAGING | FUJIFILM INDONESIA, PT. | GN19040029 | RSUD CABANG BUNGIN | BEKASI | JAWA BARAT | BEKASI | MAIN UNIT | CUSTOMER | 24 September 2019 | GATOT SURYA ADIPUTRA - TSE | 24 September 2019 |  | 24 September 2019 | GATOT SURYA ADIPUTRA - TSE | - |  | ACTIVE
56913810 | FFPMA | X PROC FPM100A | IMAGING | FUJIFILM INDONESIA, PT. | GN18100028 | RSUD BATU BARA | MEDAN | SUMATERA UTARA | MEDAN | MAIN UNIT | CUSTOMER | 31 October 2018 | ABDUL KARIM - TSE | 31 October 2018 |  | 31 October 2018 | ABDUL KARIM - TSE | - |  | ACTIVE
56913813 | FFPMA | X PROC FPM100A | IMAGING | FUJIFILM INDONESIA, PT. | GN00000207 | RSIA MUTIA SARI | PEKAN BARU | RIAU | BENGKALIS | MAIN UNIT | EMP | - |  | 24 September 2019 |  | - |  | - |  | ACTIVE
56913814 | FFPMA | X PROC FPM100A | IMAGING | FUJIFILM INDONESIA, PT. | GN19090018 | KLINIK RONTGEN RAGA MEDIKA | CIREBON | JAWA BARAT | CIREBON | MAIN UNIT | EMP | 14 October 2019 | GATOT SURYA ADIPUTRA - TSE | 14 October 2019 |  | 14 October 2019 | GATOT SURYA ADIPUTRA - TSE | - |  | ACTIVE
56913816 | FFPMA | X PROC FPM100A | IMAGING | FUJIFILM INDONESIA, PT. | GN00002985 | WORKSHOOP CSM PUSAT | PUSAT | DKI JAKARTA | JAKARTA TIMUR | MAIN UNIT | EMP | 14 October 2019 | GATOT SURYA ADIPUTRA - TSE | 14 October 2019 |  | 14 October 2019 | GATOT SURYA ADIPUTRA - TSE | - |  | ACTIVE
56913817 | FFPMA | X PROC FPM100A | IMAGING | FUJIFILM INDONESIA, PT. | GN20010001 | RSUD Muna Barat | MAKASSAR | SULAWESI SELATAN | AMBON | MAIN UNIT | CUSTOMER | 2 January 2020 | MIKKI FAHRIZI - TSE | 2 January 2020 |  | 2 January 2020 | MIKKI FAHRIZI - TSE | - |  | ACTIVE
56913818 | FFPMA | X PROC FPM100A | IMAGING | FUJIFILM INDONESIA, PT. | GN00001254 | RS Kartini Mojokerto | SURABAYA-1 | JAWA TIMUR |  | MAIN UNIT | EMP | 2 January 2020 | GANDHI YANRANGGA | 8 September 2020 | YUNAN ARIMUNTIAN - TSE | 2 January 2020 | GANDHI YANRANGGA | 8 September 2020 | YUNAN ARIMUNTIAN - TSE | ACTIVE
56913819 | FFPMA | X PROC FPM100A | IMAGING | FUJIFILM INDONESIA, PT. | GN17030008 | POLTEKKES KEMENKES JAKARTA III | JAKARTA-1 | DKI JAKARTA | BEKASI | MAIN UNIT | CUSTOMER | - |  | 16 December 2019 |  | - |  | - |  | ACTIVE
56913820 | FFPMA | X PROC FPM100A | IMAGING | FUJIFILM INDONESIA, PT. | GN17030008 | POLTEKKES KEMENKES JAKARTA III | JAKARTA-1 | DKI JAKARTA | BEKASI | MAIN UNIT | CUSTOMER | - |  | 16 December 2019 |  | - |  | - |  | ACTIVE
56913821 | FFPMA | X PROC FPM100A | IMAGING | FUJIFILM INDONESIA, PT. | GN00002986 | RDC PUSAT - RAWAGELAM | PUSAT | DKI JAKARTA | JAKARTA TIMUR | MAIN UNIT | EMP | - |  | 28 May 2019 |  | - |  | - |  | ACTIVE
56913822 | FFPMA | X PROC FPM100A | IMAGING | FUJIFILM INDONESIA, PT. | GN00002986 | RDC PUSAT - RAWAGELAM | PUSAT | DKI JAKARTA | JAKARTA TIMUR | MAIN UNIT | EMP | - |  | 28 May 2019 |  | - |  | - |  | ACTIVE
56913824 | FFPMA | X PROC FPM100A | IMAGING | FUJIFILM INDONESIA, PT. | GN00009257 | RSUD ASEMBAGUS | JEMBER | JAWA TIMUR | JEMBER | MAIN UNIT | CUSTOMER | - |  | 12 June 2020 | PHILIP LAKRISNA - TSE | - |  | 12 June 2020 | PHILIP LAKRISNA - TSE | ACTIVE
56913825 | FFPMA | X PROC FPM100A | IMAGING | FUJIFILM INDONESIA, PT. | GN00011463 | RSU MITRA FAMILY KARAWANG | BEKASI | JAWA BARAT | KARAWANG | MAIN UNIT | CUSTOMER | - |  | 27 June 2020 | ABU ABDILLAH - TSE | - |  | - |  | ACTIVE
56913826 | FFPMA | X PROC FPM100A | IMAGING | FUJIFILM INDONESIA, PT. | GN00006698 | RSU. PROF. YOHANES | KUPANG | NUSA TENGGARA TIMUR | KUPANG | MAIN UNIT | CUSTOMER | - |  | 13 March 2021 | I KADEK - TSE | - |  | 13 March 2021 | I KADEK - TSE | ACTIVE
56913827 | FFPMA | X PROC FPM100A | IMAGING | FUJIFILM INDONESIA, PT. | GN21090010 | RS Pratama Kutaringin | BANJARMASIN | KALIMANTAN TENGAH | BANJARMASIN | MAIN UNIT | CUSTOMER | - |  | 30 September 2021 | SARWANDI - TSE | - |  | 30 September 2021 | SARWANDI - TSE | ACTIVE
56913828 | FFPMA | X PROC FPM100A | IMAGING | FUJIFILM INDONESIA, PT. | GN00011233 | RSI NAMIRA | MATARAM | NUSA TENGGARA BARAT | MATARAM | MAIN UNIT | EMP | - |  | 28 September 2020 | I KADEK - TSE | - |  | 28 September 2020 | I KADEK - TSE | ACTIVE
56913829 | FFPMA | X PROC FPM100A | IMAGING | FUJIFILM INDONESIA, PT. | GN00002986 | RDC PUSAT - RAWAGELAM | PUSAT | DKI JAKARTA | JAKARTA TIMUR | MAIN UNIT | EMP | - |  | 28 May 2019 |  | - |  | - |  | ACTIVE
56913830 | FFPMA | X PROC FPM100A | IMAGING | FUJIFILM INDONESIA, PT. | GN00001805 | RSUD SIMO | SOLO | JAWA TENGAH | BOYOLALI | MAIN UNIT | EMP | - |  | 10 August 2020 | TEGAR PANDU - TSE | - |  | 10 August 2020 | TEGAR PANDU - TSE | ACTIVE
56913831 | FFPMA | X PROC FPM100A | IMAGING | FUJIFILM INDONESIA, PT. | GN00002985 | WORKSHOOP CSM PUSAT | PUSAT | DKI JAKARTA | JAKARTA TIMUR | MAIN UNIT | EMP | - |  | 3 September 2020 | RIDWAN - TSE | - |  | 11 December 2024 | MAYTA ALVINA | ACTIVE
56913832 | FFPMA | X PROC FPM100A | IMAGING | FUJIFILM INDONESIA, PT. | GN00003770 | UP PENYAKIT PARU-PARU | PONTIANAK | KALIMANTAN BARAT | PONTIANAK | MAIN UNIT | EMP | - |  | 27 May 2019 |  | - |  | - |  | ACTIVE
56913833 | FFPMA | X PROC FPM100A | IMAGING | FUJIFILM INDONESIA, PT. | GN00000119 | RS BERSALIN BUNDA PALEMBANG | PALEMBANG | SUMATERA SELATAN | PALEMBANG | MAIN UNIT | CUSTOMER | - |  | 16 March 2021 | AZLI YUDHA - TSE | - |  | 16 March 2021 | AZLI YUDHA - TSE | ACTIVE
56913834 | FFPMA | X PROC FPM100A | IMAGING | FUJIFILM INDONESIA, PT. | GN00002986 | RDC PUSAT - RAWAGELAM | PUSAT | DKI JAKARTA | JAKARTA TIMUR | MAIN UNIT | EMP | - |  | 27 May 2019 |  | - |  | - |  | ACTIVE
56913835 | FFPMA | X PROC FPM100A | IMAGING | FUJIFILM INDONESIA, PT. | GN00002986 | RDC PUSAT - RAWAGELAM | PUSAT | DKI JAKARTA | JAKARTA TIMUR | MAIN UNIT | EMP | - |  | 27 May 2019 |  | - |  | - |  | ACTIVE
56913836 | FFPMA | X PROC FPM100A | IMAGING | FUJIFILM INDONESIA, PT. | GN00002985 | WORKSHOOP CSM PUSAT | PUSAT | DKI JAKARTA | JAKARTA TIMUR | MAIN UNIT | EMP | - |  | 6 January 2025 | TEGAR PANDU - TSE | - |  | 24 March 2025 | SAHID DERMAWAN - SPV TSE BARAT | ACTIVE
56913837 | FFPMA | X PROC FPM100A | IMAGING | FUJIFILM INDONESIA, PT. | GN00002986 | RDC PUSAT - RAWAGELAM | PUSAT | DKI JAKARTA | JAKARTA TIMUR | MAIN UNIT | EMP | - |  | 27 May 2019 |  | - |  | - |  | ACTIVE
56913838 | FFPMA | X PROC FPM100A | IMAGING | FUJIFILM INDONESIA, PT. | GN21080001 | RS. Hikmah Citra Medika Sengkang | MAKASSAR | SULAWESI SELATAN | MAKASSAR | MAIN UNIT | CUSTOMER | - |  | 29 August 2021 | PHILIP LAKRISNA - TSE | - |  | 29 August 2021 | PHILIP LAKRISNA - TSE | ACTIVE
56913839 | FFPMA | X PROC FPM100A | IMAGING | FUJIFILM INDONESIA, PT. | GN00000754 | RUMKIT TK III DR R SOEHARSONO | BANJARMASIN | KALIMANTAN SELATAN | BANJARMASIN | MAIN UNIT | CUSTOMER | - |  | 30 November 2021 | SARWANDI - TSE | - |  | 30 November 2021 | SARWANDI - TSE | ACTIVE
56913840 | FFPMA | X PROC FPM100A | IMAGING | FUJIFILM INDONESIA, PT. | GN22030041 | RS NIRWANA BANJARBARU | BANJARMASIN | KALIMANTAN SELATAN | BANJARMASIN | MAIN UNIT | CUSTOMER | - |  | 26 March 2022 | SARWANDI - TSE | - |  | 26 March 2022 | SARWANDI - TSE | ACTIVE
56913841 | FFPMA | X PROC FPM100A | IMAGING | FUJIFILM INDONESIA, PT. | GN20010161 | PRATAMA MANGGELEWA | MATARAM | NUSA TENGGARA BARAT | MATARAM | MAIN UNIT | CUSTOMER | - |  | 27 May 2019 |  | - |  | - |  | ACTIVE
56913842 | FFPMA | X PROC FPM100A | IMAGING | FUJIFILM INDONESIA, PT. | GN00000033 | RSUD NATUNA | BATAM | KEPULAUAN RIAU | NATUNA | MAIN UNIT | CUSTOMER | - |  | 23 December 2021 | RUDI SETIAWAN - TSE | - |  | 23 December 2021 | RUDI SETIAWAN - TSE | ACTIVE
56913843 | FFPMA | X PROC FPM100A | IMAGING | FUJIFILM INDONESIA, PT. | GN00000635 | RSUD ABDUL AZIZ MARABAHAN | BANJARMASIN | KALIMANTAN SELATAN |  | MAIN UNIT | CUSTOMER | - |  | 26 March 2022 | SARWANDI - TSE | - |  | 26 March 2022 | SARWANDI - TSE | ACTIVE
56913844 | FFPMA | X PROC FPM100A | IMAGING | FUJIFILM INDONESIA, PT. | GN22030044 | JOSE VET KLINIK | BALIKPAPAN | KALIMANTAN TIMUR | BALIKPAPAN | MAIN UNIT | CUSTOMER | - |  | 26 March 2022 | SARWANDI - TSE | - |  | 26 March 2022 | SARWANDI - TSE | ACTIVE
56913845 | FFPMA | X PROC FPM100A | IMAGING | FUJIFILM INDONESIA, PT. | GN00002986 | RDC PUSAT - RAWAGELAM | PUSAT | DKI JAKARTA | JAKARTA TIMUR | MAIN UNIT | EMP | - |  | 28 May 2019 |  | - |  | - |  | ACTIVE
56913846 | FFPMA | X PROC FPM100A | IMAGING | FUJIFILM INDONESIA, PT. | GN22050001 | KLINIK MITRA ANDA | JAYAPURA | PAPUA | JAYAPURA | MAIN UNIT | CUSTOMER | - |  | 23 June 2022 | FAJAR FAHMI - TSE | - |  | 23 June 2022 | FAJAR FAHMI - TSE | ACTIVE
56913847 | FFPMA | X PROC FPM100A | IMAGING | FUJIFILM INDONESIA, PT. | GN00002986 | RDC PUSAT - RAWAGELAM | PUSAT | DKI JAKARTA | JAKARTA TIMUR | MAIN UNIT | EMP | - |  | 28 May 2019 |  | - |  | - |  | ACTIVE
56913848 | FFPMA | X PROC FPM100A | IMAGING | FUJIFILM INDONESIA, PT. | GN19030026 | RSIA MILANO TELUK KUANTAN | PEKAN BARU | RIAU | PEKANBARU | MAIN UNIT | CUSTOMER | - |  | 29 July 2022 | RUDI SETIAWAN - TSE | - |  | 29 July 2022 | RUDI SETIAWAN - TSE | ACTIVE
56913849 | FFPMA | X PROC FPM100A | IMAGING | FUJIFILM INDONESIA, PT. | GN00002986 | RDC PUSAT - RAWAGELAM | PUSAT | DKI JAKARTA | JAKARTA TIMUR | MAIN UNIT | EMP | - |  | 28 May 2019 |  | - |  | - |  | ACTIVE
56913850 | FFPMA | X PROC FPM100A | IMAGING | FUJIFILM INDONESIA, PT. | GN00002986 | RDC PUSAT - RAWAGELAM | PUSAT | DKI JAKARTA | JAKARTA TIMUR | MAIN UNIT | EMP | - |  | 27 May 2019 |  | - |  | - |  | ACTIVE
56913852 | FFPMA | X PROC FPM100A | IMAGING | FUJIFILM INDONESIA, PT. | GN00002986 | RDC PUSAT - RAWAGELAM | PUSAT | DKI JAKARTA | JAKARTA TIMUR | MAIN UNIT | EMP | - |  | 27 May 2019 |  | - |  | - |  | ACTIVE
56921 | SRMLT | ANESTESI MORPHEUS LT | IMAGING | SIARE INTERNATIONAL | GN00007622 | RSUD BANGGAI LAUT | PALU | SULAWESI TENGAH | BANGGAI KEPULAUAN | MAIN UNIT | CUSTOMER | 1 July 2016 | DEA MASJA SADALI - TSE | 30 June 2016 |  | 1 July 2016 | DEA MASJA SADALI - TSE | - |  | ACTIVE
57/IX/13 | 807IW |  |  |  | GN00008622 | PUSKESMAS BATUJAJAR | BANDUNG | JAWA BARAT | BANDUNG | MAIN UNIT | CUSTOMER | 5 May 2015 | SUKMA WIJAYA - TSE | 21 October 2011 |  | 5 May 2015 | SUKMA WIJAYA - TSE | - |  | INACTIVE
570/XII/13 | TM11U |  |  |  | GN00000037 | RSUD DEPATI HAMZAH | PANGKAL PINANG | KEPULAUAN BANGKA BELITUNG | PANGKAL PINANG | MAIN UNIT | CUSTOMER | - |  | 30 December 2013 |  | - |  | - |  | INACTIVE
570/XII/13 T5 | TE010 | INCUBATOR TSN5 |  |  | GN00002779 | RSUD IBNU SINA GRESIK | SURABAYA-2 | JAWA TIMUR | GRESIK | MAIN UNIT | CUSTOMER | - |  | 23 December 2013 |  | - |  | - |  | INACTIVE
5702 0009439 | EC019 | CENTRIFUGE 5702230V/50-60HZ | DIAGNOSTIC 2 | EPPENDORF SE (EPPENDORF AG) | GN00001501 | RS PARU JEMBER | JEMBER | JAWA TIMUR | JEMBER | MAIN UNIT | CUSTOMER | 21 May 2019 | GANDHI YANRANGGA | 1 January 1900 |  | 21 May 2019 | GANDHI YANRANGGA | - |  | ACTIVE
5702 0012238 | E011P |  |  |  | GN00008545 | BP2GAKI (BALAI PEN DAN PENGEM AKIBAT KEKURANGAN IODIUM) | YOGYAKARTA | YOGYAKARTA | YOGYAKARTA | MAIN UNIT | CUSTOMER | 23 June 2015 | DIAN FEBRIYANA - TSE | 1 January 1900 |  | 23 June 2015 | DIAN FEBRIYANA - TSE | - |  | INACTIVE
5702 GI 343153 | E5702 | CENTRIFUGE 5702 | DIAGNOSTIC 2 | EPPENDORF SE (EPPENDORF AG) | GN00011037 | RSUD. TORABELO (SIGI) | PALU | SULAWESI TENGAH | SIGI BIROMARU | MAIN UNIT | CUSTOMER | 30 August 2018 | PHILIP LAKRISNA - TSE | 30 August 2018 |  | 30 August 2018 | PHILIP LAKRISNA - TSE | - |  | ACTIVE
5702 no:0008641 | E5702 | CENTRIFUGE 5702 | DIAGNOSTIC 2 | EPPENDORF SE (EPPENDORF AG) | GN00008656 | LAB. PRODIA CIKARANG | BEKASI | JAWA BARAT | BEKASI | MAIN UNIT | CUSTOMER | 17 February 2017 | GATOT SURYA ADIPUTRA - TSE | 1 January 2003 |  | 17 February 2017 | GATOT SURYA ADIPUTRA - TSE | - |  | ACTIVE
5702-0009442 | E5702 | CENTRIFUGE 5702 | DIAGNOSTIC 2 | EPPENDORF SE (EPPENDORF AG) | GN00001844 | BBLK YOGYAKARTA | YOGYAKARTA | YOGYAKARTA | YOGYAKARTA | MAIN UNIT | CUSTOMER | 7 October 2015 | DIAN FEBRIYANA - TSE | 1 January 1900 |  | 7 October 2015 | DIAN FEBRIYANA - TSE | - |  | ACTIVE
5702-0014522 | E5702 | CENTRIFUGE 5702 | DIAGNOSTIC 2 | EPPENDORF SE (EPPENDORF AG) | GN00002985 | WORKSHOOP CSM PUSAT | PUSAT | DKI JAKARTA | JAKARTA TIMUR | MAIN UNIT | EMP | 17 February 2015 | SURYADI | 1 January 1900 |  | 17 February 2015 | SURYADI | - |  | ACTIVE
5702-0016227 | E0012 | CENTRIFUGE 5702 R W/O ROTOR REFRIGERATED 230V/50HZ | DIAGNOSTIC 2 | EPPENDORF SE (EPPENDORF AG) | GN00001844 | BBLK YOGYAKARTA | YOGYAKARTA | YOGYAKARTA | YOGYAKARTA | MAIN UNIT | CUSTOMER | - |  | 1 January 1900 |  | - |  | - |  | ACTIVE
57020009444 | E5702 | CENTRIFUGE 5702 | DIAGNOSTIC 2 | EPPENDORF SE (EPPENDORF AG) | GN00000680 | RSUD INCHE ABDOEL MOEIS | SAMARINDA | KALIMANTAN TIMUR | SAMARINDA | MAIN UNIT | CUSTOMER | - |  | 2 January 2018 |  | - |  | - |  | ACTIVE
57020011706 | E5702 | CENTRIFUGE 5702 | DIAGNOSTIC 2 | EPPENDORF SE (EPPENDORF AG) | GN00001773 | BALAI BESAR KESEHATAN PARU MASYARAKAT | BANDUNG | JAWA BARAT | BANDUNG | MAIN UNIT | CUSTOMER | - |  | 28 May 2010 |  | - |  | - |  | ACTIVE
57020014522 | E5702 | CENTRIFUGE 5702 | DIAGNOSTIC 2 | EPPENDORF SE (EPPENDORF AG) | GN18010026 | LABORATORIUM WESTERINDO SERPONG | TANGERANG | BANTEN | TANGERANG | MAIN UNIT | EMP | 28 May 2014 | FIRMAN GEA | 1 January 1900 |  | 28 May 2014 | FIRMAN GEA | 19 November 2025 | SAHID DERMAWAN - SPV TSE BARAT | ACTIVE
57020015005 | E5702 | CENTRIFUGE 5702 | DIAGNOSTIC 2 | EPPENDORF SE (EPPENDORF AG) | GN00004673 | RSUD AL-IHSAN BANDUNG | BANDUNG | JAWA BARAT | BANDUNG | MAIN UNIT | CUSTOMER | - |  | 27 February 2010 |  | - |  | - |  | ACTIVE
57020016056 | E5702 | CENTRIFUGE 5702 | DIAGNOSTIC 2 | EPPENDORF SE (EPPENDORF AG) | GN00007732 | LAB PRODIA (CILEGON, BANTEN) | TANGERANG | BANTEN | TANGERANG | MAIN UNIT | CUSTOMER | - |  | 1 January 2010 |  | - |  | - |  | ACTIVE
570207500 | E5702 | CENTRIFUGE 5702 | DIAGNOSTIC 2 | EPPENDORF SE (EPPENDORF AG) | GN00003848 | RS DARMO | SURABAYA-2 | JAWA TIMUR | SURABAYA | MAIN UNIT | CUSTOMER | - |  | 1 January 2009 |  | - |  | - |  | ACTIVE
570207617 | E5702 | CENTRIFUGE 5702 | DIAGNOSTIC 2 | EPPENDORF SE (EPPENDORF AG) | GN00000201 | RSUD ARIFIN ACHMAD - PEKANBARU | PEKAN BARU | RIAU | PEKANBARU | MAIN UNIT | CUSTOMER | 24 January 2017 |  | 6 November 2012 |  | 24 January 2017 |  | - |  | ACTIVE
57020850258 | E5702 | CENTRIFUGE 5702 | DIAGNOSTIC 2 | EPPENDORF SE (EPPENDORF AG) | GN20090020 | PUSKESMAS SAPTA TARUNA | PEKAN BARU | KEPULAUAN RIAU | PEKANBARU | MAIN UNIT | CUSTOMER | 29 July 2020 | LEO LANANG SIGIT - TSE CP | 18 February 2022 | RUDI SETIAWAN - TSE | 29 July 2020 | LEO LANANG SIGIT - TSE CP | 18 February 2022 | RUDI SETIAWAN - TSE | ACTIVE
570211848654 | E5702 | CENTRIFUGE 5702 | DIAGNOSTIC 2 | EPPENDORF SE (EPPENDORF AG) | GN00001114 | RS KRAKATAU STEEL MEDIKA | TANGERANG | BANTEN | CILEGON | MAIN UNIT | CUSTOMER | 8 October 2019 | SAHID DERMAWAN - SPV TSE BARAT | 26 September 2019 |  | 8 October 2019 | SAHID DERMAWAN - SPV TSE BARAT | - |  | ACTIVE
570215004 | E5702 | CENTRIFUGE 5702 | DIAGNOSTIC 2 | EPPENDORF SE (EPPENDORF AG) | GN00000651 | RSU SUAKA INSAN | BANJARMASIN | KALIMANTAN SELATAN | BANJARMASIN | MAIN UNIT | CUSTOMER | - |  | 1 January 2010 |  | - |  | - |  | ACTIVE
570260100272 | E5702 | CENTRIFUGE 5702 | DIAGNOSTIC 2 | EPPENDORF SE (EPPENDORF AG) | GN00002900 | Prodia kotamobagu manado | MANADO | SULAWESI UTARA |  | MAIN UNIT | CUSTOMER | - |  | 1 January 2010 |  | - |  | - |  | ACTIVE
5702722765 | E0012 | CENTRIFUGE 5702 R W/O ROTOR REFRIGERATED 230V/50HZ | DIAGNOSTIC 2 | EPPENDORF SE (EPPENDORF AG) | GN00000516 | RS TELOGOREJO | SEMARANG | JAWA TENGAH | SEMARANG | MAIN UNIT | CUSTOMER | - |  | 1 January 1900 |  | - |  | - |  | ACTIVE
5702_0014520 | E5702 | CENTRIFUGE 5702 | DIAGNOSTIC 2 | EPPENDORF SE (EPPENDORF AG) | GN00002050 | LAB METRO | JAKARTA-2 | DKI JAKARTA | JAKARTA UTARA | MAIN UNIT | CUSTOMER | 25 August 2014 | SURYADI | 1 January 2009 |  | 25 August 2014 | SURYADI | - |  | ACTIVE
5702A024117 | E5702 | CENTRIFUGE 5702 | DIAGNOSTIC 2 | EPPENDORF SE (EPPENDORF AG) | GN18090013 | GRAHA PRODIA SURABAYA ( Lab. Prodia Gedung Baru ) | SURABAYA-1 | JAWA TIMUR |  | MAIN UNIT | CUSTOMER | - |  | 1 January 2010 |  | - |  | - |  | ACTIVE
5702A1828628 | E5702 | CENTRIFUGE 5702 | DIAGNOSTIC 2 | EPPENDORF SE (EPPENDORF AG) | GN00001671 | RS MITRA MASYARAKAT | JAYAPURA | PAPUA | TIMIKA | MAIN UNIT | CUSTOMER | - |  | 4 January 2010 |  | - |  | - |  | ACTIVE
5702AK028329 | E5702 | CENTRIFUGE 5702 | DIAGNOSTIC 2 | EPPENDORF SE (EPPENDORF AG) | GN00001466 | RSUD SIDOARJO | SURABAYA-1 | JAWA TIMUR | SIDOARJO | MAIN UNIT | CUSTOMER | - |  | 1 January 2010 |  | - |  | - |  | ACTIVE
5702AK228327 | E5702 | CENTRIFUGE 5702 | DIAGNOSTIC 2 | EPPENDORF SE (EPPENDORF AG) | GN00002200 | RSUD BHAKTI DHARMA HUSADA | SURABAYA-1 | JAWA TIMUR | SURABAYA | MAIN UNIT | CUSTOMER | - |  | 1 January 2010 |  | - |  | - |  | ACTIVE
5702AK328331 | E5702 | CENTRIFUGE 5702 | DIAGNOSTIC 2 | EPPENDORF SE (EPPENDORF AG) | GN00000005 | RSUD KARAWANG | BEKASI | JAWA BARAT | BEKASI | MAIN UNIT | CUSTOMER | - |  | 30 November 2010 |  | - |  | - |  | ACTIVE
5702AK428322 | E5702 | CENTRIFUGE 5702 | DIAGNOSTIC 2 | EPPENDORF SE (EPPENDORF AG) | GN00000007 | RSUD KOJA | JAKARTA-1 | DKI JAKARTA | JAKARTA UTARA | MAIN UNIT | CUSTOMER | - |  | 1 January 2012 |  | - |  | - |  | ACTIVE
5702AK628328 | E5702 | CENTRIFUGE 5702 | DIAGNOSTIC 2 | EPPENDORF SE (EPPENDORF AG) | GN00002200 | RSUD BHAKTI DHARMA HUSADA | SURABAYA-1 | JAWA TIMUR | SURABAYA | MAIN UNIT | CUSTOMER | - |  | 1 January 2010 |  | - |  | - |  | ACTIVE
5702AK928326 | E5702 | CENTRIFUGE 5702 | DIAGNOSTIC 2 | EPPENDORF SE (EPPENDORF AG) | GN00000007 | RSUD KOJA | JAKARTA-1 | DKI JAKARTA | JAKARTA UTARA | MAIN UNIT | CUSTOMER | - |  | 1 January 2010 |  | - |  | - |  | ACTIVE
5702AL028542 | E5702 | CENTRIFUGE 5702 | DIAGNOSTIC 2 | EPPENDORF SE (EPPENDORF AG) | GN00002138 | LAB PRODIA MALANG | MALANG | JAWA TIMUR | MALANG | MAIN UNIT | CUSTOMER | 27 August 2018 | TRIYONO - TSE AREA BARAT | 2 January 2017 |  | 27 August 2018 | TRIYONO - TSE AREA BARAT | - |  | ACTIVE
5702AL028582 | E5702 | CENTRIFUGE 5702 | DIAGNOSTIC 2 | EPPENDORF SE (EPPENDORF AG) | GN00001679 | RSUD ABEPURA | JAYAPURA | PAPUA | JAYAPURA | MAIN UNIT | CUSTOMER | - |  | 4 January 2010 |  | - |  | - |  | ACTIVE
5702AL028635 | E5702 | CENTRIFUGE 5702 | DIAGNOSTIC 2 | EPPENDORF SE (EPPENDORF AG) | GN00001918 | RS ISLAM KLATEN | YOGYAKARTA | YOGYAKARTA | YOGYAKARTA | MAIN UNIT | CUSTOMER | 17 April 2015 |  | 1 January 1900 |  | 17 April 2015 |  | - |  | ACTIVE
5702AL128630 | E5702 | CENTRIFUGE 5702 | DIAGNOSTIC 2 | EPPENDORF SE (EPPENDORF AG) | GN00002460 | RSUD NGANJUK | KEDIRI | JAWA TIMUR | NGANJUK | MAIN UNIT | CUSTOMER | - |  | 1 January 2010 |  | - |  | - |  | ACTIVE
5702AL228540 | E5702 | CENTRIFUGE 5702 | DIAGNOSTIC 2 | EPPENDORF SE (EPPENDORF AG) | GN00002798 | LAB PRODIA PUSAT RUJUKAN NASIONAL (PRN) | JAKARTA-1 | DKI JAKARTA | JAKARTA PUSAT | MAIN UNIT | CUSTOMER | - |  | 15 March 2016 |  | - |  | - |  | ACTIVE
5702AL328580 | E5702 | CENTRIFUGE 5702 | DIAGNOSTIC 2 | EPPENDORF SE (EPPENDORF AG) | GN00001678 | RSUD YOWARI | JAYAPURA | PAPUA | JAYAPURA | MAIN UNIT | CUSTOMER | - |  | 4 January 2010 |  | - |  | - |  | ACTIVE
5702AL428639 | E5702 | CENTRIFUGE 5702 | DIAGNOSTIC 2 | EPPENDORF SE (EPPENDORF AG) | GN00000679 | RSUD PANGLIMA SEBAYA-BALIKPAPAN | BALIKPAPAN | KALIMANTAN TIMUR | TANAH GROGOT | MAIN UNIT | CUSTOMER | - |  | 2 February 2012 |  | - |  | - |  | ACTIVE
5702AL528631 | E5702 | CENTRIFUGE 5702 | DIAGNOSTIC 2 | EPPENDORF SE (EPPENDORF AG) | GN00001717 | RSUD KOTA MATARAM | MATARAM | NUSA TENGGARA BARAT | MATARAM | MAIN UNIT | CUSTOMER | - |  | 4 January 2010 |  | - |  | - |  | ACTIVE
5702AL628634 | E5702 | CENTRIFUGE 5702 | DIAGNOSTIC 2 | EPPENDORF SE (EPPENDORF AG) | GN00009087 | RSUD BENER MERIAH (RSUD MUNYANG KUTE) | LHOKSEUMAWE | ACEH | BANDA ACEH | MAIN UNIT | CUSTOMER | - |  | 1 January 2011 |  | - |  | - |  | ACTIVE
5702AL728625 | E5702 | CENTRIFUGE 5702 | DIAGNOSTIC 2 | EPPENDORF SE (EPPENDORF AG) | GN00001672 | RSUD JAYAPURA | JAYAPURA | PAPUA | JAYAPURA | MAIN UNIT | CUSTOMER | - |  | 4 January 2010 |  | - |  | - |  | ACTIVE
5702AL828560 | E5702 | CENTRIFUGE 5702 | DIAGNOSTIC 2 | EPPENDORF SE (EPPENDORF AG) | GN00001732 | LAB PRODIA P.SIANTAR | PEMATANG SIANTAR | SUMATERA UTARA | PEMATANG SIANTAR | MAIN UNIT | CUSTOMER | - |  | 1 January 2013 |  | - |  | - |  | ACTIVE
5702AL928632 | E5702 | CENTRIFUGE 5702 | DIAGNOSTIC 2 | EPPENDORF SE (EPPENDORF AG) | GN00002148 | RS M. SHOLEH, PROBOLINGGO | MALANG | JAWA TIMUR | PROBOLINGGO | MAIN UNIT | CUSTOMER | - |  | 4 January 2010 |  | - |  | - |  | ACTIVE
5702AM028823 | E5702 | CENTRIFUGE 5702 | DIAGNOSTIC 2 | EPPENDORF SE (EPPENDORF AG) | GN00002586 | PT BIOFARMA | BANDUNG | JAWA BARAT | BANDUNG | MAIN UNIT | CUSTOMER | - |  | 14 March 2010 |  | - |  | - |  | ACTIVE
5702AM028859 | E5702 | CENTRIFUGE 5702 | DIAGNOSTIC 2 | EPPENDORF SE (EPPENDORF AG) | GN00001871 | BKKBN KOTA MAGELANG | YOGYAKARTA | YOGYAKARTA | YOGYAKARTA | MAIN UNIT | CUSTOMER | 1 February 1990 | DIAN FEBRIYANA - TSE | 1 January 1900 |  | 1 February 1990 | DIAN FEBRIYANA - TSE | - |  | ACTIVE
5702AM228821 | E5702 | CENTRIFUGE 5702 | DIAGNOSTIC 2 | EPPENDORF SE (EPPENDORF AG) | GN00001909 | RSUD MUNTILAN | YOGYAKARTA | YOGYAKARTA | YOGYAKARTA | MAIN UNIT | CUSTOMER | - |  | 4 January 2010 |  | - |  | - |  | ACTIVE
5702AM528818 | E5702 | CENTRIFUGE 5702 | DIAGNOSTIC 2 | EPPENDORF SE (EPPENDORF AG) | GN00002269 | LAB PRODIA SAMARINDA | SAMARINDA | KALIMANTAN TIMUR | SAMARINDA | MAIN UNIT | CUSTOMER | - |  | 19 January 2011 |  | - |  | - |  | ACTIVE
5702AM628822 | E5702 | CENTRIFUGE 5702 | DIAGNOSTIC 2 | EPPENDORF SE (EPPENDORF AG) | GN00002564 | DINAS KESEHATAN KAB/ KOTA. WONOSOBO | YOGYAKARTA | YOGYAKARTA | WONOSOBO | MAIN UNIT | CUSTOMER | 8 April 2014 |  | 1 January 1900 |  | 8 April 2014 |  | - |  | ACTIVE
5702AM828910 | E5702 | CENTRIFUGE 5702 | DIAGNOSTIC 2 | EPPENDORF SE (EPPENDORF AG) | GN00001846 | BBVET | YOGYAKARTA | YOGYAKARTA | YOGYAKARTA | MAIN UNIT | CUSTOMER | - |  | 4 January 2010 |  | - |  | - |  | ACTIVE
5702AM928820 | E5702 | CENTRIFUGE 5702 | DIAGNOSTIC 2 | EPPENDORF SE (EPPENDORF AG) | GN00001868 | DINAS KESEHATAN KAB/ KOTA. MAGELANG | YOGYAKARTA | YOGYAKARTA | YOGYAKARTA | MAIN UNIT | CUSTOMER | - |  | 4 January 2010 |  | - |  | - |  | ACTIVE
5702AN029047 | E5702 | CENTRIFUGE 5702 | DIAGNOSTIC 2 | EPPENDORF SE (EPPENDORF AG) | GN00002056 | LAB PRODIA KEDOYA | JAKARTA-2 | DKI JAKARTA | JAKARTA BARAT | MAIN UNIT | CUSTOMER | - |  | 1 May 2012 |  | - |  | - |  | ACTIVE
5702AN129054 | E5702 | CENTRIFUGE 5702 | DIAGNOSTIC 2 | EPPENDORF SE (EPPENDORF AG) | GN00000019 | RS OTORITA - RS BADAN PENGUSAHA BATAM | BATAM | KEPULAUAN RIAU | BATAM | MAIN UNIT | CUSTOMER | - |  | 1 January 2010 |  | - |  | - |  | ACTIVE
5702AN210068 | E5702 | CENTRIFUGE 5702 | DIAGNOSTIC 2 | EPPENDORF SE (EPPENDORF AG) | GN00007913 | DINAS KESEHATAN KAB/KOTA. KLATEN | YOGYAKARTA | YOGYAKARTA | KLATEN | MAIN UNIT | CUSTOMER | 24 January 2017 |  | 1 January 1900 |  | 24 January 2017 |  | - |  | ACTIVE
5702AN228939 | E5702 | CENTRIFUGE 5702 | DIAGNOSTIC 2 | EPPENDORF SE (EPPENDORF AG) | GN00001494 | RS MUHAMMADIYAH LAMONGAN | SURABAYA-2 | JAWA TIMUR | LAMONGAN | MAIN UNIT | CUSTOMER | - |  | 4 January 2010 |  | - |  | - |  | ACTIVE
5702AN229045 | E5702 | CENTRIFUGE 5702 | DIAGNOSTIC 2 | EPPENDORF SE (EPPENDORF AG) | GN00002248 | RSUD DR SOEGIRI | SURABAYA-1 | JAWA TIMUR | LAMONGAN | MAIN UNIT | CUSTOMER | - |  | 1 January 2010 |  | - |  | - |  | ACTIVE
5702AN29051 | E5702 | CENTRIFUGE 5702 | DIAGNOSTIC 2 | EPPENDORF SE (EPPENDORF AG) | GN00002620 | LAB PRODIA PADANG | PADANG | SUMATERA BARAT | PADANG | MAIN UNIT | CUSTOMER | - |  | 1 January 2012 |  | - |  | - |  | ACTIVE
5702AN329048 | E5702 | CENTRIFUGE 5702 | DIAGNOSTIC 2 | EPPENDORF SE (EPPENDORF AG) | GN00002611 | LAB PRODIA MANADO | MANADO | SULAWESI UTARA | MANADO | MAIN UNIT | CUSTOMER | - |  | 1 January 2010 |  | - |  | - |  | ACTIVE
5702AN528937 | E5702 | CENTRIFUGE 5702 | DIAGNOSTIC 2 | EPPENDORF SE (EPPENDORF AG) | GN00001694 | LAB PRODIA, KEDIRI | KEDIRI | JAWA TIMUR | KEDIRI | MAIN UNIT | CUSTOMER | - |  | 4 January 2010 |  | - |  | - |  | ACTIVE
5702AN529055 | E5702 | CENTRIFUGE 5702 | DIAGNOSTIC 2 | EPPENDORF SE (EPPENDORF AG) | GN00001901 | RSUP SOERADJI KLATEN | YOGYAKARTA | YOGYAKARTA | YOGYAKARTA | MAIN UNIT | CUSTOMER | 17 April 2015 |  | 1 January 1900 |  | 17 April 2015 |  | - |  | ACTIVE
5702AN629046 | E5702 | CENTRIFUGE 5702 | DIAGNOSTIC 2 | EPPENDORF SE (EPPENDORF AG) | GN00001686 | PMI UTDC LUMAJANG | JEMBER | JAWA TIMUR | LUMAJANG | MAIN UNIT | CUSTOMER | - |  | 4 January 2010 |  | - |  | - |  | ACTIVE
5702AN728932 | E5702 | CENTRIFUGE 5702 | DIAGNOSTIC 2 | EPPENDORF SE (EPPENDORF AG) | GN17040021 | PRODIA SUNGAI SADDANG MAKASSAR | MAKASSAR | SULAWESI SELATAN | MAKASSAR | MAIN UNIT | CUSTOMER | - |  | 21 June 2022 | ASRULLAH - TSE | 9 August 2021 | LEO LANANG SIGIT - TSE CP | 21 June 2022 | ASRULLAH - TSE | ACTIVE
5702AN729050 | E5702 | CENTRIFUGE 5702 | DIAGNOSTIC 2 | EPPENDORF SE (EPPENDORF AG) | GN00000351 | RS SANTA ELISABETH MEDAN | MEDAN | SUMATERA UTARA | MEDAN | MAIN UNIT | CUSTOMER | - |  | 1 June 2012 |  | - |  | - |  | ACTIVE
5702AN829053 | E5702 | CENTRIFUGE 5702 | DIAGNOSTIC 2 | EPPENDORF SE (EPPENDORF AG) | GN00000019 | RS OTORITA - RS BADAN PENGUSAHA BATAM | BATAM | KEPULAUAN RIAU | BATAM | MAIN UNIT | CUSTOMER | - |  | 1 January 2010 |  | - |  | - |  | ACTIVE
5702AR029742 | E5702 | CENTRIFUGE 5702 | DIAGNOSTIC 2 | EPPENDORF SE (EPPENDORF AG) | GN00004409 | LABORATORIUM KLINIK PRODIA (PARMAN, PALU) | PALU | SULAWESI TENGAH | PALU | MAIN UNIT | CUSTOMER | - |  | 1 January 2010 |  | - |  | - |  | ACTIVE
5702AR029745 | E5702 | CENTRIFUGE 5702 | DIAGNOSTIC 2 | EPPENDORF SE (EPPENDORF AG) | GN00001214 | RSUD AJIBARANG | PURWOKERTO | JAWA TENGAH | BANYUMAS | MAIN UNIT | CUSTOMER | - |  | 1 January 2010 |  | - |  | - |  | ACTIVE
5702AR029754 | E5702 | CENTRIFUGE 5702 | DIAGNOSTIC 2 | EPPENDORF SE (EPPENDORF AG) | GN00001954 | LAB PRODIA KARAWANG | BEKASI | JAWA BARAT | KARAWANG | MAIN UNIT | CUSTOMER | - |  | 6 February 2013 |  | - |  | - |  | ACTIVE
5702AR029757 | E0018 |  |  |  | GN00001999 | LAB PRODIA - DIPONEGORO | DENPASAR | BALI | DENPASAR | MAIN UNIT | CUSTOMER | - |  | 11 June 2014 |  | - |  | - |  | INACTIVE
5702AR129748 | E5702 | CENTRIFUGE 5702 | DIAGNOSTIC 2 | EPPENDORF SE (EPPENDORF AG) | GN18090013 | GRAHA PRODIA SURABAYA ( Lab. Prodia Gedung Baru ) | SURABAYA-1 | JAWA TIMUR |  | MAIN UNIT | CUSTOMER | - |  | 1 January 2010 |  | - |  | - |  | ACTIVE
5702AR229740 | E5702 | CENTRIFUGE 5702 | DIAGNOSTIC 2 | EPPENDORF SE (EPPENDORF AG) | GN18070013 | PRODIA SIMPANG DARMO | SURABAYA-1 | JAWA TIMUR | SURABAYA | MAIN UNIT | CUSTOMER | 21 August 2018 | GANDHI YANRANGGA | 1 January 2012 |  | 21 August 2018 | GANDHI YANRANGGA | - |  | ACTIVE
5702ar329743 | E5702 | CENTRIFUGE 5702 | DIAGNOSTIC 2 | EPPENDORF SE (EPPENDORF AG) | GN00001597 | LAB PRODIA BANJARMASIN | BANJARMASIN | KALIMANTAN SELATAN | BANJARMASIN | MAIN UNIT | CUSTOMER | - |  | 3 January 2013 |  | - |  | - |  | ACTIVE
5702AR329755 | E5702 | CENTRIFUGE 5702 | DIAGNOSTIC 2 | EPPENDORF SE (EPPENDORF AG) | GN18090013 | GRAHA PRODIA SURABAYA ( Lab. Prodia Gedung Baru ) | SURABAYA-1 | JAWA TIMUR |  | MAIN UNIT | CUSTOMER | - |  | 1 January 2010 |  | - |  | - |  | ACTIVE
5702AR429758 | E5702 | CENTRIFUGE 5702 | DIAGNOSTIC 2 | EPPENDORF SE (EPPENDORF AG) | GN18090013 | GRAHA PRODIA SURABAYA ( Lab. Prodia Gedung Baru ) | SURABAYA-1 | JAWA TIMUR |  | MAIN UNIT | CUSTOMER | - |  | 1 January 2010 |  | - |  | - |  | ACTIVE
5702AR529749 | E5702 | CENTRIFUGE 5702 | DIAGNOSTIC 2 | EPPENDORF SE (EPPENDORF AG) | GN00002571 | PT. PRODIA WIDYAHUSADA ( LAB PRODIA - HAJI KURDI ) | BANDUNG | JAWA BARAT | BANDUNG | MAIN UNIT | CUSTOMER | - |  | 12 February 2012 |  | - |  | - |  | ACTIVE
5702AR529750 | E5702 | CENTRIFUGE 5702 | DIAGNOSTIC 2 | EPPENDORF SE (EPPENDORF AG) | GN00001708 | LAB PRODIA KENDARI | PALU | SULAWESI TENGGARA | KENDARI | MAIN UNIT | CUSTOMER | - |  | 4 January 2010 |  | - |  | - |  | ACTIVE
5702AR729744 | E5702 | CENTRIFUGE 5702 | DIAGNOSTIC 2 | EPPENDORF SE (EPPENDORF AG) | GN00001880 | LAB PRODIA MAGELANG | YOGYAKARTA | YOGYAKARTA | YOGYAKARTA | MAIN UNIT | CUSTOMER | 1 February 1990 | DIAN FEBRIYANA - TSE | 18 May 2014 |  | 1 February 1990 | DIAN FEBRIYANA - TSE | - |  | ACTIVE
5702AR729756 | E5702 | CENTRIFUGE 5702 | DIAGNOSTIC 2 | EPPENDORF SE (EPPENDORF AG) | GN00001739 | LAB PRODIA - AHMAD YANI | PONTIANAK | KALIMANTAN BARAT | PONTIANAK | MAIN UNIT | CUSTOMER | - |  | 4 January 2010 |  | - |  | - |  | ACTIVE
5702AR824747 | E5702 | CENTRIFUGE 5702 | DIAGNOSTIC 2 | EPPENDORF SE (EPPENDORF AG) | GN00002797 | LAB PRODIA KAMPUNG MELAYU | JAKARTA-1 | DKI JAKARTA | JAKARTA TIMUR | MAIN UNIT | CUSTOMER | - |  | 1 January 2012 |  | - |  | - |  | ACTIVE
5702AR829759 | E0018 |  |  |  | GN00001999 | LAB PRODIA - DIPONEGORO | DENPASAR | BALI | DENPASAR | MAIN UNIT | CUSTOMER | - |  | 11 June 2012 |  | - |  | - |  | INACTIVE
5702AR929751 | E5702 | CENTRIFUGE 5702 | DIAGNOSTIC 2 | EPPENDORF SE (EPPENDORF AG) | GN00002660 | LAB PRODIA S. PARMAN | PURWOKERTO | JAWA TENGAH | PURWOKERTO | MAIN UNIT | CUSTOMER | - |  | 1 January 2010 |  | - |  | - |  | ACTIVE
5702B1030359 | E5702 | CENTRIFUGE 5702 | DIAGNOSTIC 2 | EPPENDORF SE (EPPENDORF AG) | GN00000676 | RSUD A.M. PARIKESIT | SAMARINDA | KALIMANTAN TIMUR | TENGGARONG | MAIN UNIT | CUSTOMER | 7 January 2015 | RIDWAN - TSE | 1 January 1900 |  | 7 January 2015 | RIDWAN - TSE | - |  | ACTIVE
5702BG029943 | E5702 | CENTRIFUGE 5702 | DIAGNOSTIC 2 | EPPENDORF SE (EPPENDORF AG) | GN20080038 | PRODIA - BIMA | MATARAM | NUSA TENGGARA BARAT | MATARAM | MAIN UNIT | CUSTOMER | 24 August 2020 | FAJAR FAHMI - TSE | 24 August 2020 |  | 24 August 2020 | FAJAR FAHMI - TSE | 25 January 2025 | ANDI ISMAIL - SPV TSE TIMUR | ACTIVE
5702BG229941 | E5702 | CENTRIFUGE 5702 | DIAGNOSTIC 2 | EPPENDORF SE (EPPENDORF AG) | GN00002611 | LAB PRODIA MANADO | MANADO | SULAWESI UTARA | MANADO | MAIN UNIT | CUSTOMER | 30 March 2016 | HARI UDI RAHARJO - TSE | 1 January 1900 |  | 30 March 2016 | HARI UDI RAHARJO - TSE | - |  | ACTIVE
5702BG429947 | E5702 | CENTRIFUGE 5702 | DIAGNOSTIC 2 | EPPENDORF SE (EPPENDORF AG) | GN00003156 | PRODIA - BUKIT TINGGI | PADANG | SUMATERA BARAT | PADANG | MAIN UNIT | CUSTOMER | - |  | 1 January 2013 |  | - |  | - |  | ACTIVE
5702BG629942 | E5702 | CENTRIFUGE 5702 | DIAGNOSTIC 2 | EPPENDORF SE (EPPENDORF AG) | GN18090013 | GRAHA PRODIA SURABAYA ( Lab. Prodia Gedung Baru ) | SURABAYA-1 | JAWA TIMUR |  | MAIN UNIT | CUSTOMER | - |  | 1 January 2010 |  | - |  | - |  | ACTIVE
5702BG629978 | E5702 | CENTRIFUGE 5702 | DIAGNOSTIC 2 | EPPENDORF SE (EPPENDORF AG) | GN00002057 | LAB PRODIA PASAR MINGGU | JAKARTA-2 | DKI JAKARTA | JAKARTA SELATAN | MAIN UNIT | CUSTOMER | - |  | 15 May 2017 |  | - |  | - |  | ACTIVE
5702BG729945 | E5702 | CENTRIFUGE 5702 | DIAGNOSTIC 2 | EPPENDORF SE (EPPENDORF AG) | GN00002570 | PT. PRODIA WIDYAHUSADA ( LAB PRODIA - BUAH BATU ) | BANDUNG | JAWA BARAT | BANDUNG | MAIN UNIT | CUSTOMER | - |  | 8 September 2021 | SUKMA WIJAYA - TSE | 2 September 2021 | LEO LANANG SIGIT - TSE CP | 8 September 2021 | SUKMA WIJAYA - TSE | ACTIVE
5702BG729969 | E5702 | CENTRIFUGE 5702 | DIAGNOSTIC 2 | EPPENDORF SE (EPPENDORF AG) | GN00001953 | LAB PRODIA BEKASI | BEKASI | JAWA BARAT | BEKASI | MAIN UNIT | CUSTOMER | - |  | 4 February 2012 |  | - |  | - |  | ACTIVE
5702BG729970 | E5702 | CENTRIFUGE 5702 | DIAGNOSTIC 2 | EPPENDORF SE (EPPENDORF AG) | GN00004285 | PT PRODIA WIDYAHUSADA ( LAB PRODIA - MEDAN ) | MEDAN | SUMATERA UTARA | MEDAN | MAIN UNIT | CUSTOMER | - |  | 1 January 2015 |  | - |  | - |  | ACTIVE
5702BG829948 | E5702 | CENTRIFUGE 5702 | DIAGNOSTIC 2 | EPPENDORF SE (EPPENDORF AG) | GN00000588 | PRODIA (KUDUS) | SEMARANG | JAWA TENGAH | KUDUS | MAIN UNIT | CUSTOMER | - |  | 25 July 2017 |  | - |  | - |  | ACTIVE
5702BG829973 | E5702 | CENTRIFUGE 5702 | DIAGNOSTIC 2 | EPPENDORF SE (EPPENDORF AG) | GN00001907 | RSUD KRT SETJONEGORO WONOSOBO | YOGYAKARTA | YOGYAKARTA | YOGYAKARTA | MAIN UNIT | CUSTOMER | - |  | 4 January 2010 |  | - |  | - |  | ACTIVE
5702BG929940 | E5702 | CENTRIFUGE 5702 | DIAGNOSTIC 2 | EPPENDORF SE (EPPENDORF AG) | GN17120034 | LAB PRODIA OHI CIKARANG | BEKASI | JAWA BARAT | BEKASI | MAIN UNIT | CUSTOMER | 11 July 2018 | TRIYONO - TSE AREA BARAT | 29 January 2013 |  | 11 July 2018 | TRIYONO - TSE AREA BARAT | - |  | ACTIVE
5702BI630358 | E5702 | CENTRIFUGE 5702 | DIAGNOSTIC 2 | EPPENDORF SE (EPPENDORF AG) | GN00002634 | LAB THAMRIN PEKANBARU | PEKAN BARU | RIAU | PEKANBARU | MAIN UNIT | CUSTOMER | - |  | 1 January 2010 |  | - |  | - |  | ACTIVE
5702BI930356 | E5702 | CENTRIFUGE 5702 | DIAGNOSTIC 2 | EPPENDORF SE (EPPENDORF AG) | GN00002341 | RS MURNI TEGUH MEMORIAL HOSPITAL ( PT. MURNI SADAR ) | MEDAN | SUMATERA UTARA | MEDAN | MAIN UNIT | CUSTOMER | - |  | 1 January 2013 |  | - |  | - |  | ACTIVE
5702BK130732 | E5702 | CENTRIFUGE 5702 | DIAGNOSTIC 2 | EPPENDORF SE (EPPENDORF AG) | GN00001691 | PMI UTDC JEMBER | JEMBER | JAWA TIMUR | JEMBER | MAIN UNIT | CUSTOMER | - |  | 4 January 2010 |  | - |  | - |  | ACTIVE
5702BK630736 | E5702 | CENTRIFUGE 5702 | DIAGNOSTIC 2 | EPPENDORF SE (EPPENDORF AG) | GN00001505 | RSUD BLAMBANGAN | JEMBER | JAWA TIMUR | BANYUWANGI | MAIN UNIT | CUSTOMER | - |  | 4 January 2010 |  | - |  | - |  | ACTIVE
5702BL030893 | E5702 | CENTRIFUGE 5702 | DIAGNOSTIC 2 | EPPENDORF SE (EPPENDORF AG) | GN00008393 | PRODIA KELAPA GADING | JAKARTA-1 | DKI JAKARTA | JAKARTA UTARA | MAIN UNIT | CUSTOMER | - |  | 21 August 2014 |  | - |  | - |  | ACTIVE
5702BL030896 | E5702 | CENTRIFUGE 5702 | DIAGNOSTIC 2 | EPPENDORF SE (EPPENDORF AG) | GN00002629 | RSUP DR M DJAMIL | PADANG | SUMATERA BARAT | PADANG | MAIN UNIT | CUSTOMER | - |  | 4 February 2013 |  | - |  | - |  | ACTIVE
5702BL130899 | E5702 | CENTRIFUGE 5702 | DIAGNOSTIC 2 | EPPENDORF SE (EPPENDORF AG) | GN00001546 | LAB PRODIA (DAUD, ACEH) | BANDA ACEH | ACEH | BANDA ACEH | MAIN UNIT | CUSTOMER | - |  | 4 January 2010 |  | - |  | - |  | ACTIVE
5702BL330894 | E5702 | CENTRIFUGE 5702 | DIAGNOSTIC 2 | EPPENDORF SE (EPPENDORF AG) | GN00002629 | RSUP DR M DJAMIL | PADANG | SUMATERA BARAT | PADANG | MAIN UNIT | CUSTOMER | - |  | 1 June 2012 |  | - |  | - |  | ACTIVE
5702BL330914 | E5702 | CENTRIFUGE 5702 | DIAGNOSTIC 2 | EPPENDORF SE (EPPENDORF AG) | GN00007638 | PT ARNOTT'S INDONESIA | BEKASI | JAWA BARAT | BEKASI | MAIN UNIT | CUSTOMER | 10 August 2018 | TRIYONO - TSE AREA BARAT | 29 January 2013 |  | 10 August 2018 | TRIYONO - TSE AREA BARAT | - |  | ACTIVE
5702BL430861 | E5702 | CENTRIFUGE 5702 | DIAGNOSTIC 2 | EPPENDORF SE (EPPENDORF AG) | GN00001034 | RS PELABUHAN ( RS PELABUHAN ISLAMIC CENTER JAKARTA ) | JAKARTA-1 | DKI JAKARTA | JAKARTA UTARA | MAIN UNIT | CUSTOMER | - |  | 1 January 2014 |  | - |  | - |  | ACTIVE
5702BL430897 | E5702 | CENTRIFUGE 5702 | DIAGNOSTIC 2 | EPPENDORF SE (EPPENDORF AG) | GN00002629 | RSUP DR M DJAMIL | PADANG | SUMATERA BARAT | PADANG | MAIN UNIT | CUSTOMER | - |  | 1 January 2013 |  | - |  | - |  | ACTIVE
5702BL830898 | E5702 | CENTRIFUGE 5702 | DIAGNOSTIC 2 | EPPENDORF SE (EPPENDORF AG) | GN00004589 | RSUP SARDJITO YOGYAKARTA | YOGYAKARTA | YOGYAKARTA | YOGYAKARTA | MAIN UNIT | CUSTOMER | - |  | 1 January 2010 |  | - |  | - |  | ACTIVE
5702BM031189 | E5702 | CENTRIFUGE 5702 | DIAGNOSTIC 2 | EPPENDORF SE (EPPENDORF AG) | GN00002620 | LAB PRODIA PADANG | PADANG | SUMATERA BARAT | PADANG | MAIN UNIT | CUSTOMER | - |  | 1 January 2013 |  | - |  | - |  | ACTIVE
5702BM531194 | E5702 | CENTRIFUGE 5702 | DIAGNOSTIC 2 | EPPENDORF SE (EPPENDORF AG) | GN00004179 | PT PRODIA WIDYAHUSADA ( LAB PRODIA - DEPOK ) | PEJATEN | JAWA BARAT | DEPOK | MAIN UNIT | CUSTOMER | - |  | 1 October 2013 |  | - |  | - |  | ACTIVE
5702BQ032046 | E5702 | CENTRIFUGE 5702 | DIAGNOSTIC 2 | EPPENDORF SE (EPPENDORF AG) | GN00004818 | PT PRODIA WIDYAHUSADA ( LAB PRODIA - KOPO ) | BANDUNG | JAWA BARAT | BANDUNG | MAIN UNIT | CUSTOMER | - |  | 14 March 2016 |  | - |  | - |  | ACTIVE
5702BQ032092 | E5702 | CENTRIFUGE 5702 | DIAGNOSTIC 2 | EPPENDORF SE (EPPENDORF AG) | GN00001799 | RS Dr Oen Solo Baru | SOLO | JAWA TENGAH | SUKOHARJO | MAIN UNIT | CUSTOMER | - |  | 4 January 2010 |  | - |  | - |  | ACTIVE
5702BQ132086 | E5702 | CENTRIFUGE 5702 | DIAGNOSTIC 2 | EPPENDORF SE (EPPENDORF AG) | GN00000674 | RSUD ABDUL WAHAB SJAHRANIE | SAMARINDA | KALIMANTAN TIMUR | SAMARINDA | MAIN UNIT | CUSTOMER | - |  | 28 February 2013 |  | - |  | - |  | ACTIVE
5702BQ132118 | E5702 | CENTRIFUGE 5702 | DIAGNOSTIC 2 | EPPENDORF SE (EPPENDORF AG) | GN00000201 | RSUD ARIFIN ACHMAD - PEKANBARU | PEKAN BARU | RIAU | PEKANBARU | MAIN UNIT | CUSTOMER | - |  | 1 January 1900 |  | - |  | - |  | ACTIVE
5702BQ232089 | E5702 | CENTRIFUGE 5702 | DIAGNOSTIC 2 | EPPENDORF SE (EPPENDORF AG) | GN00000674 | RSUD ABDUL WAHAB SJAHRANIE | SAMARINDA | KALIMANTAN TIMUR | SAMARINDA | MAIN UNIT | CUSTOMER | - |  | 28 February 2013 |  | - |  | - |  | ACTIVE
5702BQ232090 | E5702 | CENTRIFUGE 5702 | DIAGNOSTIC 2 | EPPENDORF SE (EPPENDORF AG) | GN00000674 | RSUD ABDUL WAHAB SJAHRANIE | SAMARINDA | KALIMANTAN TIMUR | SAMARINDA | MAIN UNIT | CUSTOMER | - |  | 28 February 2013 |  | - |  | - |  | ACTIVE
5702BQ432047 | E5702 | CENTRIFUGE 5702 | DIAGNOSTIC 2 | EPPENDORF SE (EPPENDORF AG) | GN00002611 | LAB PRODIA MANADO | MANADO | SULAWESI UTARA | MANADO | MAIN UNIT | CUSTOMER | - |  | 1 January 2010 |  | - |  | - |  | ACTIVE
5702BQ523087 | E5702 | CENTRIFUGE 5702 | DIAGNOSTIC 2 | EPPENDORF SE (EPPENDORF AG) | GN00000674 | RSUD ABDUL WAHAB SJAHRANIE | SAMARINDA | KALIMANTAN TIMUR | SAMARINDA | MAIN UNIT | CUSTOMER | - |  | 28 February 2013 |  | - |  | - |  | ACTIVE
5702bq632091 | PROD1 | CENTRIFUGE 5702, W/O ROTOR, 230V/50-60HZ | DIAGNOSTIC 2 | EPPENDORF SE (EPPENDORF AG) | GN00012197 | RS INDRIATI SOLO BARU | SOLO | JAWA TENGAH | SUKOHARJO | MAIN UNIT | CUSTOMER | - |  | 1 November 2017 |  | - |  | - |  | ACTIVE
5702BQ832085 | E5702 | CENTRIFUGE 5702 | DIAGNOSTIC 2 | EPPENDORF SE (EPPENDORF AG) | GN00001466 | RSUD SIDOARJO | SURABAYA-1 | JAWA TIMUR | SIDOARJO | MAIN UNIT | CUSTOMER | - |  | 1 January 2011 |  | - |  | - |  | ACTIVE
5702CG032407 | E5702 | CENTRIFUGE 5702 | DIAGNOSTIC 2 | EPPENDORF SE (EPPENDORF AG) | GN00002056 | LAB PRODIA KEDOYA | JAKARTA-2 | DKI JAKARTA | JAKARTA BARAT | MAIN UNIT | CUSTOMER | - |  | 1 May 2012 |  | - |  | - |  | ACTIVE
5702CG032411 | E5702 | CENTRIFUGE 5702 | DIAGNOSTIC 2 | EPPENDORF SE (EPPENDORF AG) | GN00003162 | UNIVERSITAS PADJAJARAN | BANDUNG | JAWA BARAT | BANDUNG | MAIN UNIT | CUSTOMER | - |  | 12 December 2013 |  | - |  | - |  | ACTIVE
5702CG032419 | E5702 | CENTRIFUGE 5702 | DIAGNOSTIC 2 | EPPENDORF SE (EPPENDORF AG) | GN00002056 | LAB PRODIA KEDOYA | JAKARTA-2 | DKI JAKARTA | JAKARTA BARAT | MAIN UNIT | CUSTOMER | - |  | 1 May 2012 |  | - |  | - |  | ACTIVE
5702CG032420 | E5702 | CENTRIFUGE 5702 | DIAGNOSTIC 2 | EPPENDORF SE (EPPENDORF AG) | GN00001400 | RSUD ENDE | KUPANG | NUSA TENGGARA TIMUR | ENDE | MAIN UNIT | CUSTOMER | - |  | 20 December 2013 |  | - |  | - |  | ACTIVE
5702CG032423 | E5702 | CENTRIFUGE 5702 | DIAGNOSTIC 2 | EPPENDORF SE (EPPENDORF AG) | GN00001306 | RSUD KLUNGKUNG | DENPASAR | BALI | KLUNGKUNG | MAIN UNIT | CUSTOMER | - |  | 30 September 2021 | I KADEK - TSE | 25 September 2021 | LEO LANANG SIGIT - TSE CP | 30 September 2021 | I KADEK - TSE | ACTIVE
5702CG032432 | E5702 | CENTRIFUGE 5702 | DIAGNOSTIC 2 | EPPENDORF SE (EPPENDORF AG) | GN00001905 | RSUD TIDAR KAB MAGELANG | YOGYAKARTA | YOGYAKARTA | YOGYAKARTA | MAIN UNIT | CUSTOMER | - |  | 12 December 2013 |  | - |  | - |  | ACTIVE
5702CG032435 | E5702 | CENTRIFUGE 5702 | DIAGNOSTIC 2 | EPPENDORF SE (EPPENDORF AG) | GN00001121 | RSUD BANJAR | TASIKMALAYA | JAWA BARAT | BANJAR | MAIN UNIT | CUSTOMER | 1 February 1990 | SUKMA WIJAYA - TSE | 1 January 1900 |  | 1 February 1990 | SUKMA WIJAYA - TSE | - |  | ACTIVE
5702CG032444 | E5702 | CENTRIFUGE 5702 | DIAGNOSTIC 2 | EPPENDORF SE (EPPENDORF AG) | GN00007923 | PRODIA RUKO MEGA | SURABAYA-2 | JAWA TIMUR | SURABAYA | MAIN UNIT | CUSTOMER | - |  | 1 January 2010 |  | - |  | - |  | ACTIVE
5702CG032447 | E5702 | CENTRIFUGE 5702 | DIAGNOSTIC 2 | EPPENDORF SE (EPPENDORF AG) | GN00007922 | PRODIA JEMURSARI | SURABAYA-2 | JAWA TIMUR | SURABAYA | MAIN UNIT | CUSTOMER | - |  | 1 January 2010 |  | - |  | - |  | ACTIVE
5702CG032456 | E5702 | CENTRIFUGE 5702 | DIAGNOSTIC 2 | EPPENDORF SE (EPPENDORF AG) | GN21030024 | Lab. Prodia Klaten | SOLO | JAWA TENGAH | SURAKARTA | MAIN UNIT | CUSTOMER | - |  | 10 March 2021 | RIDWAN - TSE | 10 March 2021 | LEO LANANG SIGIT - TSE CP | 10 March 2021 | RIDWAN - TSE | ACTIVE
5702CG032459 | E5702 | CENTRIFUGE 5702 | DIAGNOSTIC 2 | EPPENDORF SE (EPPENDORF AG) | GN00001345 | RS SEMEN GRESIK | SURABAYA-1 | JAWA TIMUR | GRESIK | MAIN UNIT | CUSTOMER | - |  | 31 December 2014 |  | - |  | - |  | ACTIVE
5702CG132402 | E5702 | CENTRIFUGE 5702 | DIAGNOSTIC 2 | EPPENDORF SE (EPPENDORF AG) | GN00002670 | LAB PRODIA SOLO | SOLO | JAWA TENGAH | SURAKARTA | MAIN UNIT | CUSTOMER | - |  | 1 January 2010 |  | - |  | - |  | ACTIVE
5702CG132438 | E5702 | CENTRIFUGE 5702 | DIAGNOSTIC 2 | EPPENDORF SE (EPPENDORF AG) | GN00004361 | PT PRODIA WIDYAHUSADA ( LAB PRODIA - JAMBI ) | JAMBI | JAMBI | JAMBI | MAIN UNIT | CUSTOMER | - |  | 1 January 2009 |  | - |  | - |  | ACTIVE
5702CG132451 | E5702 | CENTRIFUGE 5702 | DIAGNOSTIC 2 | EPPENDORF SE (EPPENDORF AG) | GN00002054 | LAB PRODIA KEBAYORAN BARU | JAKARTA-2 | DKI JAKARTA | JAKARTA SELATAN | MAIN UNIT | CUSTOMER | - |  | 1 March 2011 |  | - |  | - |  | ACTIVE
5702CG232405 | E5702 | CENTRIFUGE 5702 | DIAGNOSTIC 2 | EPPENDORF SE (EPPENDORF AG) | GN00007877 | PRODIA TANJUNG PINANG | BATAM | KEPULAUAN RIAU | BATAM | MAIN UNIT | CUSTOMER | - |  | 1 January 2010 |  | - |  | - |  | ACTIVE
5702CG232417 | E5702 | CENTRIFUGE 5702 | DIAGNOSTIC 2 | EPPENDORF SE (EPPENDORF AG) | GN00002997 | LAB PRODIA HARAPAN INDAH | BEKASI | JAWA BARAT | BEKASI | MAIN UNIT | CUSTOMER | - |  | 1 November 2012 |  | - |  | - |  | ACTIVE
5702CG232429 | E5702 | CENTRIFUGE 5702 | DIAGNOSTIC 2 | EPPENDORF SE (EPPENDORF AG) | GN00000581 | PRODIA (SEMARANG) | SEMARANG | JAWA TENGAH | SEMARANG | MAIN UNIT | CUSTOMER | - |  | 20 December 2013 |  | - |  | - |  | ACTIVE
5702CG232430 | E5702 | CENTRIFUGE 5702 | DIAGNOSTIC 2 | EPPENDORF SE (EPPENDORF AG) | GN00007998 | LAB PRODIA PIK | JAKARTA-2 | DKI JAKARTA | JAKARTA UTARA | MAIN UNIT | CUSTOMER | - |  | 27 November 2013 |  | - |  | - |  | ACTIVE
5702CG233442 | E5702 | CENTRIFUGE 5702 | DIAGNOSTIC 2 | EPPENDORF SE (EPPENDORF AG) | GN00002060 | LAB PRODIA PURI INDAH | JAKARTA-2 | DKI JAKARTA | JAKARTA BARAT | MAIN UNIT | CUSTOMER | - |  | 26 November 2013 |  | - |  | - |  | ACTIVE
5702CG332408 | E5702 | CENTRIFUGE 5702 | DIAGNOSTIC 2 | EPPENDORF SE (EPPENDORF AG) | GN00007996 | LAB PRODIA CILACAP | PURWOKERTO | JAWA TENGAH | CILACAP | MAIN UNIT | CUSTOMER | - |  | 1 January 2010 |  | - |  | - |  | ACTIVE
5702CG332421 | E5702 | CENTRIFUGE 5702 | DIAGNOSTIC 2 | EPPENDORF SE (EPPENDORF AG) | GN00002610 | LAB PRODIA TERNATE | MANADO | SULAWESI UTARA | MANADO | MAIN UNIT | CUSTOMER | - |  | 1 January 2010 |  | - |  | - |  | ACTIVE
5702CG332445 | E5702 | CENTRIFUGE 5702 | DIAGNOSTIC 2 | EPPENDORF SE (EPPENDORF AG) | GN00002938 | RB PERMATA BUNDA | CIREBON | JAWA BARAT | CIREBON | MAIN UNIT | CUSTOMER | - |  | 1 June 2013 |  | - |  | - |  | ACTIVE
5702CG432412 | E5702 | CENTRIFUGE 5702 | DIAGNOSTIC 2 | EPPENDORF SE (EPPENDORF AG) | GN00001758 | LABORATORIUM PRODIA AMBON | MAKASSAR | MALUKU | AMBON | MAIN UNIT | CUSTOMER | - |  | 4 January 2010 |  | - |  | - |  | ACTIVE
5702CG432424 | E5702 | CENTRIFUGE 5702 | DIAGNOSTIC 2 | EPPENDORF SE (EPPENDORF AG) | GN00002138 | LAB PRODIA MALANG | MALANG | JAWA TIMUR | MALANG | MAIN UNIT | CUSTOMER | 28 July 2016 | NGATARI | 2 December 2013 |  | 28 July 2016 | NGATARI | - |  | ACTIVE
5702CG432436 | E5702 | CENTRIFUGE 5702 | DIAGNOSTIC 2 | EPPENDORF SE (EPPENDORF AG) | GN00002138 | LAB PRODIA MALANG | MALANG | JAWA TIMUR | MALANG | MAIN UNIT | CUSTOMER | 28 July 2016 | NGATARI | 2 December 2013 |  | 28 July 2016 | NGATARI | - |  | ACTIVE
5702CG532403 | E5702 | CENTRIFUGE 5702 | DIAGNOSTIC 2 | EPPENDORF SE (EPPENDORF AG) | GN00003130 | RS UNIVERSITAS MUHAMMADIYAH MALANG | MALANG | JAWA TIMUR | MALANG | MAIN UNIT | CUSTOMER | - |  | 1 January 2010 |  | - |  | - |  | ACTIVE
5702CG532415 | E5702 | CENTRIFUGE 5702 | DIAGNOSTIC 2 | EPPENDORF SE (EPPENDORF AG) | GN00000535 | RSUP DR KARIADI | SEMARANG | JAWA TENGAH | SEMARANG | MAIN UNIT | CUSTOMER | - |  | 1 January 2010 |  | - |  | - |  | ACTIVE
5702CG532427 | E5702 | CENTRIFUGE 5702 | DIAGNOSTIC 2 | EPPENDORF SE (EPPENDORF AG) | GN00002569 | PT. PRODIA WIDYAHUSADA ( LAB PRODIA - WASTU KENCANA ) | BANDUNG | JAWA BARAT | BANDUNG | MAIN UNIT | CUSTOMER | - |  | 16 October 2011 |  | - |  | - |  | ACTIVE
5702CG532439 | E5702 | CENTRIFUGE 5702 | DIAGNOSTIC 2 | EPPENDORF SE (EPPENDORF AG) | GN00001981 | PT PRODIA WIDYAHUSADA ( LAB PRODIA - BOGOR) SUDIRMAN | BOGOR | JAWA BARAT | BOGOR | MAIN UNIT | CUSTOMER | - |  | 1 January 2012 |  | - |  | - |  | ACTIVE
5702CG532440 | E5702 | CENTRIFUGE 5702 | DIAGNOSTIC 2 | EPPENDORF SE (EPPENDORF AG) | GN00006455 | LAB KLINIK PRODIA MADIUN | KEDIRI | JAWA TIMUR | MADIUN | MAIN UNIT | CUSTOMER | - |  | 1 January 2010 |  | - |  | - |  | ACTIVE
5702CG632418 | E5702 | CENTRIFUGE 5702 | DIAGNOSTIC 2 | EPPENDORF SE (EPPENDORF AG) | GN00000527 | RSUD KRATON | SEMARANG | JAWA TENGAH | PEKALONGAN | MAIN UNIT | CUSTOMER | - |  | 6 December 2013 |  | - |  | - |  | ACTIVE
5702CG632431 | E5702 | CENTRIFUGE 5702 | DIAGNOSTIC 2 | EPPENDORF SE (EPPENDORF AG) | GN00001880 | LAB PRODIA MAGELANG | YOGYAKARTA | YOGYAKARTA | YOGYAKARTA | MAIN UNIT | CUSTOMER | - |  | 29 March 2014 |  | - |  | - |  | ACTIVE
5702CG632443 | E5702 | CENTRIFUGE 5702 | DIAGNOSTIC 2 | EPPENDORF SE (EPPENDORF AG) | GN00000527 | RSUD KRATON | SEMARANG | JAWA TENGAH | PEKALONGAN | MAIN UNIT | CUSTOMER | - |  | 6 December 2013 |  | - |  | - |  | ACTIVE
5702CG732422 | E5702 | CENTRIFUGE 5702 | DIAGNOSTIC 2 | EPPENDORF SE (EPPENDORF AG) | GN00007750 | RS MITRA KELUARGA KENJERAN | SURABAYA-2 | JAWA TIMUR | SURABAYA | MAIN UNIT | CUSTOMER | - |  | 1 January 2010 |  | - |  | - |  | ACTIVE
5702CG732434 | E5702 | CENTRIFUGE 5702 | DIAGNOSTIC 2 | EPPENDORF SE (EPPENDORF AG) | GN00004472 | PT PRODIA WIDYA HUSADA - BINTARAN KULON | YOGYAKARTA | YOGYAKARTA | YOGYAKARTA | MAIN UNIT | CUSTOMER | - |  | 1 January 2010 |  | - |  | - |  | ACTIVE
5702CG732446 | E5702 | CENTRIFUGE 5702 | DIAGNOSTIC 2 | EPPENDORF SE (EPPENDORF AG) | GN00000868 | RSU PROV SULBAR | MAKASSAR | SULAWESI BARAT | MAMUJU | MAIN UNIT | CUSTOMER | - |  | 7 January 2014 |  | - |  | - |  | ACTIVE
5702CG732458 | E5702 | CENTRIFUGE 5702 | DIAGNOSTIC 2 | EPPENDORF SE (EPPENDORF AG) | GN00000868 | RSU PROV SULBAR | MAKASSAR | SULAWESI BARAT | MAMUJU | MAIN UNIT | CUSTOMER | - |  | 7 January 2014 |  | - |  | - |  | ACTIVE
5702CG832401 | E5702 | CENTRIFUGE 5702 | DIAGNOSTIC 2 | EPPENDORF SE (EPPENDORF AG) | GN00001634 | PMI KOTA CIREBON | CIREBON | JAWA BARAT | CIREBON | MAIN UNIT | CUSTOMER | - |  | 1 May 2013 |  | - |  | - |  | ACTIVE
5702CG832413 | E5702 | CENTRIFUGE 5702 | DIAGNOSTIC 2 | EPPENDORF SE (EPPENDORF AG) | GN00000629 | RSUD ULIN | BANJARMASIN | KALIMANTAN SELATAN | BANJARMASIN | MAIN UNIT | CUSTOMER | - |  | 1 January 2013 |  | - |  | - |  | ACTIVE
5702CG832425 | E5702 | CENTRIFUGE 5702 | DIAGNOSTIC 2 | EPPENDORF SE (EPPENDORF AG) | GN00002609 | LAB PRODIA GORONTALO | MANADO | SULAWESI UTARA | MANADO | MAIN UNIT | CUSTOMER | - |  | 1 January 2010 |  | - |  | - |  | ACTIVE
5702CG832449 | E5702 | CENTRIFUGE 5702 | DIAGNOSTIC 2 | EPPENDORF SE (EPPENDORF AG) | GN00002915 | RS KEJAKSAAN | JAKARTA-2 | DKI JAKARTA | JAKARTA TIMUR | MAIN UNIT | CUSTOMER | - |  | 12 December 2013 |  | - |  | - |  | ACTIVE
5702CG832450 | E5702 | CENTRIFUGE 5702 | DIAGNOSTIC 2 | EPPENDORF SE (EPPENDORF AG) | GN00002915 | RS KEJAKSAAN | JAKARTA-2 | DKI JAKARTA | JAKARTA TIMUR | MAIN UNIT | CUSTOMER | - |  | 12 December 2013 |  | - |  | - |  | ACTIVE
5702CG932404 | E5702 | CENTRIFUGE 5702 | DIAGNOSTIC 2 | EPPENDORF SE (EPPENDORF AG) | GN00001073 | RSU PELABUHAN RATU | BOGOR | JAWA BARAT | SUKABUMI | MAIN UNIT | CUSTOMER | - |  | 1 January 2013 |  | - |  | - |  | ACTIVE
5702CG932428 | E5702 | CENTRIFUGE 5702 | DIAGNOSTIC 2 | EPPENDORF SE (EPPENDORF AG) | GN00000535 | RSUP DR KARIADI | SEMARANG | JAWA TENGAH | SEMARANG | MAIN UNIT | CUSTOMER | - |  | 1 January 2010 |  | - |  | - |  | ACTIVE
5702CJ033009 | E5702 | CENTRIFUGE 5702 | DIAGNOSTIC 2 | EPPENDORF SE (EPPENDORF AG) | GN00000685 | RSUD HARAPAN INSAN SENDAWAR | SAMARINDA | KALIMANTAN TIMUR | SAMARINDA | MAIN UNIT | CUSTOMER | - |  | 22 December 2013 |  | - |  | - |  | ACTIVE
5702CJ033010 | E5702 | CENTRIFUGE 5702 | DIAGNOSTIC 2 | EPPENDORF SE (EPPENDORF AG) | GN00002825 | RSUD KABUPATEN TANGERANG | TANGERANG | BANTEN |  | MAIN UNIT | CUSTOMER | - |  | 21 November 2013 |  | - |  | - |  | ACTIVE
5702CJ033013 | E5702 | CENTRIFUGE 5702 | DIAGNOSTIC 2 | EPPENDORF SE (EPPENDORF AG) | GN00001165 | RSIA LINGGAJATI | CIREBON | JAWA BARAT | KUNINGAN | MAIN UNIT | CUSTOMER | - |  | 1 May 2013 |  | - |  | - |  | ACTIVE
5702CJ133016 | E5702 | CENTRIFUGE 5702 | DIAGNOSTIC 2 | EPPENDORF SE (EPPENDORF AG) | GN00001746 | PMI TASIKMALAYA | TASIKMALAYA | JAWA BARAT | TASIKMALAYA | MAIN UNIT | CUSTOMER | - |  | 4 January 2010 |  | - |  | - |  | ACTIVE
5702CJ333011 | E5702 | CENTRIFUGE 5702 | DIAGNOSTIC 2 | EPPENDORF SE (EPPENDORF AG) | GN00003168 | LAB KEDUNGDORO CABANG KERTAJAYA SBY | SURABAYA-2 | JAWA TIMUR | SURABAYA | MAIN UNIT | CUSTOMER | - |  | 15 January 2014 |  | - |  | - |  | ACTIVE
5702CJ433014 | E5702 | CENTRIFUGE 5702 | DIAGNOSTIC 2 | EPPENDORF SE (EPPENDORF AG) | GN00002685 | KLINIK UTAMA KEDUNGDORO | SURABAYA-2 | JAWA TIMUR | SURABAYA | MAIN UNIT | CUSTOMER | - |  | 1 November 2013 |  | - |  | - |  | ACTIVE
5702CJ833015 | E5702 | CENTRIFUGE 5702 | DIAGNOSTIC 2 | EPPENDORF SE (EPPENDORF AG) | GN00000535 | RSUP DR KARIADI | SEMARANG | JAWA TENGAH | SEMARANG | MAIN UNIT | CUSTOMER | - |  | 1 January 2013 |  | - |  | - |  | ACTIVE
5702CJ933018 | E5702 | CENTRIFUGE 5702 | DIAGNOSTIC 2 | EPPENDORF SE (EPPENDORF AG) | GN00000535 | RSUP DR KARIADI | SEMARANG | JAWA TENGAH | SEMARANG | MAIN UNIT | CUSTOMER | - |  | 1 January 2013 |  | - |  | - |  | ACTIVE
5702CM233644 | E5702 | CENTRIFUGE 5702 | DIAGNOSTIC 2 | EPPENDORF SE (EPPENDORF AG) | GN00007732 | LAB PRODIA (CILEGON, BANTEN) | TANGERANG | BANTEN | TANGERANG | MAIN UNIT | CUSTOMER | - |  | 7 June 2014 |  | - |  | - |  | ACTIVE
5702CQ034486 | E5702 | CENTRIFUGE 5702 | DIAGNOSTIC 2 | EPPENDORF SE (EPPENDORF AG) | GN00000206 | RS PT CHEVRON PASIFIC INDONESIA | PEKAN BARU | RIAU | PEKANBARU | MAIN UNIT | CUSTOMER | - |  | 1 January 1900 |  | - |  | - |  | ACTIVE
5702CQ034495 | E5702 | CENTRIFUGE 5702 | DIAGNOSTIC 2 | EPPENDORF SE (EPPENDORF AG) | GN00000206 | RS PT CHEVRON PASIFIC INDONESIA | PEKAN BARU | RIAU | PEKANBARU | MAIN UNIT | CUSTOMER | - |  | 18 June 2014 |  | - |  | - |  | ACTIVE
5702CQ034498 | E5702 | CENTRIFUGE 5702 | DIAGNOSTIC 2 | EPPENDORF SE (EPPENDORF AG) | GN00000206 | RS PT CHEVRON PASIFIC INDONESIA | PEKAN BARU | RIAU | PEKANBARU | MAIN UNIT | CUSTOMER | - |  | 18 June 2014 |  | - |  | - |  | ACTIVE
5702CQ034506 | E5702 | CENTRIFUGE 5702 | DIAGNOSTIC 2 | EPPENDORF SE (EPPENDORF AG) | GN00008206 | AP RSUD SUNGAI LIAT | PANGKAL PINANG | KEPULAUAN BANGKA BELITUNG |  | MAIN UNIT | CUSTOMER | - |  | 18 August 2014 |  | - |  | - |  | ACTIVE
5702CQ034515- | E5702 | CENTRIFUGE 5702 | DIAGNOSTIC 2 | EPPENDORF SE (EPPENDORF AG) | GN00000702 | RSIA PERTAMEDIKA TARAKAN | SAMARINDA | KALIMANTAN TIMUR | SAMARINDA | MAIN UNIT | CUSTOMER | - |  | 15 September 2014 |  | - |  | - |  | ACTIVE
5702CQ034518 | E5702 | CENTRIFUGE 5702 | DIAGNOSTIC 2 | EPPENDORF SE (EPPENDORF AG) | GN00001634 | PMI KOTA CIREBON | CIREBON | JAWA BARAT | CIREBON | MAIN UNIT | CUSTOMER | - |  | 17 September 2010 |  | - |  | - |  | ACTIVE
5702CQ034539 | E5702 | CENTRIFUGE 5702 | DIAGNOSTIC 2 | EPPENDORF SE (EPPENDORF AG) | GN00002986 | RDC PUSAT - RAWAGELAM | PUSAT | DKI JAKARTA | JAKARTA TIMUR | MAIN UNIT | EMP | 12 April 2017 | ANDRIAS NUGROHO - TSE | 1 January 1900 |  | 12 April 2017 | ANDRIAS NUGROHO - TSE | - |  | ACTIVE
5702CQ034540 | E5702 | CENTRIFUGE 5702 | DIAGNOSTIC 2 | EPPENDORF SE (EPPENDORF AG) | GN00002633 | LAB PRODIA CEMPAKA | PEKAN BARU | RIAU | PEKANBARU | MAIN UNIT | CUSTOMER | - |  | 1 January 2010 |  | - |  | - |  | ACTIVE
5702CQ134489 | E5702 | CENTRIFUGE 5702 | DIAGNOSTIC 2 | EPPENDORF SE (EPPENDORF AG) | GN00001546 | LAB PRODIA (DAUD, ACEH) | BANDA ACEH | ACEH | BANDA ACEH | MAIN UNIT | CUSTOMER | - |  | 21 July 2014 |  | - |  | - |  | ACTIVE
5702CQ134490 | E5702 | CENTRIFUGE 5702 | DIAGNOSTIC 2 | EPPENDORF SE (EPPENDORF AG) | GN00001622 | RSB MARDI WALOEJA RAMPAL MALANG | MALANG | JAWA TIMUR | MALANG | MAIN UNIT | CUSTOMER | - |  | 1 January 2014 |  | - |  | - |  | ACTIVE
5702CQ134509 | E5702 | CENTRIFUGE 5702 | DIAGNOSTIC 2 | EPPENDORF SE (EPPENDORF AG) | GN00002620 | LAB PRODIA PADANG | PADANG | SUMATERA BARAT | PADANG | MAIN UNIT | CUSTOMER | - |  | 1 January 2013 |  | - |  | - |  | ACTIVE
5702CQ134510 | E5702 | CENTRIFUGE 5702 | DIAGNOSTIC 2 | EPPENDORF SE (EPPENDORF AG) | GN00002269 | LAB PRODIA SAMARINDA | SAMARINDA | KALIMANTAN TIMUR | SAMARINDA | MAIN UNIT | CUSTOMER | - |  | 7 July 2014 |  | - |  | - |  | ACTIVE
5702CQ234481 | E5702 | CENTRIFUGE 5702 | DIAGNOSTIC 2 | EPPENDORF SE (EPPENDORF AG) | GN00001613 | LAB PRODIA BATAM | BATAM | KEPULAUAN RIAU | BATAM | MAIN UNIT | CUSTOMER | - |  | 4 January 2010 |  | - |  | - |  | ACTIVE
5702CQ234501 | E5702 | CENTRIFUGE 5702 | DIAGNOSTIC 2 | EPPENDORF SE (EPPENDORF AG) | GN00004852 | PT PRODIA WIDYAHUSADA VETERAN ( LAB PRODIA - PALEMBANG ) | PALEMBANG | SUMATERA SELATAN |  | MAIN UNIT | CUSTOMER | - |  | 11 August 2014 |  | - |  | - |  | ACTIVE
5702CQ234513 | E5702 | CENTRIFUGE 5702 | DIAGNOSTIC 2 | EPPENDORF SE (EPPENDORF AG) | GN00001999 | LAB PRODIA - DIPONEGORO | DENPASAR | BALI | DENPASAR | MAIN UNIT | CUSTOMER | - |  | 11 August 2014 |  | - |  | - |  | ACTIVE
5702CQ234537 | E5702 | CENTRIFUGE 5702 | DIAGNOSTIC 2 | EPPENDORF SE (EPPENDORF AG) | GN00007836 | LAB PRODIA SIDOARJO | SURABAYA-2 | JAWA TIMUR | SURABAYA | MAIN UNIT | CUSTOMER | - |  | 5 August 2014 |  | - |  | - |  | ACTIVE
5702CQ33448 | E5702 | CENTRIFUGE 5702 | DIAGNOSTIC 2 | EPPENDORF SE (EPPENDORF AG) | GN00008393 | PRODIA KELAPA GADING | JAKARTA-1 | DKI JAKARTA | JAKARTA UTARA | MAIN UNIT | CUSTOMER | - |  | 1 January 2010 |  | - |  | - |  | ACTIVE
5702CQ334496 | E5702 | CENTRIFUGE 5702 | DIAGNOSTIC 2 | EPPENDORF SE (EPPENDORF AG) | GN00002341 | RS MURNI TEGUH MEMORIAL HOSPITAL ( PT. MURNI SADAR ) | MEDAN | SUMATERA UTARA | MEDAN | MAIN UNIT | CUSTOMER | - |  | 13 October 2014 |  | - |  | - |  | ACTIVE
5702CQ334504 | E5702 | CENTRIFUGE 5702 | DIAGNOSTIC 2 | EPPENDORF SE (EPPENDORF AG) | GN00002986 | RDC PUSAT - RAWAGELAM | PUSAT | DKI JAKARTA | JAKARTA TIMUR | MAIN UNIT | EMP | 22 May 2014 | FIRMAN GEA | 1 January 1900 |  | 22 May 2014 | FIRMAN GEA | - |  | ACTIVE
5702CQ334516 | E5702 | CENTRIFUGE 5702 | DIAGNOSTIC 2 | EPPENDORF SE (EPPENDORF AG) | GN00002586 | PT BIOFARMA | BANDUNG | JAWA BARAT | BANDUNG | MAIN UNIT | CUSTOMER | - |  | 24 November 2014 |  | - |  | - |  | ACTIVE
5702CQ434487 | E5702 | CENTRIFUGE 5702 | DIAGNOSTIC 2 | EPPENDORF SE (EPPENDORF AG) | GN00002586 | PT BIOFARMA | BANDUNG | JAWA BARAT | BANDUNG | MAIN UNIT | CUSTOMER | - |  | 24 November 2014 |  | - |  | - |  | ACTIVE
5702CQ434499 | E5702 | CENTRIFUGE 5702 | DIAGNOSTIC 2 | EPPENDORF SE (EPPENDORF AG) | GN00001471 | RSU DR MOEWARDI SURAKARTA | SOLO | JAWA TENGAH | SURAKARTA | MAIN UNIT | CUSTOMER | - |  | 22 November 2014 |  | - |  | - |  | ACTIVE
5702CQ434507 | E5702 | CENTRIFUGE 5702 | DIAGNOSTIC 2 | EPPENDORF SE (EPPENDORF AG) | GN00001471 | RSU DR MOEWARDI SURAKARTA | SOLO | JAWA TENGAH | SURAKARTA | MAIN UNIT | CUSTOMER | - |  | 22 November 2014 |  | - |  | - |  | ACTIVE
5702CQ434519 | E5702 | CENTRIFUGE 5702 | DIAGNOSTIC 2 | EPPENDORF SE (EPPENDORF AG) | GN00001471 | RSU DR MOEWARDI SURAKARTA | SOLO | JAWA TENGAH | SURAKARTA | MAIN UNIT | CUSTOMER | - |  | 22 November 2014 |  | - |  | - |  | ACTIVE
5702CQ434520 | E5702 | CENTRIFUGE 5702 | DIAGNOSTIC 2 | EPPENDORF SE (EPPENDORF AG) | GN00001471 | RSU DR MOEWARDI SURAKARTA | SOLO | JAWA TENGAH | SURAKARTA | MAIN UNIT | CUSTOMER | - |  | 22 November 2014 |  | - |  | - |  | ACTIVE
5702CQ534491 | E5702 | CENTRIFUGE 5702 | DIAGNOSTIC 2 | EPPENDORF SE (EPPENDORF AG) | GN00001597 | LAB PRODIA BANJARMASIN | BANJARMASIN | KALIMANTAN SELATAN | BANJARMASIN | MAIN UNIT | CUSTOMER | - |  | 2 January 2013 |  | - |  | - |  | ACTIVE
5702CQ534535 | E5702 | CENTRIFUGE 5702 | DIAGNOSTIC 2 | EPPENDORF SE (EPPENDORF AG) | GN00008554 | Lab. Pramita Madiun | KEDIRI | JAWA TIMUR |  | MAIN UNIT | CUSTOMER | - |  | 6 April 2015 |  | - |  | - |  | ACTIVE
5702CQ634482 | E5702 | CENTRIFUGE 5702 | DIAGNOSTIC 2 | EPPENDORF SE (EPPENDORF AG) | GN00001471 | RSU DR MOEWARDI SURAKARTA | SOLO | JAWA TENGAH | SURAKARTA | MAIN UNIT | CUSTOMER | - |  | 22 November 2014 |  | - |  | - |  | ACTIVE
5702CQ634494 | E5702 | CENTRIFUGE 5702 | DIAGNOSTIC 2 | EPPENDORF SE (EPPENDORF AG) | GN00002464 | RSUD DR HARJONO S PONOROGO | KEDIRI | JAWA TIMUR | PONOROGO | MAIN UNIT | CUSTOMER | - |  | 1 January 2010 |  | - |  | - |  | ACTIVE
5702CQ634502 | E5702 | CENTRIFUGE 5702 | DIAGNOSTIC 2 | EPPENDORF SE (EPPENDORF AG) | GN00002463 | RSUD DR SOEDONO | KEDIRI | JAWA TIMUR | MADIUN | MAIN UNIT | CUSTOMER | - |  | 1 January 2010 |  | - |  | - |  | ACTIVE
5702CQ634514 | E5702 | CENTRIFUGE 5702 | DIAGNOSTIC 2 | EPPENDORF SE (EPPENDORF AG) | GN00001755 | RS ISLAM HARAPAN ANDA | TEGAL | JAWA TENGAH | TEGAL | MAIN UNIT | CUSTOMER | - |  | 23 September 2014 |  | - |  | - |  | ACTIVE
5702CQ634538 | E5702 | CENTRIFUGE 5702 | DIAGNOSTIC 2 | EPPENDORF SE (EPPENDORF AG) | GN00002986 | RDC PUSAT - RAWAGELAM | PUSAT | DKI JAKARTA | JAKARTA TIMUR | MAIN UNIT | EMP | 22 May 2014 | FIRMAN GEA | 1 January 1900 |  | 22 May 2014 | FIRMAN GEA | - |  | ACTIVE
5702CQ734485 | E5702 | CENTRIFUGE 5702 | DIAGNOSTIC 2 | EPPENDORF SE (EPPENDORF AG) | GN00000234 | RSU DR ACHMAD MOCHTAR | PADANG | SUMATERA BARAT | BUKITTINGGI | MAIN UNIT | CUSTOMER | - |  | 1 January 2015 |  | - |  | - |  | ACTIVE
5702CQ734497 | E5702 | CENTRIFUGE 5702 | DIAGNOSTIC 2 | EPPENDORF SE (EPPENDORF AG) | GN00000234 | RSU DR ACHMAD MOCHTAR | PADANG | SUMATERA BARAT | BUKITTINGGI | MAIN UNIT | CUSTOMER | - |  | 1 January 2015 |  | - |  | - |  | ACTIVE
5702CQ734517 | E5702 | CENTRIFUGE 5702 | DIAGNOSTIC 2 | EPPENDORF SE (EPPENDORF AG) | GN00002986 | RDC PUSAT - RAWAGELAM | PUSAT | DKI JAKARTA | JAKARTA TIMUR | MAIN UNIT | EMP | 22 May 2014 | FIRMAN GEA | 1 January 1900 |  | 22 May 2014 | FIRMAN GEA | - |  | ACTIVE
5702CQ73505 | E5702 | CENTRIFUGE 5702 | DIAGNOSTIC 2 | EPPENDORF SE (EPPENDORF AG) | GN00002621 | PMI UTDC PADANG | PADANG | SUMATERA BARAT | PADANG | MAIN UNIT | CUSTOMER | - |  | 1 January 2014 |  | - |  | - |  | ACTIVE
5702CQ834488 | E5702 | CENTRIFUGE 5702 | DIAGNOSTIC 2 | EPPENDORF SE (EPPENDORF AG) | GN00004285 | PT PRODIA WIDYAHUSADA ( LAB PRODIA - MEDAN ) | MEDAN | SUMATERA UTARA | MEDAN | MAIN UNIT | CUSTOMER | - |  | 30 November 2014 |  | - |  | - |  | ACTIVE
5702CQ834508 | E5702 | CENTRIFUGE 5702 | DIAGNOSTIC 2 | EPPENDORF SE (EPPENDORF AG) | GN00002986 | RDC PUSAT - RAWAGELAM | PUSAT | DKI JAKARTA | JAKARTA TIMUR | MAIN UNIT | EMP | 22 May 2014 | FIRMAN GEA | 1 January 1900 |  | 22 May 2014 | FIRMAN GEA | - |  | ACTIVE
5702CQ934492 | E5702 | CENTRIFUGE 5702 | DIAGNOSTIC 2 | EPPENDORF SE (EPPENDORF AG) | GN18090013 | GRAHA PRODIA SURABAYA ( Lab. Prodia Gedung Baru ) | SURABAYA-1 | JAWA TIMUR |  | MAIN UNIT | CUSTOMER | - |  | 1 January 2010 |  | - |  | - |  | ACTIVE
5702CQ934512 | E5702 | CENTRIFUGE 5702 | DIAGNOSTIC 2 | EPPENDORF SE (EPPENDORF AG) | GN00001597 | LAB PRODIA BANJARMASIN | BANJARMASIN | KALIMANTAN SELATAN | BANJARMASIN | MAIN UNIT | CUSTOMER | - |  | 22 January 2015 |  | - |  | - |  | ACTIVE
5702CQ934536 | E5702 | CENTRIFUGE 5702 | DIAGNOSTIC 2 | EPPENDORF SE (EPPENDORF AG) | GN00002986 | RDC PUSAT - RAWAGELAM | PUSAT | DKI JAKARTA | JAKARTA TIMUR | MAIN UNIT | EMP | 22 May 2014 | GATOT SURYA ADIPUTRA - TSE | 1 January 1900 |  | 22 May 2014 | GATOT SURYA ADIPUTRA - TSE | - |  | ACTIVE
5702DN036042 | E5702 | CENTRIFUGE 5702 | DIAGNOSTIC 2 | EPPENDORF SE (EPPENDORF AG) | GN00000217 | RSUD BANGKINANG | PEKAN BARU | RIAU | BANGKINANG | MAIN UNIT | CUSTOMER | - |  | 1 April 2015 |  | - |  | - |  | ACTIVE
5702DN036051 | E5702 | CENTRIFUGE 5702 | DIAGNOSTIC 2 | EPPENDORF SE (EPPENDORF AG) | GN00008157 | ITS (INSTITUT TEKNOLOGI SURABAYA) | SURABAYA-2 | JAWA TIMUR | SURABAYA | MAIN UNIT | EMP | 19 December 2014 | ANGGITA KUSUMAWARDANI | 21 October 2025 |  | 19 December 2014 | ANGGITA KUSUMAWARDANI | 3 November 2025 | SAHID DERMAWAN - SPV TSE BARAT | ACTIVE
5702DN036054 | E5702 | CENTRIFUGE 5702 | DIAGNOSTIC 2 | EPPENDORF SE (EPPENDORF AG) | GN00001581 | LAB PRODIA SUDIRMAN | BANDAR LAMPUNG | LAMPUNG | BANDAR LAMPUNG | MAIN UNIT | CUSTOMER | - |  | 29 July 2015 |  | - |  | - |  | ACTIVE
5702DN136045 | E5702 | CENTRIFUGE 5702 | DIAGNOSTIC 2 | EPPENDORF SE (EPPENDORF AG) | GN00001785 | RSUD SUKOHARJO | SOLO | JAWA TENGAH | SUKOHARJO | MAIN UNIT | CUSTOMER | - |  | 19 March 2015 |  | - |  | - |  | ACTIVE
5702DN136057 | E5702 | CENTRIFUGE 5702 | DIAGNOSTIC 2 | EPPENDORF SE (EPPENDORF AG) | GN00002052 | LAB PRODIA CIDENG | JAKARTA-2 | DKI JAKARTA | JAKARTA PUSAT | MAIN UNIT | CUSTOMER | - |  | 27 April 2015 |  | - |  | - |  | ACTIVE
5702DN236048 | E5702 | CENTRIFUGE 5702 | DIAGNOSTIC 2 | EPPENDORF SE (EPPENDORF AG) | GN00002986 | RDC PUSAT - RAWAGELAM | PUSAT | DKI JAKARTA | JAKARTA TIMUR | MAIN UNIT | EMP | - |  | 1 January 1900 |  | - |  | - |  | ACTIVE
5702DN336052 | E5702 | CENTRIFUGE 5702 | DIAGNOSTIC 2 | EPPENDORF SE (EPPENDORF AG) | GN00002986 | RDC PUSAT - RAWAGELAM | PUSAT | DKI JAKARTA | JAKARTA TIMUR | MAIN UNIT | EMP | 19 December 2014 | SURYADI | 1 January 1900 |  | 19 December 2014 | SURYADI | - |  | ACTIVE
5702DN436043 | E5702 | CENTRIFUGE 5702 | DIAGNOSTIC 2 | EPPENDORF SE (EPPENDORF AG) | GN00008307 | PUSKESMAS RUMBAI | PEKAN BARU | RIAU | PEKANBARU | MAIN UNIT | CUSTOMER | - |  | 2 January 2015 |  | - |  | - |  | ACTIVE
5702DN436055 | E5702 | CENTRIFUGE 5702 | DIAGNOSTIC 2 | EPPENDORF SE (EPPENDORF AG) | GN00004818 | PT PRODIA WIDYAHUSADA ( LAB PRODIA - KOPO ) | BANDUNG | JAWA BARAT | BANDUNG | MAIN UNIT | CUSTOMER | - |  | 11 July 2015 |  | - |  | - |  | ACTIVE
5702DN536046 | E5702 | CENTRIFUGE 5702 | DIAGNOSTIC 2 | EPPENDORF SE (EPPENDORF AG) | GN00008566 | PUSKESMAS KECAMATAN TEBET | JAKARTA-1 | DKI JAKARTA | JAKARTA SELATAN | MAIN UNIT | CUSTOMER | - |  | 15 April 2015 |  | - |  | - |  | ACTIVE
5702DN536058 | E5702 | CENTRIFUGE 5702 | DIAGNOSTIC 2 | EPPENDORF SE (EPPENDORF AG) | GN00002138 | LAB PRODIA MALANG | MALANG | JAWA TIMUR | MALANG | MAIN UNIT | CUSTOMER | - |  | 4 January 2010 |  | - |  | - |  | ACTIVE
5702DN636049 | E5702 | CENTRIFUGE 5702 | DIAGNOSTIC 2 | EPPENDORF SE (EPPENDORF AG) | GN00001931 | RS BETHESDA YOGYAKARTA | YOGYAKARTA | YOGYAKARTA | YOGYAKARTA | MAIN UNIT | CUSTOMER | - |  | 20 February 2015 |  | - |  | - |  | ACTIVE
5702DN636050 | E5702 | CENTRIFUGE 5702 | DIAGNOSTIC 2 | EPPENDORF SE (EPPENDORF AG) | GN00001064 | RSUD R SYAMSUDIN SH | BOGOR | JAWA BARAT | SUKABUMI | MAIN UNIT | CUSTOMER | - |  | 20 February 2015 |  | - |  | - |  | ACTIVE
5702DN736041 | E5702 | CENTRIFUGE 5702 | DIAGNOSTIC 2 | EPPENDORF SE (EPPENDORF AG) | GN00002986 | RDC PUSAT - RAWAGELAM | PUSAT | DKI JAKARTA | JAKARTA TIMUR | MAIN UNIT | EMP | 19 December 2014 | SURYADI | 1 January 1900 |  | 19 December 2014 | SURYADI | - |  | ACTIVE
5702DN736053 | E5702 | CENTRIFUGE 5702 | DIAGNOSTIC 2 | EPPENDORF SE (EPPENDORF AG) | GN00002986 | RDC PUSAT - RAWAGELAM | PUSAT | DKI JAKARTA | JAKARTA TIMUR | MAIN UNIT | EMP | 22 December 2014 | SURYADI | 1 January 1900 |  | 22 December 2014 | SURYADI | - |  | ACTIVE
5702DN836044 | E5702 | CENTRIFUGE 5702 | DIAGNOSTIC 2 | EPPENDORF SE (EPPENDORF AG) | GN00008306 | PUSKESMAS MELUR | PEKAN BARU | RIAU | PEKANBARU | MAIN UNIT | CUSTOMER | - |  | 2 January 2015 |  | - |  | - |  | ACTIVE
5702DN836056 | E5702 | CENTRIFUGE 5702 | DIAGNOSTIC 2 | EPPENDORF SE (EPPENDORF AG) | GN00008858 | LAB. PRODIA PURWOREJO | YOGYAKARTA | YOGYAKARTA | YOGYAKARTA | MAIN UNIT | CUSTOMER | - |  | 21 September 2015 |  | - |  | - |  | ACTIVE
5702DN936047 | E5702 | CENTRIFUGE 5702 | DIAGNOSTIC 2 | EPPENDORF SE (EPPENDORF AG) | GN00002639 | PUSKESMAS PONED SIDOMULYO | PEKAN BARU | RIAU | PEKANBARU | MAIN UNIT | CUSTOMER | - |  | 15 January 2015 |  | - |  | - |  | ACTIVE
5702DN936059 | E5702 | CENTRIFUGE 5702 | DIAGNOSTIC 2 | EPPENDORF SE (EPPENDORF AG) | GN00000581 | PRODIA (SEMARANG) | SEMARANG | JAWA TENGAH | SEMARANG | MAIN UNIT | CUSTOMER | - |  | 27 April 2015 |  | - |  | - |  | ACTIVE
5702DN936060 | E5702 | CENTRIFUGE 5702 | DIAGNOSTIC 2 | EPPENDORF SE (EPPENDORF AG) | GN00002986 | RDC PUSAT - RAWAGELAM | PUSAT | DKI JAKARTA | JAKARTA TIMUR | MAIN UNIT | EMP | 22 December 2014 | SURYADI | 1 January 1900 |  | 22 December 2014 | SURYADI | - |  | ACTIVE
5702DP036466 | E5702 | CENTRIFUGE 5702 | DIAGNOSTIC 2 | EPPENDORF SE (EPPENDORF AG) | GN00004852 | PT PRODIA WIDYAHUSADA VETERAN ( LAB PRODIA - PALEMBANG ) | PALEMBANG | SUMATERA SELATAN |  | MAIN UNIT | CUSTOMER | - |  | 22 June 2015 |  | - |  | - |  | ACTIVE
5702DP136469 | E5702 | CENTRIFUGE 5702 | DIAGNOSTIC 2 | EPPENDORF SE (EPPENDORF AG) | GN00001732 | LAB PRODIA P.SIANTAR | PEMATANG SIANTAR | SUMATERA UTARA | PEMATANG SIANTAR | MAIN UNIT | CUSTOMER | - |  | 6 August 2015 |  | - |  | - |  | ACTIVE
5702DP136470 | E5702 | CENTRIFUGE 5702 | DIAGNOSTIC 2 | EPPENDORF SE (EPPENDORF AG) | GN00001994 | LAB PRODIA DENPASAR | DENPASAR | BALI | DENPASAR | MAIN UNIT | CUSTOMER | 9 June 2015 | ANASTASIA OCTAVIN | 1 February 2021 | I KADEK - TSE | 9 June 2015 | ANASTASIA OCTAVIN | 1 February 2021 | I KADEK - TSE | ACTIVE
5702DP236461 | E5702 | CENTRIFUGE 5702 | DIAGNOSTIC 2 | EPPENDORF SE (EPPENDORF AG) | GN00002986 | RDC PUSAT - RAWAGELAM | PUSAT | DKI JAKARTA | JAKARTA TIMUR | MAIN UNIT | EMP | 9 June 2015 | ANASTASIA OCTAVIN | 1 January 1900 |  | 9 June 2015 | ANASTASIA OCTAVIN | - |  | ACTIVE
5702DP336464 | E5702 | CENTRIFUGE 5702 | DIAGNOSTIC 2 | EPPENDORF SE (EPPENDORF AG) | GN00001994 | LAB PRODIA DENPASAR | DENPASAR | BALI | DENPASAR | MAIN UNIT | CUSTOMER | 9 June 2015 | ANASTASIA OCTAVIN | 29 September 2021 | I KADEK - TSE | 9 June 2015 | ANASTASIA OCTAVIN | 29 September 2021 | I KADEK - TSE | ACTIVE
5702DP36463 | E5702 | CENTRIFUGE 5702 | DIAGNOSTIC 2 | EPPENDORF SE (EPPENDORF AG) | GN00001999 | LAB PRODIA - DIPONEGORO | DENPASAR | BALI | DENPASAR | MAIN UNIT | CUSTOMER | - |  | 5 July 2015 |  | - |  | - |  | ACTIVE
5702DP436467 | E5702 | CENTRIFUGE 5702 | DIAGNOSTIC 2 | EPPENDORF SE (EPPENDORF AG) | GN00002986 | RDC PUSAT - RAWAGELAM | PUSAT | DKI JAKARTA | JAKARTA TIMUR | MAIN UNIT | EMP | 9 June 2015 | ANASTASIA OCTAVIN | 1 January 1900 |  | 9 June 2015 | ANASTASIA OCTAVIN | - |  | ACTIVE
5702DP636462 | E5702 | CENTRIFUGE 5702 | DIAGNOSTIC 2 | EPPENDORF SE (EPPENDORF AG) | GN00001581 | LAB PRODIA SUDIRMAN | BANDAR LAMPUNG | LAMPUNG | BANDAR LAMPUNG | MAIN UNIT | CUSTOMER | - |  | 1 September 2014 |  | - |  | - |  | ACTIVE
5702DP736465 | E5702 | CENTRIFUGE 5702 | DIAGNOSTIC 2 | EPPENDORF SE (EPPENDORF AG) | GN00001954 | LAB PRODIA KARAWANG | BEKASI | JAWA BARAT | KARAWANG | MAIN UNIT | CUSTOMER | - |  | 6 February 2013 |  | - |  | - |  | ACTIVE
5702DP836468 | E5702 | CENTRIFUGE 5702 | DIAGNOSTIC 2 | EPPENDORF SE (EPPENDORF AG) | GN00002633 | LAB PRODIA CEMPAKA | PEKAN BARU | RIAU | PEKANBARU | MAIN UNIT | CUSTOMER | - |  | 30 September 2015 |  | - |  | - |  | ACTIVE
5702EG037242 | E5702 | CENTRIFUGE 5702 | DIAGNOSTIC 2 | EPPENDORF SE (EPPENDORF AG) | GN00008725 | LAB. PRODIA RS. BUNDA | JAKARTA-1 | DKI JAKARTA | JAKARTA PUSAT | MAIN UNIT | CUSTOMER | - |  | 22 June 2015 |  | - |  | - |  | ACTIVE
5702EG037251 | E5702 | CENTRIFUGE 5702 | DIAGNOSTIC 2 | EPPENDORF SE (EPPENDORF AG) | GN00000592 | RSU COLUMBIA | MEDAN | SUMATERA UTARA | MEDAN | MAIN UNIT | CUSTOMER | - |  | 26 October 2015 |  | - |  | - |  | ACTIVE
5702EG037254 | E5702 | CENTRIFUGE 5702 | DIAGNOSTIC 2 | EPPENDORF SE (EPPENDORF AG) | GN00001785 | RSUD SUKOHARJO | SOLO | JAWA TENGAH | SUKOHARJO | MAIN UNIT | CUSTOMER | 10 June 2016 | RAKHMAT | 10 June 2016 |  | 10 June 2016 | RAKHMAT | - |  | ACTIVE
5702EG137245 | E5702 | CENTRIFUGE 5702 | DIAGNOSTIC 2 | EPPENDORF SE (EPPENDORF AG) | GN00002986 | RDC PUSAT - RAWAGELAM | PUSAT | DKI JAKARTA | JAKARTA TIMUR | MAIN UNIT | EMP | 9 June 2015 | ANASTASIA OCTAVIN | 1 January 1900 |  | 9 June 2015 | ANASTASIA OCTAVIN | - |  | ACTIVE
5702EG137257 | E5702 | CENTRIFUGE 5702 | DIAGNOSTIC 2 | EPPENDORF SE (EPPENDORF AG) | GN00002986 | RDC PUSAT - RAWAGELAM | PUSAT | DKI JAKARTA | JAKARTA TIMUR | MAIN UNIT | EMP | 9 June 2015 | ANASTASIA OCTAVIN | 1 January 1900 |  | 9 June 2015 | ANASTASIA OCTAVIN | - |  | ACTIVE
5702EG237248 | E5702 | CENTRIFUGE 5702 | DIAGNOSTIC 2 | EPPENDORF SE (EPPENDORF AG) | GN00008810 | LAB. PRODIA MTC | BANDUNG | JAWA BARAT | BANDUNG | MAIN UNIT | CUSTOMER | - |  | 27 July 2015 |  | - |  | - |  | ACTIVE
5702EG337252 | E5702 | CENTRIFUGE 5702 | DIAGNOSTIC 2 | EPPENDORF SE (EPPENDORF AG) | GN00008805 | RS MITRA KELUARGA KALIDERES | JAKARTA-2 | DKI JAKARTA | JAKARTA BARAT | MAIN UNIT | CUSTOMER | 9 June 2015 | ANASTASIA OCTAVIN | 10 January 2022 | ADITIYA NOVANDRA - TSE | 9 June 2015 | ANASTASIA OCTAVIN | 10 January 2022 | ADITIYA NOVANDRA - TSE | ACTIVE
5702EG437243 | E5702 | CENTRIFUGE 5702 | DIAGNOSTIC 2 | EPPENDORF SE (EPPENDORF AG) | GN00002464 | RSUD DR HARJONO S PONOROGO | KEDIRI | JAWA TIMUR | PONOROGO | MAIN UNIT | CUSTOMER | - |  | 11 November 2015 |  | - |  | - |  | ACTIVE
5702EG437255 | E5702 | CENTRIFUGE 5702 | DIAGNOSTIC 2 | EPPENDORF SE (EPPENDORF AG) | GN00002986 | RDC PUSAT - RAWAGELAM | PUSAT | DKI JAKARTA | JAKARTA TIMUR | MAIN UNIT | EMP | 9 June 2015 | ANASTASIA OCTAVIN | 1 January 1900 |  | 9 June 2015 | ANASTASIA OCTAVIN | - |  | ACTIVE
5702EG537246 | E5702 | CENTRIFUGE 5702 | DIAGNOSTIC 2 | EPPENDORF SE (EPPENDORF AG) | GN00002986 | RDC PUSAT - RAWAGELAM | PUSAT | DKI JAKARTA | JAKARTA TIMUR | MAIN UNIT | EMP | 9 June 2015 | ANASTASIA OCTAVIN | 1 January 1900 |  | 9 June 2015 | ANASTASIA OCTAVIN | - |  | ACTIVE
5702EG537258 | E5702 | CENTRIFUGE 5702 | DIAGNOSTIC 2 | EPPENDORF SE (EPPENDORF AG) | GN00002986 | RDC PUSAT - RAWAGELAM | PUSAT | DKI JAKARTA | JAKARTA TIMUR | MAIN UNIT | EMP | 9 June 2015 | ANASTASIA OCTAVIN | 1 January 1900 |  | 9 June 2015 | ANASTASIA OCTAVIN | - |  | ACTIVE
5702EG637249 | E5702 | CENTRIFUGE 5702 | DIAGNOSTIC 2 | EPPENDORF SE (EPPENDORF AG) | GN00007598 | PMI BALIKPAPAN | BALIKPAPAN | KALIMANTAN TIMUR | BALIKPAPAN | MAIN UNIT | CUSTOMER | - |  | 17 November 2015 |  | - |  | - |  | ACTIVE
5702EG637250 | E5702 | CENTRIFUGE 5702 | DIAGNOSTIC 2 | EPPENDORF SE (EPPENDORF AG) | GN00004189 | PT. PRODIA WIDYAHUSADA ( LAB PRODIA - KEBAYORAN ) | PEJATEN | DKI JAKARTA | JAKARTA SELATAN | MAIN UNIT | CUSTOMER | - |  | 2 July 2015 |  | - |  | - |  | ACTIVE
5702EG737241 | E5702 | CENTRIFUGE 5702 | DIAGNOSTIC 2 | EPPENDORF SE (EPPENDORF AG) | GN00001739 | LAB PRODIA - AHMAD YANI | PONTIANAK | KALIMANTAN BARAT | PONTIANAK | MAIN UNIT | CUSTOMER | - |  | 10 February 2016 |  | - |  | - |  | ACTIVE
5702EG737253 | E5702 | CENTRIFUGE 5702 | DIAGNOSTIC 2 | EPPENDORF SE (EPPENDORF AG) | GN00004361 | PT PRODIA WIDYAHUSADA ( LAB PRODIA - JAMBI ) | JAMBI | JAMBI | JAMBI | MAIN UNIT | CUSTOMER | - |  | 1 January 2010 |  | - |  | - |  | ACTIVE
5702EG837244 | E5702 | CENTRIFUGE 5702 | DIAGNOSTIC 2 | EPPENDORF SE (EPPENDORF AG) | GN00002986 | RDC PUSAT - RAWAGELAM | PUSAT | DKI JAKARTA | JAKARTA TIMUR | MAIN UNIT | EMP | 9 June 2015 | ANASTASIA OCTAVIN | 1 January 1900 |  | 9 June 2015 | ANASTASIA OCTAVIN | - |  | ACTIVE
5702EG837256 | E5702 | CENTRIFUGE 5702 | DIAGNOSTIC 2 | EPPENDORF SE (EPPENDORF AG) | GN00002986 | RDC PUSAT - RAWAGELAM | PUSAT | DKI JAKARTA | JAKARTA TIMUR | MAIN UNIT | EMP | 9 June 2015 | ANASTASIA OCTAVIN | 1 January 1900 |  | 9 June 2015 | ANASTASIA OCTAVIN | - |  | ACTIVE
5702EG937247 | E5702 | CENTRIFUGE 5702 | DIAGNOSTIC 2 | EPPENDORF SE (EPPENDORF AG) | GN00008796 | RS. GIGI DAN MULUT MARANATHA | BANDUNG | JAWA BARAT | BANDUNG | MAIN UNIT | CUSTOMER | - |  | 2 July 2015 |  | - |  | - |  | ACTIVE
5702EG937259 | E5702 | CENTRIFUGE 5702 | DIAGNOSTIC 2 | EPPENDORF SE (EPPENDORF AG) | GN00002986 | RDC PUSAT - RAWAGELAM | PUSAT | DKI JAKARTA | JAKARTA TIMUR | MAIN UNIT | EMP | 9 June 2015 | ANASTASIA OCTAVIN | 1 January 1900 |  | 9 June 2015 | ANASTASIA OCTAVIN | - |  | ACTIVE
5702EG937260 | E5702 | CENTRIFUGE 5702 | DIAGNOSTIC 2 | EPPENDORF SE (EPPENDORF AG) | GN00002986 | RDC PUSAT - RAWAGELAM | PUSAT | DKI JAKARTA | JAKARTA TIMUR | MAIN UNIT | EMP | 9 June 2015 | ANASTASIA OCTAVIN | 1 January 1900 |  | 9 June 2015 | ANASTASIA OCTAVIN | - |  | ACTIVE
5702EL038617 | E5702 | CENTRIFUGE 5702 | DIAGNOSTIC 2 | EPPENDORF SE (EPPENDORF AG) | GN00008885 | RS CIPUTRA KALIDERES | JAKARTA-2 | DKI JAKARTA | JAKARTA BARAT | MAIN UNIT | CUSTOMER | 8 October 2019 | SAHID DERMAWAN - SPV TSE BARAT | 10 January 2017 |  | 8 October 2019 | SAHID DERMAWAN - SPV TSE BARAT | - |  | ACTIVE
5702EL238612 | E5702 | CENTRIFUGE 5702 | DIAGNOSTIC 2 | EPPENDORF SE (EPPENDORF AG) | GN00002460 | RSUD NGANJUK | KEDIRI | JAWA TIMUR | NGANJUK | MAIN UNIT | CUSTOMER | - |  | 30 December 2015 |  | - |  | - |  | ACTIVE
5702EL338603 | E5702 | CENTRIFUGE 5702 | DIAGNOSTIC 2 | EPPENDORF SE (EPPENDORF AG) | GN00000535 | RSUP DR KARIADI | SEMARANG | JAWA TENGAH | SEMARANG | MAIN UNIT | CUSTOMER | - |  | 15 March 2016 |  | - |  | - |  | ACTIVE
5702EL338615 | E5702 | CENTRIFUGE 5702 | DIAGNOSTIC 2 | EPPENDORF SE (EPPENDORF AG) | GN00000529 | RSUD RA KARTINI | SEMARANG | JAWA TENGAH | JEPARA | MAIN UNIT | CUSTOMER | - |  | 1 November 2015 |  | - |  | - |  | ACTIVE
5702EL438606 | E5702 | CENTRIFUGE 5702 | DIAGNOSTIC 2 | EPPENDORF SE (EPPENDORF AG) | GN00001971 | RS MITRA KELUARGA BEKASI BARAT | BEKASI | JAWA BARAT | BEKASI | MAIN UNIT | CUSTOMER | - |  | 29 February 2016 |  | - |  | - |  | ACTIVE
5702EL438618 | E5702 | CENTRIFUGE 5702 | DIAGNOSTIC 2 | EPPENDORF SE (EPPENDORF AG) | GN00000974 | RSUP HASAN SADIKIN ( RSHS ) | BANDUNG | JAWA BARAT | BANDUNG | MAIN UNIT | CUSTOMER | - |  | 14 January 2016 |  | - |  | - |  | ACTIVE
5702EL538609 | E5702 | CENTRIFUGE 5702 | DIAGNOSTIC 2 | EPPENDORF SE (EPPENDORF AG) | GN00008393 | PRODIA KELAPA GADING | JAKARTA-1 | DKI JAKARTA | JAKARTA UTARA | MAIN UNIT | CUSTOMER | - |  | 29 December 2016 |  | - |  | - |  | ACTIVE
5702EL738604 | E5702 | CENTRIFUGE 5702 | DIAGNOSTIC 2 | EPPENDORF SE (EPPENDORF AG) | GN00001973 | RS MITRA KELUARGA CIKARANG | BEKASI | JAWA BARAT | BEKASI | MAIN UNIT | CUSTOMER | 1 September 2016 | GATOT SURYA ADIPUTRA - TSE | 12 August 2016 |  | 1 September 2016 | GATOT SURYA ADIPUTRA - TSE | - |  | ACTIVE
5702EL738616 | E5702 | CENTRIFUGE 5702 | DIAGNOSTIC 2 | EPPENDORF SE (EPPENDORF AG) | GN00011535 | LAB PRAMITA - AHMAD DAHLAN | PALEMBANG | SUMATERA SELATAN | PALEMBANG | MAIN UNIT | CUSTOMER | - |  | 11 June 2016 |  | - |  | - |  | ACTIVE
5702EL838619 | E5702 | CENTRIFUGE 5702 | DIAGNOSTIC 2 | EPPENDORF SE (EPPENDORF AG) | GN00001466 | RSUD SIDOARJO | SURABAYA-1 | JAWA TIMUR | SIDOARJO | MAIN UNIT | CUSTOMER | - |  | 10 December 2015 |  | - |  | - |  | ACTIVE
5702EL938611 | E5702 | CENTRIFUGE 5702 | DIAGNOSTIC 2 | EPPENDORF SE (EPPENDORF AG) | GN00011535 | LAB PRAMITA - AHMAD DAHLAN | PALEMBANG | SUMATERA SELATAN | PALEMBANG | MAIN UNIT | CUSTOMER | - |  | 21 July 2016 |  | - |  | - |  | ACTIVE
5702EM038875 | E5702 | CENTRIFUGE 5702 | DIAGNOSTIC 2 | EPPENDORF SE (EPPENDORF AG) | GN00008393 | PRODIA KELAPA GADING | JAKARTA-1 | DKI JAKARTA | JAKARTA UTARA | MAIN UNIT | CUSTOMER | 11 March 2016 | ARDI HERMAWAN - TSE CP | 11 March 2016 |  | 11 March 2016 | ARDI HERMAWAN - TSE CP | - |  | ACTIVE
5702EM238873 | EC019 | CENTRIFUGE 5702230V/50-60HZ | DIAGNOSTIC 2 | EPPENDORF SE (EPPENDORF AG) | GN00001786 | RSUD DR SOEDIRAN MS WONOGIRI | SOLO | JAWA TENGAH | WONOGIRI | MAIN UNIT | CUSTOMER | 22 June 2016 | RAKHMAT | 22 June 2016 |  | 22 June 2016 | RAKHMAT | - |  | ACTIVE
5702EM338876 | E5702 | CENTRIFUGE 5702 | DIAGNOSTIC 2 | EPPENDORF SE (EPPENDORF AG) | GN00001345 | RS SEMEN GRESIK | SURABAYA-1 | JAWA TIMUR | GRESIK | MAIN UNIT | CUSTOMER | 7 March 2016 | ZENZEN | 7 March 2016 |  | 7 March 2016 | ZENZEN | - |  | ACTIVE
5702ER040033 | EC019 | CENTRIFUGE 5702230V/50-60HZ | DIAGNOSTIC 2 | EPPENDORF SE (EPPENDORF AG) | GN00011766 | LABORATORIUM PRODIA TABANAN | DENPASAR | BALI | TABANAN | MAIN UNIT | CUSTOMER | - |  | 3 November 2016 |  | - |  | - |  | ACTIVE
5702ER040114 | EC019 | CENTRIFUGE 5702230V/50-60HZ | DIAGNOSTIC 2 | EPPENDORF SE (EPPENDORF AG) | GN00001494 | RS MUHAMMADIYAH LAMONGAN | SURABAYA-2 | JAWA TIMUR | LAMONGAN | MAIN UNIT | CUSTOMER | - |  | 25 August 2016 |  | - |  | - |  | ACTIVE
5702ER140036 | PROD1 | CENTRIFUGE 5702, W/O ROTOR, 230V/50-60HZ | DIAGNOSTIC 2 | EPPENDORF SE (EPPENDORF AG) | GN00000069 | RSUD DR HI ABDUL MOELOEK | BANDAR LAMPUNG | LAMPUNG | BANDAR LAMPUNG | MAIN UNIT | CUSTOMER | - |  | 30 June 2016 |  | - |  | - |  | ACTIVE
5702ER440034 | E5702 | CENTRIFUGE 5702 | DIAGNOSTIC 2 | EPPENDORF SE (EPPENDORF AG) | GN00001785 | RSUD SUKOHARJO | SOLO | JAWA TENGAH | SUKOHARJO | MAIN UNIT | CUSTOMER | 10 June 2016 | RAKHMAT | 10 June 2016 |  | 10 June 2016 | RAKHMAT | - |  | ACTIVE
5702ER440115 | E5702 | CENTRIFUGE 5702 | DIAGNOSTIC 2 | EPPENDORF SE (EPPENDORF AG) | GN00001493 | RS SITI KHODIJAH (KHOTIJAH) | SURABAYA-1 | JAWA TIMUR | SIDOARJO | MAIN UNIT | CUSTOMER | 24 July 2019 | GANDHI YANRANGGA | 20 July 2016 |  | 24 July 2019 | GANDHI YANRANGGA | - |  | ACTIVE
5702ER540037 | E5702 | CENTRIFUGE 5702 | DIAGNOSTIC 2 | EPPENDORF SE (EPPENDORF AG) | GN00002621 | PMI UTDC PADANG | PADANG | SUMATERA BARAT | PADANG | MAIN UNIT | CUSTOMER | - |  | 27 May 2016 |  | - |  | - |  | ACTIVE
5702ER840035 | E5702 | CENTRIFUGE 5702 | DIAGNOSTIC 2 | EPPENDORF SE (EPPENDORF AG) | GN00007315 | UNIVERSITAS KRISTEN DUTA WACANA | YOGYAKARTA | YOGYAKARTA | YOGYAKARTA | MAIN UNIT | CUSTOMER | - |  | 8 August 2016 |  | - |  | - |  | ACTIVE
5702ER940038 | E5702 | CENTRIFUGE 5702 | DIAGNOSTIC 2 | EPPENDORF SE (EPPENDORF AG) | GN00002696 | LAB GRANOSTIK | SURABAYA-2 | JAWA TIMUR | SURABAYA | MAIN UNIT | CUSTOMER | - |  | 13 June 2016 |  | - |  | - |  | ACTIVE
5702F-J940960 | E5702 | CENTRIFUGE 5702 | DIAGNOSTIC 2 | EPPENDORF SE (EPPENDORF AG) | GN00001771 | RSUD DR WAHIDIN SUDIROHUSODO | MAKASSAR | SULAWESI SELATAN | MAKASSAR | MAIN UNIT | CUSTOMER | 19 October 2016 | DEA MASJA SADALI - TSE | 17 October 2016 |  | 19 October 2016 | DEA MASJA SADALI - TSE | - |  | ACTIVE
5702F0842049 | E5702 | CENTRIFUGE 5702 | DIAGNOSTIC 2 | EPPENDORF SE (EPPENDORF AG) | GN00001888 | LAB PRODIA YOGYAKARTA | YOGYAKARTA | YOGYAKARTA | YOGYAKARTA | MAIN UNIT | CUSTOMER | - |  | 17 May 2017 |  | - |  | - |  | ACTIVE
5702FG04022 | EC019 | CENTRIFUGE 5702230V/50-60HZ | DIAGNOSTIC 2 | EPPENDORF SE (EPPENDORF AG) | GN00008189 | RSUD MERAUKE | JAYAPURA | PAPUA | JAYAPURA | MAIN UNIT | CUSTOMER | - |  | 17 September 1900 |  | - |  | - |  | ACTIVE
5702FG040231 | E5702 | CENTRIFUGE 5702 | DIAGNOSTIC 2 | EPPENDORF SE (EPPENDORF AG) | GN00006958 | DINAS KESEHATAN KAB/ KOTA. PALEMBANG | PALEMBANG | SUMATERA SELATAN | PALEMBANG | MAIN UNIT | CUSTOMER | - |  | 16 August 2016 |  | - |  | - |  | ACTIVE
5702FG040234 | E5702 | CENTRIFUGE 5702 | DIAGNOSTIC 2 | EPPENDORF SE (EPPENDORF AG) | GN00006958 | DINAS KESEHATAN KAB/ KOTA. PALEMBANG | PALEMBANG | SUMATERA SELATAN | PALEMBANG | MAIN UNIT | CUSTOMER | - |  | 30 August 2016 |  | - |  | - |  | ACTIVE
5702FG140225 | E5702 | CENTRIFUGE 5702 | DIAGNOSTIC 2 | EPPENDORF SE (EPPENDORF AG) | GN00006958 | DINAS KESEHATAN KAB/ KOTA. PALEMBANG | PALEMBANG | SUMATERA SELATAN | PALEMBANG | MAIN UNIT | CUSTOMER | - |  | 5 August 2016 |  | - |  | - |  | ACTIVE
5702FG440223 | E5702 | CENTRIFUGE 5702 | DIAGNOSTIC 2 | EPPENDORF SE (EPPENDORF AG) | GN00000319 | RSUP H ADAM MALIK | MEDAN | SUMATERA UTARA | MEDAN | MAIN UNIT | CUSTOMER | - |  | 9 August 2016 |  | - |  | - |  | ACTIVE
5702FG540238 | E5702 | CENTRIFUGE 5702 | DIAGNOSTIC 2 | EPPENDORF SE (EPPENDORF AG) | GN00006958 | DINAS KESEHATAN KAB/ KOTA. PALEMBANG | PALEMBANG | SUMATERA SELATAN | PALEMBANG | MAIN UNIT | CUSTOMER | - |  | 5 August 2016 |  | - |  | - |  | ACTIVE
5702FG740221 | E5702 | CENTRIFUGE 5702 | DIAGNOSTIC 2 | EPPENDORF SE (EPPENDORF AG) | GN00006958 | DINAS KESEHATAN KAB/ KOTA. PALEMBANG | PALEMBANG | SUMATERA SELATAN | PALEMBANG | MAIN UNIT | CUSTOMER | - |  | 30 August 2016 |  | - |  | - |  | ACTIVE
5702FG740233 | E5702 | CENTRIFUGE 5702 | DIAGNOSTIC 2 | EPPENDORF SE (EPPENDORF AG) | GN00006958 | DINAS KESEHATAN KAB/ KOTA. PALEMBANG | PALEMBANG | SUMATERA SELATAN | PALEMBANG | MAIN UNIT | CUSTOMER | - |  | 22 August 2016 |  | - |  | - |  | ACTIVE
5702FG840224 | EC019 | CENTRIFUGE 5702230V/50-60HZ | DIAGNOSTIC 2 | EPPENDORF SE (EPPENDORF AG) | GN00007404 | RSUD TABANAN | DENPASAR | BALI | DENPASAR | MAIN UNIT | CUSTOMER | - |  | 29 September 2016 |  | - |  | - |  | ACTIVE
5702FG940227 | E5702 | CENTRIFUGE 5702 | DIAGNOSTIC 2 | EPPENDORF SE (EPPENDORF AG) | GN00001230 | DINAS KESEHATAN KAB/KOTA. BULELENG | DENPASAR | BALI | SINGARAJA | MAIN UNIT | CUSTOMER | - |  | 22 August 2016 |  | - |  | - |  | ACTIVE
5702FG940240 | E5702 | CENTRIFUGE 5702 | DIAGNOSTIC 2 | EPPENDORF SE (EPPENDORF AG) | GN00002244 | RSUD PADANGAN | SURABAYA-1 | JAWA TIMUR | BOJONEGORO | MAIN UNIT | CUSTOMER | 7 October 2016 | ANDI ISMAIL - SPV TSE TIMUR | 18 August 2016 |  | 7 October 2016 | ANDI ISMAIL - SPV TSE TIMUR | - |  | ACTIVE
5702FH040527 | E5702 | CENTRIFUGE 5702 | DIAGNOSTIC 2 | EPPENDORF SE (EPPENDORF AG) | GN00002233 | RS HERMINA PALEMBANG | PALEMBANG | SUMATERA SELATAN | PALEMBANG | MAIN UNIT | CUSTOMER | - |  | 30 September 2021 | ABDI PUTRA - TSE | 25 September 2021 | LEO LANANG SIGIT - TSE CP | 30 September 2021 | ABDI PUTRA - TSE | ACTIVE
5702FH140531 | E5702 | CENTRIFUGE 5702 | DIAGNOSTIC 2 | EPPENDORF SE (EPPENDORF AG) | GN00000003 | RSUD KAB BEKASI | BEKASI | JAWA BARAT | BEKASI | MAIN UNIT | CUSTOMER | - |  | 17 October 2016 |  | - |  | - |  | ACTIVE
5702FH440528 | E5702 | CENTRIFUGE 5702 | DIAGNOSTIC 2 | EPPENDORF SE (EPPENDORF AG) | GN00010606 | PUSKESMAS KECUPAK | PEMATANG SIANTAR | SUMATERA UTARA | MEDAN | MAIN UNIT | CUSTOMER | 20 October 2016 | SATRIA KUSUMA - TSE | 6 October 2016 |  | 20 October 2016 | SATRIA KUSUMA - TSE | - |  | ACTIVE
5702FH540532 | E5702 | CENTRIFUGE 5702 | DIAGNOSTIC 2 | EPPENDORF SE (EPPENDORF AG) | GN00003171 | RSUD KOTA MADIUN | KEDIRI | JAWA TIMUR | MADIUN | MAIN UNIT | CUSTOMER | - |  | 26 October 2016 |  | - |  | - |  | ACTIVE
5702FH740526 | E5702 | CENTRIFUGE 5702 | DIAGNOSTIC 2 | EPPENDORF SE (EPPENDORF AG) | GN00011720 | BALAI KESEHATAN PARU MASYARAKAT CIREBON (BKPM CIREBON ) | CIREBON | JAWA BARAT | CIREBON | MAIN UNIT | CUSTOMER | 14 October 2016 | BUDI SUROSO - TSE | 12 October 2016 |  | 14 October 2016 | BUDI SUROSO - TSE | - |  | ACTIVE
5702FH840529 | E5702 | CENTRIFUGE 5702 | DIAGNOSTIC 2 | EPPENDORF SE (EPPENDORF AG) | GN00011937 | PMI LAMONGAN | SURABAYA-1 | JAWA TIMUR | SURABAYA | MAIN UNIT | CUSTOMER | 2 February 2017 | GANDHI YANRANGGA | 2 December 2016 |  | 2 February 2017 | GANDHI YANRANGGA | - |  | ACTIVE
5702FJ040929 | E5702 | CENTRIFUGE 5702 | DIAGNOSTIC 2 | EPPENDORF SE (EPPENDORF AG) | GN00011517 | PUSKESMAS TULANGAN | SURABAYA-1 | JAWA TIMUR | SURABAYA | MAIN UNIT | CUSTOMER | 2 February 2017 | GANDHI YANRANGGA | 9 November 2016 |  | 2 February 2017 | GANDHI YANRANGGA | - |  | ACTIVE
5702FJ140957 | E5702 | CENTRIFUGE 5702 | DIAGNOSTIC 2 | EPPENDORF SE (EPPENDORF AG) | GN00005849 | DINAS KESEHATAN KAB/ KOTA. NIAS | PEMATANG SIANTAR | SUMATERA UTARA | NIAS | MAIN UNIT | CUSTOMER | 15 November 2016 | SATRIA KUSUMA - TSE | 24 October 2016 |  | 15 November 2016 | SATRIA KUSUMA - TSE | - |  | ACTIVE
5702FJ340952 | EC019 | CENTRIFUGE 5702230V/50-60HZ | DIAGNOSTIC 2 | EPPENDORF SE (EPPENDORF AG) | GN00001320 | RSUD MANGUSADA BADUNG | DENPASAR | BALI | BADUNG | MAIN UNIT | CUSTOMER | - |  | 3 November 2016 |  | - |  | - |  | ACTIVE
5702FJ440955 | EC019 | CENTRIFUGE 5702230V/50-60HZ | DIAGNOSTIC 2 | EPPENDORF SE (EPPENDORF AG) | GN00000634 | RSUD RATU ZALECHA | BANJARMASIN | KALIMANTAN SELATAN | BANJARMASIN | MAIN UNIT | CUSTOMER | 14 August 2018 | TRIYONO - TSE AREA BARAT | 30 November 2016 |  | 14 August 2018 | TRIYONO - TSE AREA BARAT | - |  | ACTIVE
5702FJ540958 | E5702 | CENTRIFUGE 5702 | DIAGNOSTIC 2 | EPPENDORF SE (EPPENDORF AG) | GN00003171 | RSUD KOTA MADIUN | KEDIRI | JAWA TIMUR | MADIUN | MAIN UNIT | CUSTOMER | - |  | 26 October 2016 |  | - |  | - |  | ACTIVE
5702FJ640949 | E5702 | CENTRIFUGE 5702 | DIAGNOSTIC 2 | EPPENDORF SE (EPPENDORF AG) | GN00002460 | RSUD NGANJUK | KEDIRI | JAWA TIMUR | NGANJUK | MAIN UNIT | CUSTOMER | - |  | 24 October 2016 |  | - |  | - |  | ACTIVE
5702FJ640950 | E5702 | CENTRIFUGE 5702 | DIAGNOSTIC 2 | EPPENDORF SE (EPPENDORF AG) | GN00002472 | RSU DR SAYIDIMAN MAGETAN | KEDIRI | JAWA TIMUR | MAGETAN | MAIN UNIT | CUSTOMER | - |  | 9 December 2016 |  | - |  | - |  | ACTIVE
5702FJ740953 | EC019 | CENTRIFUGE 5702230V/50-60HZ | DIAGNOSTIC 2 | EPPENDORF SE (EPPENDORF AG) | GN00001320 | RSUD MANGUSADA BADUNG | DENPASAR | BALI | BADUNG | MAIN UNIT | CUSTOMER | - |  | 3 November 2016 |  | - |  | - |  | ACTIVE
5702FJ940959 | E5702 | CENTRIFUGE 5702 | DIAGNOSTIC 2 | EPPENDORF SE (EPPENDORF AG) | GN00002472 | RSU DR SAYIDIMAN MAGETAN | KEDIRI | JAWA TIMUR | MAGETAN | MAIN UNIT | CUSTOMER | - |  | 9 December 2016 |  | - |  | - |  | ACTIVE
5702FK241124 | EC019 | CENTRIFUGE 5702230V/50-60HZ | DIAGNOSTIC 2 | EPPENDORF SE (EPPENDORF AG) | GN00007400 | DINAS KESEHATAN KAB/KOTA. PROP BALI | DENPASAR | BALI | DENPASAR | MAIN UNIT | CUSTOMER | 28 December 2016 | I KADEK - TSE | 28 December 2016 |  | 28 December 2016 | I KADEK - TSE | - |  | ACTIVE
5702FK341152 | E5702 | CENTRIFUGE 5702 | DIAGNOSTIC 2 | EPPENDORF SE (EPPENDORF AG) | GN00009084 | RSU CUT MUTIA LHOKSEUMAWE | LHOKSEUMAWE | ACEH | LHOKSEUMAWE | MAIN UNIT | CUSTOMER | - |  | 15 December 2016 |  | - |  | - |  | ACTIVE
5702FK441143 | E5702 | CENTRIFUGE 5702 | DIAGNOSTIC 2 | EPPENDORF SE (EPPENDORF AG) | GN00000676 | RSUD A.M. PARIKESIT | SAMARINDA | KALIMANTAN TIMUR | TENGGARONG | MAIN UNIT | CUSTOMER | - |  | 30 October 2018 |  | - |  | - |  | ACTIVE
5702FK541146 | EC019 | CENTRIFUGE 5702230V/50-60HZ | DIAGNOSTIC 2 | EPPENDORF SE (EPPENDORF AG) | GN00003087 | RSU PROV BAHTERAMAS | MAKASSAR | SULAWESI SELATAN | MAKASSAR | MAIN UNIT | CUSTOMER | - |  | 14 December 2016 |  | - |  | - |  | ACTIVE
5702FK541158 | E5702 | CENTRIFUGE 5702 | DIAGNOSTIC 2 | EPPENDORF SE (EPPENDORF AG) | GN00000535 | RSUP DR KARIADI | SEMARANG | JAWA TENGAH | SEMARANG | MAIN UNIT | CUSTOMER | - |  | 29 November 2016 |  | - |  | - |  | ACTIVE
5702FK641149 | E5702 | CENTRIFUGE 5702 | DIAGNOSTIC 2 | EPPENDORF SE (EPPENDORF AG) | GN00000237 | RSUD SAWAH LUNTO | PADANG | SUMATERA BARAT | SAWAHLUNTO | MAIN UNIT | CUSTOMER | 28 November 2016 |  | 28 November 2016 |  | 28 November 2016 |  | - |  | ACTIVE
5702FK641150 | E5702 | CENTRIFUGE 5702 | DIAGNOSTIC 2 | EPPENDORF SE (EPPENDORF AG) | GN00000237 | RSUD SAWAH LUNTO | PADANG | SUMATERA BARAT | SAWAHLUNTO | MAIN UNIT | CUSTOMER | 28 November 2016 |  | 28 November 2016 |  | 28 November 2016 |  | - |  | ACTIVE
5702FK741141 | E5702 | CENTRIFUGE 5702 | DIAGNOSTIC 2 | EPPENDORF SE (EPPENDORF AG) | GN00002199 | RS PHC SURABAYA | SURABAYA-1 | JAWA TIMUR | SURABAYA | MAIN UNIT | CUSTOMER | 2 February 2017 | GANDHI YANRANGGA | 6 December 2016 |  | 2 February 2017 | GANDHI YANRANGGA | - |  | ACTIVE
5702FK841144 | E5702 | CENTRIFUGE 5702 | DIAGNOSTIC 2 | EPPENDORF SE (EPPENDORF AG) | GN00002354 | RS INALUM | MEDAN | SUMATERA UTARA | MEDAN | MAIN UNIT | CUSTOMER | 19 December 2016 | ARBIANSYAH - TSE | 19 December 2016 |  | 19 December 2016 | ARBIANSYAH - TSE | - |  | ACTIVE
5702FK841156 | E5702 | CENTRIFUGE 5702 | DIAGNOSTIC 2 | EPPENDORF SE (EPPENDORF AG) | GN00001213 | RSUD MAJENANG | PURWOKERTO | JAWA TENGAH | CILACAP | MAIN UNIT | CUSTOMER | - |  | 15 December 2016 |  | - |  | - |  | ACTIVE
5702FK941123 | EC019 | CENTRIFUGE 5702230V/50-60HZ | DIAGNOSTIC 2 | EPPENDORF SE (EPPENDORF AG) | GN00004893 | RS PENDIDIKAN UNS SURAKARTA | SOLO | JAWA TENGAH | SURAKARTA | MAIN UNIT | CUSTOMER | - |  | 7 December 2016 |  | - |  | - |  | ACTIVE
5702FK941147 | EC019 | CENTRIFUGE 5702230V/50-60HZ | DIAGNOSTIC 2 | EPPENDORF SE (EPPENDORF AG) | GN00007400 | DINAS KESEHATAN KAB/KOTA. PROP BALI | DENPASAR | BALI | DENPASAR | MAIN UNIT | CUSTOMER | 28 December 2016 | I KADEK - TSE | 28 December 2016 |  | 28 December 2016 | I KADEK - TSE | - |  | ACTIVE
5702FK941159 | EC019 | CENTRIFUGE 5702230V/50-60HZ | DIAGNOSTIC 2 | EPPENDORF SE (EPPENDORF AG) | GN00007400 | DINAS KESEHATAN KAB/KOTA. PROP BALI | DENPASAR | BALI | DENPASAR | MAIN UNIT | CUSTOMER | 28 December 2016 | I KADEK - TSE | 28 December 2016 |  | 28 December 2016 | I KADEK - TSE | - |  | ACTIVE
5702FL041366 | E5702 | CENTRIFUGE 5702 | DIAGNOSTIC 2 | EPPENDORF SE (EPPENDORF AG) | GN00000028 | RS BAKTI TIMAH KARIMUN | BATAM | KEPULAUAN RIAU | TANJUNG BALAI KARIMUN | MAIN UNIT | CUSTOMER | - |  | 18 May 2017 |  | - |  | - |  | ACTIVE
5702FL041387 | E0012 | CENTRIFUGE 5702 R W/O ROTOR REFRIGERATED 230V/50HZ | DIAGNOSTIC 2 | EPPENDORF SE (EPPENDORF AG) | GN00008541 | B2P2TOOT BALAI PENELITIAN OBAT TAWANGMANGU | SOLO | JAWA TENGAH | JAKARTA SELATAN | MAIN UNIT | CUSTOMER | - |  | 27 April 2017 |  | - |  | - |  | ACTIVE
5702FL141382 | E0012 | CENTRIFUGE 5702 R W/O ROTOR REFRIGERATED 230V/50HZ | DIAGNOSTIC 2 | EPPENDORF SE (EPPENDORF AG) | GN00000201 | RSUD ARIFIN ACHMAD - PEKANBARU | PEKAN BARU | RIAU | PEKANBARU | MAIN UNIT | CUSTOMER | 20 July 2017 |  | 20 July 2017 |  | 20 July 2017 |  | - |  | ACTIVE
5702FL241385 | E0012 | CENTRIFUGE 5702 R W/O ROTOR REFRIGERATED 230V/50HZ | DIAGNOSTIC 2 | EPPENDORF SE (EPPENDORF AG) | GN00001674 | RSUD SORONG | JAYAPURA | PAPUA | SORONG | MAIN UNIT | CUSTOMER | 6 June 2017 | DEA MASJA SADALI - TSE | 6 June 2017 |  | 6 June 2017 | DEA MASJA SADALI - TSE | - |  | ACTIVE
5702FL241397 | E5702 | CENTRIFUGE 5702 | DIAGNOSTIC 2 | EPPENDORF SE (EPPENDORF AG) | GN00000024 | RS SANTA ELISABETH BATAM | BATAM | KEPULAUAN RIAU | BATAM | MAIN UNIT | CUSTOMER | - |  | 7 August 2017 |  | - |  | - |  | ACTIVE
5702FL341364 | E0012 | CENTRIFUGE 5702 R W/O ROTOR REFRIGERATED 230V/50HZ | DIAGNOSTIC 2 | EPPENDORF SE (EPPENDORF AG) | GN00001762 | PT PRODIA WIDYAHUSADA ( LAB PRODIA - MAKASAR) | MAKASSAR | SULAWESI SELATAN | MAKASSAR | MAIN UNIT | CUSTOMER | - |  | 15 March 2017 |  | - |  | - |  | ACTIVE
5702FL341388 | E5702 | CENTRIFUGE 5702 | DIAGNOSTIC 2 | EPPENDORF SE (EPPENDORF AG) | GN00000036 | RS BAKTI TIMAH | PANGKAL PINANG | KEPULAUAN BANGKA BELITUNG | PANGKAL PINANG | MAIN UNIT | CUSTOMER | 22 February 2021 | NOVAN KURNIARTATO - TSE | 25 May 2021 | AZLI YUDHA - TSE | 3 February 2021 | NOVAN KURNIARTATO - TSE | 25 May 2021 | AZLI YUDHA - TSE | ACTIVE
5702FL441392 | E5702 | CENTRIFUGE 5702 | DIAGNOSTIC 2 | EPPENDORF SE (EPPENDORF AG) | GN00002279 | DINAS KESEHATAN TUBAN | SURABAYA-1 | JAWA TIMUR | TUBAN | MAIN UNIT | CUSTOMER | - |  | 23 December 2016 |  | - |  | - |  | ACTIVE
5702FL541383 | E5702 | CENTRIFUGE 5702 | DIAGNOSTIC 2 | EPPENDORF SE (EPPENDORF AG) | GN00012192 | RSU PREMBUN KEBUMEN | PURWOKERTO | JAWA TENGAH | PURWOKERTO | MAIN UNIT | CUSTOMER | - |  | 9 June 2022 |  | 9 June 2022 | LEO LANANG SIGIT - TSE CP | - |  | ACTIVE
5702FL641350 | E0012 | CENTRIFUGE 5702 R W/O ROTOR REFRIGERATED 230V/50HZ | DIAGNOSTIC 2 | EPPENDORF SE (EPPENDORF AG) | GN00011979 | KLINIK UTAMA BETHESDA | YOGYAKARTA | YOGYAKARTA |  | MAIN UNIT | CUSTOMER | - |  | 10 March 2017 |  | - |  | - |  | ACTIVE
5702FL741365 | E5702 | CENTRIFUGE 5702 | DIAGNOSTIC 2 | EPPENDORF SE (EPPENDORF AG) | GN00002726 | National Hospital Surabaya | SURABAYA-2 | JAWA TIMUR |  | MAIN UNIT | CUSTOMER | 7 March 2017 | GANDHI YANRANGGA | 27 February 2017 |  | 7 March 2017 | GANDHI YANRANGGA | - |  | ACTIVE
5702FL741389 | E5702 | CENTRIFUGE 5702 | DIAGNOSTIC 2 | EPPENDORF SE (EPPENDORF AG) | GN00003099 | RSU BENYAMIN GULUH KOLAKA | MAKASSAR | SULAWESI SELATAN | MAKASSAR | MAIN UNIT | CUSTOMER | 25 July 2017 | PHILIP LAKRISNA - TSE | 25 July 2017 |  | 25 July 2017 | PHILIP LAKRISNA - TSE | - |  | ACTIVE
5702FL741390 | E5702 | CENTRIFUGE 5702 | DIAGNOSTIC 2 | EPPENDORF SE (EPPENDORF AG) | GN00000006 | RS SULIYANTI SAROSO | JAKARTA-1 | DKI JAKARTA | JAKARTA UTARA | MAIN UNIT | CUSTOMER | - |  | 5 May 2017 |  | - |  | - |  | ACTIVE
5702FL841393 | E5702 | CENTRIFUGE 5702 | DIAGNOSTIC 2 | EPPENDORF SE (EPPENDORF AG) | GN00003801 | RSU DR H SOEWONDO KENDAL | SEMARANG | JAWA TENGAH | SEMARANG | MAIN UNIT | CUSTOMER | - |  | 20 December 2016 |  | - |  | - |  | ACTIVE
5702FO042044 | E5702 | CENTRIFUGE 5702 | DIAGNOSTIC 2 | EPPENDORF SE (EPPENDORF AG) | GN00001758 | LABORATORIUM PRODIA AMBON | MAKASSAR | MALUKU | AMBON | MAIN UNIT | CUSTOMER | - |  | 16 May 2017 |  | - |  | - |  | ACTIVE
5702FO042056 | E5702 | CENTRIFUGE 5702 | DIAGNOSTIC 2 | EPPENDORF SE (EPPENDORF AG) | GN00002056 | LAB PRODIA KEDOYA | JAKARTA-2 | DKI JAKARTA | JAKARTA BARAT | MAIN UNIT | CUSTOMER | - |  | 6 June 2017 |  | - |  | - |  | ACTIVE
5702FO142051 | E5702 | CENTRIFUGE 5702 | DIAGNOSTIC 2 | EPPENDORF SE (EPPENDORF AG) | GN00004285 | PT PRODIA WIDYAHUSADA ( LAB PRODIA - MEDAN ) | MEDAN | SUMATERA UTARA | MEDAN | MAIN UNIT | CUSTOMER | - |  | 18 April 2017 |  | - |  | - |  | ACTIVE
5702FO342045 | E0012 | CENTRIFUGE 5702 R W/O ROTOR REFRIGERATED 230V/50HZ | DIAGNOSTIC 2 | EPPENDORF SE (EPPENDORF AG) | GN00002670 | LAB PRODIA SOLO | SOLO | JAWA TENGAH | SURAKARTA | MAIN UNIT | CUSTOMER | - |  | 28 April 2017 |  | - |  | - |  | ACTIVE
5702FO942053 | E5702 | CENTRIFUGE 5702 | DIAGNOSTIC 2 | EPPENDORF SE (EPPENDORF AG) | GN17120014 | LAB PRODIA GRAHA | SURABAYA-1 | JAWA TIMUR | SURABAYA | MAIN UNIT | CUSTOMER | 7 September 2018 | GANDHI YANRANGGA | 1 January 1900 |  | 7 September 2018 | GANDHI YANRANGGA | - |  | ACTIVE
5702FQ042432 | E5702 | CENTRIFUGE 5702 | DIAGNOSTIC 2 | EPPENDORF SE (EPPENDORF AG) | GN00002986 | RDC PUSAT - RAWAGELAM | PUSAT | DKI JAKARTA | JAKARTA TIMUR | MAIN UNIT | EMP | 30 June 2017 | LEO LANANG SIGIT - TSE CP | 1 January 1900 |  | 30 June 2017 | LEO LANANG SIGIT - TSE CP | - |  | ACTIVE
5702FQ042435 | E5702 | CENTRIFUGE 5702 | DIAGNOSTIC 2 | EPPENDORF SE (EPPENDORF AG) | GN00002986 | RDC PUSAT - RAWAGELAM | PUSAT | DKI JAKARTA | JAKARTA TIMUR | MAIN UNIT | EMP | 30 June 2017 | LEO LANANG SIGIT - TSE CP | 1 January 1900 |  | 30 June 2017 | LEO LANANG SIGIT - TSE CP | - |  | ACTIVE
5702FQ054242 | E5702 | CENTRIFUGE 5702 | DIAGNOSTIC 2 | EPPENDORF SE (EPPENDORF AG) | GN00001530 | DINAS KESEHATAN KAB PASURUAN | MALANG | JAWA TIMUR | PASURUAN | MAIN UNIT | CUSTOMER | 30 June 2017 | FARIDA ADELINA | 1 January 1900 |  | 30 June 2017 | FARIDA ADELINA | - |  | ACTIVE
5702fq142422 | E5702 | CENTRIFUGE 5702 | DIAGNOSTIC 2 | EPPENDORF SE (EPPENDORF AG) | GN00001679 | RSUD ABEPURA | JAYAPURA | PAPUA | JAYAPURA | MAIN UNIT | CUSTOMER | 1 August 2017 | SAHID DERMAWAN - SPV TSE BARAT | 1 August 2017 |  | 1 August 2017 | SAHID DERMAWAN - SPV TSE BARAT | - |  | ACTIVE
5702fq142438 | E5702 | CENTRIFUGE 5702 | DIAGNOSTIC 2 | EPPENDORF SE (EPPENDORF AG) | GN00001679 | RSUD ABEPURA | JAYAPURA | PAPUA | JAYAPURA | MAIN UNIT | CUSTOMER | 4 August 2017 | MIKKI FAHRIZI - TSE | 4 August 2017 |  | 4 August 2017 | MIKKI FAHRIZI - TSE | - |  | ACTIVE
5702FQ242405 | E5702 | CENTRIFUGE 5702 | DIAGNOSTIC 2 | EPPENDORF SE (EPPENDORF AG) | GN00001530 | DINAS KESEHATAN KAB PASURUAN | MALANG | JAWA TIMUR | PASURUAN | MAIN UNIT | CUSTOMER | 30 June 2017 | FARIDA ADELINA | 1 January 1900 |  | 30 June 2017 | FARIDA ADELINA | - |  | ACTIVE
5702FQ242430 | E5702 | CENTRIFUGE 5702 | DIAGNOSTIC 2 | EPPENDORF SE (EPPENDORF AG) | GN00001530 | DINAS KESEHATAN KAB PASURUAN | MALANG | JAWA TIMUR | PASURUAN | MAIN UNIT | CUSTOMER | 30 June 2017 | FARIDA ADELINA | 1 January 1900 |  | 30 June 2017 | FARIDA ADELINA | - |  | ACTIVE
5702FQ342433 | E0012 | CENTRIFUGE 5702 R W/O ROTOR REFRIGERATED 230V/50HZ | DIAGNOSTIC 2 | EPPENDORF SE (EPPENDORF AG) | GN00000009 | RSU DR CIPTO MANGUNKUSUMO | JAKARTA-1 | DKI JAKARTA | JAKARTA PUSAT | MAIN UNIT | CUSTOMER | - |  | 7 September 2017 |  | - |  | - |  | ACTIVE
5702FQ542424 | E0012 | CENTRIFUGE 5702 R W/O ROTOR REFRIGERATED 230V/50HZ | DIAGNOSTIC 2 | EPPENDORF SE (EPPENDORF AG) | GN00007487 | DINAS KESEHATAN KAB/KOTA. TEBO | JAMBI | JAMBI | MUARA TEBO | MAIN UNIT | CUSTOMER | 21 July 2017 | GATOT SURYA ADIPUTRA - TSE | 21 July 2017 |  | 21 July 2017 | GATOT SURYA ADIPUTRA - TSE | - |  | ACTIVE
5702FQ542439 | E5702 | CENTRIFUGE 5702 | DIAGNOSTIC 2 | EPPENDORF SE (EPPENDORF AG) | GN00001530 | DINAS KESEHATAN KAB PASURUAN | MALANG | JAWA TIMUR | PASURUAN | MAIN UNIT | CUSTOMER | 30 June 2017 | FARIDA ADELINA | 1 January 1900 |  | 30 June 2017 | FARIDA ADELINA | - |  | ACTIVE
5702FQ542440 | E0012 | CENTRIFUGE 5702 R W/O ROTOR REFRIGERATED 230V/50HZ | DIAGNOSTIC 2 | EPPENDORF SE (EPPENDORF AG) | GN17090004 | PUSKESMAS TEMIANG | JAMBI | JAMBI | JAMBI | MAIN UNIT | CUSTOMER | 26 September 2017 |  | 26 September 2017 |  | 26 September 2017 |  | - |  | ACTIVE
5702fq742422 | E5702 | CENTRIFUGE 5702 | DIAGNOSTIC 2 | EPPENDORF SE (EPPENDORF AG) | GN00001679 | RSUD ABEPURA | JAYAPURA | PAPUA | JAYAPURA | MAIN UNIT | CUSTOMER | 3 August 2017 | MIKKI FAHRIZI - TSE | 3 August 2017 |  | 3 August 2017 | MIKKI FAHRIZI - TSE | - |  | ACTIVE
5702FQ742434 | E5702 | CENTRIFUGE 5702 | DIAGNOSTIC 2 | EPPENDORF SE (EPPENDORF AG) | GN00003454 | DINAS KESEHATAN KAB/KOTA. MUARA BUNGO | JAMBI | JAMBI | JAMBI | MAIN UNIT | CUSTOMER | - |  | 6 July 2017 |  | - |  | - |  | ACTIVE
5702FQ842437 | E5702 | CENTRIFUGE 5702 | DIAGNOSTIC 2 | EPPENDORF SE (EPPENDORF AG) | GN00001530 | DINAS KESEHATAN KAB PASURUAN | MALANG | JAWA TIMUR | PASURUAN | MAIN UNIT | CUSTOMER | 30 June 2017 | FARIDA ADELINA | 1 January 1900 |  | 30 June 2017 | FARIDA ADELINA | - |  | ACTIVE
5702FQ942428 | E5702 | CENTRIFUGE 5702 | DIAGNOSTIC 2 | EPPENDORF SE (EPPENDORF AG) | GN00001530 | DINAS KESEHATAN KAB PASURUAN | MALANG | JAWA TIMUR | PASURUAN | MAIN UNIT | CUSTOMER | 30 June 2017 | FARIDA ADELINA | 1 January 1900 |  | 30 June 2017 | FARIDA ADELINA | - |  | ACTIVE
5702FR042578 | E5702 | CENTRIFUGE 5702 | DIAGNOSTIC 2 | EPPENDORF SE (EPPENDORF AG) | GN00001830 | RSUD LAWANG | MALANG | JAWA TIMUR | MALANG | MAIN UNIT | CUSTOMER | - |  | 11 December 2018 |  | - |  | - |  | ACTIVE
5702FR542571 | E5702 | CENTRIFUGE 5702 | DIAGNOSTIC 2 | EPPENDORF SE (EPPENDORF AG) | GN00001830 | RSUD LAWANG | MALANG | JAWA TIMUR | MALANG | MAIN UNIT | CUSTOMER | - |  | 11 December 2018 |  | - |  | - |  | ACTIVE
5702FR642574 | E5702 | CENTRIFUGE 5702 | DIAGNOSTIC 2 | EPPENDORF SE (EPPENDORF AG) | GN00000771 | RS KUSTA TADJUDDIN CHALID | MAKASSAR | SULAWESI SELATAN | MAKASSAR | MAIN UNIT | CUSTOMER | 30 August 2017 | PHILIP LAKRISNA - TSE | 30 August 2017 |  | 30 August 2017 | PHILIP LAKRISNA - TSE | - |  | ACTIVE
5702FR742577 | E5702 | CENTRIFUGE 5702 | DIAGNOSTIC 2 | EPPENDORF SE (EPPENDORF AG) | GN17080001 | RS MITRA MEDIKA INSANI CABANG AMPLAS | MEDAN | SUMATERA UTARA | MEDAN | MAIN UNIT | CUSTOMER | - |  | 15 November 2017 |  | - |  | - |  | ACTIVE
5702FR842581 | EC019 | CENTRIFUGE 5702230V/50-60HZ | DIAGNOSTIC 2 | EPPENDORF SE (EPPENDORF AG) | GN17050032 | PT SAYANG DHARMA MEDIKA | SURABAYA-2 | JAWA TIMUR | SURABAYA | MAIN UNIT | CUSTOMER | 10 July 2017 | ANDI ISMAIL - SPV TSE TIMUR | 10 July 2017 |  | 10 July 2017 | ANDI ISMAIL - SPV TSE TIMUR | - |  | ACTIVE
5702FR942572 | E5702 | CENTRIFUGE 5702 | DIAGNOSTIC 2 | EPPENDORF SE (EPPENDORF AG) | GN00009519 | RSUD JOHAR BARU | JAKARTA-1 | DKI JAKARTA | JAKARTA PUSAT | MAIN UNIT | CUSTOMER | 14 November 2017 | ARDI HERMAWAN - TSE CP | 14 November 2017 |  | 14 November 2017 | ARDI HERMAWAN - TSE CP | - |  | ACTIVE
5702GI043188 | E5702 | CENTRIFUGE 5702 | DIAGNOSTIC 2 | EPPENDORF SE (EPPENDORF AG) | GN00002776 | RS GRIU DR. SOETOMO, SURABAYA | SURABAYA-2 | JAWA TIMUR | SURABAYA | MAIN UNIT | CUSTOMER | 28 September 2017 | ANDI ISMAIL - SPV TSE TIMUR | 28 September 2017 |  | 28 September 2017 | ANDI ISMAIL - SPV TSE TIMUR | - |  | ACTIVE
5702GI143146 | E5702 | CENTRIFUGE 5702 | DIAGNOSTIC 2 | EPPENDORF SE (EPPENDORF AG) | GN00000073 | RSUD MENGGALA TULANG BAWANG | BANDAR LAMPUNG | LAMPUNG | BANDAR LAMPUNG | MAIN UNIT | CUSTOMER | - |  | 28 September 2017 |  | - |  | - |  | ACTIVE
5702GI143183 | E5702 | CENTRIFUGE 5702 | DIAGNOSTIC 2 | EPPENDORF SE (EPPENDORF AG) | GN00007771 | DINAS KESEHATAN KAB/ KOTA. BENGKALIS | PEKAN BARU | RIAU | BENGKALIS | MAIN UNIT | CUSTOMER | 20 November 2017 | TRIYONO - TSE AREA BARAT | 20 November 2017 |  | 20 November 2017 | TRIYONO - TSE AREA BARAT | - |  | ACTIVE
5702GI243149 | E5702 | CENTRIFUGE 5702 | DIAGNOSTIC 2 | EPPENDORF SE (EPPENDORF AG) | GN00002293 | UPTD KESEHATAN PARU MASYARAKAT | MEDAN | SUMATERA UTARA | MEDAN | MAIN UNIT | CUSTOMER | 5 October 2017 | SATRIA KUSUMA - TSE | 5 October 2017 |  | 5 October 2017 | SATRIA KUSUMA - TSE | - |  | ACTIVE
5702GI443193 | E5702 | CENTRIFUGE 5702 | DIAGNOSTIC 2 | EPPENDORF SE (EPPENDORF AG) | GN00001512 | RSU DR. SOEBANDI | JEMBER | JAWA TIMUR | JEMBER | MAIN UNIT | CUSTOMER | - |  | 21 October 2017 |  | - |  | - |  | ACTIVE
5702GI443201 | E5702 | CENTRIFUGE 5702 | DIAGNOSTIC 2 | EPPENDORF SE (EPPENDORF AG) | GN00007771 | DINAS KESEHATAN KAB/ KOTA. BENGKALIS | PEKAN BARU | RIAU | BENGKALIS | MAIN UNIT | CUSTOMER | 28 November 2017 |  | 28 November 2017 |  | 28 November 2017 |  | - |  | ACTIVE
5702GI543147 | E5702 | CENTRIFUGE 5702 | DIAGNOSTIC 2 | EPPENDORF SE (EPPENDORF AG) | GN00011037 | RSUD. TORABELO (SIGI) | PALU | SULAWESI TENGAH | SIGI BIROMARU | MAIN UNIT | CUSTOMER | 30 August 2018 | PHILIP LAKRISNA - TSE | 30 August 2018 |  | 30 August 2018 | PHILIP LAKRISNA - TSE | - |  | ACTIVE
5702GI543196 | E5702 | CENTRIFUGE 5702 | DIAGNOSTIC 2 | EPPENDORF SE (EPPENDORF AG) | GN00002961 | RS MITRA KELUARGA TEGAL | TEGAL | JAWA TENGAH | TEGAL | MAIN UNIT | CUSTOMER | 8 December 2017 | SAHID DERMAWAN - SPV TSE BARAT | 1 January 1900 |  | 8 December 2017 | SAHID DERMAWAN - SPV TSE BARAT | - |  | ACTIVE
5702GI643187 | E5702 | CENTRIFUGE 5702 | DIAGNOSTIC 2 | EPPENDORF SE (EPPENDORF AG) | GN00002776 | RS GRIU DR. SOETOMO, SURABAYA | SURABAYA-2 | JAWA TIMUR | SURABAYA | MAIN UNIT | CUSTOMER | 28 September 2017 | ANDI ISMAIL - SPV TSE TIMUR | 28 September 2017 |  | 28 September 2017 | ANDI ISMAIL - SPV TSE TIMUR | - |  | ACTIVE
5702GI743142 | E5702 | CENTRIFUGE 5702 | DIAGNOSTIC 2 | EPPENDORF SE (EPPENDORF AG) | GN17100015 | BALAI HIGINE PERUSAHAAN, KESEHATAN & KESELAMATAN KERJA DI SURABAYA | SURABAYA-1 | JAWA TIMUR | SURABAYA | MAIN UNIT | CUSTOMER | 12 October 2017 | NGATARI | 12 October 2017 |  | 12 October 2017 | NGATARI | - |  | ACTIVE
5702GI843182 | E5702 | CENTRIFUGE 5702 | DIAGNOSTIC 2 | EPPENDORF SE (EPPENDORF AG) | GN00007771 | DINAS KESEHATAN KAB/ KOTA. BENGKALIS | PEKAN BARU | RIAU | BENGKALIS | MAIN UNIT | CUSTOMER | 28 November 2017 |  | 28 November 2017 |  | 28 November 2017 |  | - |  | ACTIVE
5702GI943148 | E5702 | CENTRIFUGE 5702 | DIAGNOSTIC 2 | EPPENDORF SE (EPPENDORF AG) | GN00002293 | UPTD KESEHATAN PARU MASYARAKAT | MEDAN | SUMATERA UTARA | MEDAN | MAIN UNIT | CUSTOMER | 5 October 2017 | SATRIA KUSUMA - TSE | 5 October 2017 |  | 5 October 2017 | SATRIA KUSUMA - TSE | - |  | ACTIVE
5702GI943184 | E5702 | CENTRIFUGE 5702 | DIAGNOSTIC 2 | EPPENDORF SE (EPPENDORF AG) | GN00007771 | DINAS KESEHATAN KAB/ KOTA. BENGKALIS | PEKAN BARU | RIAU | BENGKALIS | MAIN UNIT | CUSTOMER | 20 November 2017 | TRIYONO - TSE AREA BARAT | 20 November 2017 |  | 20 November 2017 | TRIYONO - TSE AREA BARAT | - |  | ACTIVE
5702GK043602 | E5702 | CENTRIFUGE 5702 | DIAGNOSTIC 2 | EPPENDORF SE (EPPENDORF AG) | GN17120055 | UNIVERSITAS BENGKULU FAK. KEDOKTERAN | BENGKULU | BENGKULU | BENGKULU | MAIN UNIT | CUSTOMER | 15 December 2017 |  | 15 December 2017 |  | 15 December 2017 |  | - |  | ACTIVE
5702GK043611 | E5702 | CENTRIFUGE 5702 | DIAGNOSTIC 2 | EPPENDORF SE (EPPENDORF AG) | GN00000238 | RSUD M NATSIR SOLOK | PADANG | SUMATERA BARAT | SOLOK | MAIN UNIT | CUSTOMER | 30 November 2017 | TRIYONO - TSE AREA BARAT | 30 November 2017 |  | 30 November 2017 | TRIYONO - TSE AREA BARAT | - |  | ACTIVE
5702GK043614 | E5702 | CENTRIFUGE 5702 | DIAGNOSTIC 2 | EPPENDORF SE (EPPENDORF AG) | GN00000684 | RSUD KAB PENAJAM PASER UTARA- BALIKPAPAN | BALIKPAPAN | KALIMANTAN TIMUR | BALIKPAPAN | MAIN UNIT | CUSTOMER | 14 August 2018 | TRIYONO - TSE AREA BARAT | 3 April 2018 |  | 14 August 2018 | TRIYONO - TSE AREA BARAT | - |  | ACTIVE
5702GK143605 | E5702 | CENTRIFUGE 5702 | DIAGNOSTIC 2 | EPPENDORF SE (EPPENDORF AG) | GN17120055 | UNIVERSITAS BENGKULU FAK. KEDOKTERAN | BENGKULU | BENGKULU | BENGKULU | MAIN UNIT | CUSTOMER | 15 December 2017 |  | 15 December 2017 |  | 15 December 2017 |  | - |  | ACTIVE
5702GK243608 | E5702 | CENTRIFUGE 5702 | DIAGNOSTIC 2 | EPPENDORF SE (EPPENDORF AG) | GN00005973 | UNIVERSITAS NEGERI JEMBER (UNEJ) | JEMBER | JAWA TIMUR | JEMBER | MAIN UNIT | CUSTOMER | - |  | 17 December 2017 |  | - |  | - |  | ACTIVE
5702GK343612 | E5702 | CENTRIFUGE 5702 | DIAGNOSTIC 2 | EPPENDORF SE (EPPENDORF AG) | GN00002016 | RS BHAYANGKARA KEDIRI | KEDIRI | JAWA TIMUR | KEDIRI | MAIN UNIT | CUSTOMER | 31 January 2018 | ANDI ISMAIL - SPV TSE TIMUR | 31 January 2018 |  | 31 January 2018 | ANDI ISMAIL - SPV TSE TIMUR | - |  | ACTIVE
5702GK443615 | E5702 | CENTRIFUGE 5702 | DIAGNOSTIC 2 | EPPENDORF SE (EPPENDORF AG) | GN00000792 | RSU SAPARUA | MAKASSAR | MALUKU | MALUKU TENGAH | MAIN UNIT | CUSTOMER | 26 April 2018 | PHILIP LAKRISNA - TSE | 26 April 2018 |  | 26 April 2018 | PHILIP LAKRISNA - TSE | - |  | ACTIVE
5702GK543606 | E5702 | CENTRIFUGE 5702 | DIAGNOSTIC 2 | EPPENDORF SE (EPPENDORF AG) | GN00001102 | RSUD Cengkareng | JAKARTA-2 | DKI JAKARTA | JAKARTA BARAT | MAIN UNIT | CUSTOMER | - |  | 12 December 2017 |  | - |  | - |  | ACTIVE
5702GK543618 | E5702 | CENTRIFUGE 5702 | DIAGNOSTIC 2 | EPPENDORF SE (EPPENDORF AG) | GN18060003 | RSUD. MUYANG KUTE | BANDA ACEH | ACEH | BANDA ACEH | MAIN UNIT | CUSTOMER | 7 July 2018 | BARITA P-SIMAMORA - TSE | 7 July 2018 |  | 7 July 2018 | BARITA P-SIMAMORA - TSE | - |  | ACTIVE
5702GK643609 | E5702 | CENTRIFUGE 5702 | DIAGNOSTIC 2 | EPPENDORF SE (EPPENDORF AG) | GN00000046 | RS JIWA PROVINSI BANGKA ( RSU SUNGAI LIAT ) | PANGKAL PINANG | KEPULAUAN BANGKA BELITUNG | SUNGAI LIAT | MAIN UNIT | CUSTOMER | 15 December 2017 |  | 15 December 2017 |  | 15 December 2017 |  | - |  | ACTIVE
5702GK643610 | E0012 | CENTRIFUGE 5702 R W/O ROTOR REFRIGERATED 230V/50HZ | DIAGNOSTIC 2 | EPPENDORF SE (EPPENDORF AG) | GN00000194 | RSUD PETALA BUMI | PEKAN BARU | RIAU | PEKANBARU | MAIN UNIT | CUSTOMER | 4 June 2018 | FAJAR FAHMI - TSE | 4 June 2018 |  | 4 June 2018 | FAJAR FAHMI - TSE | - |  | ACTIVE
5702GK743613 | E5702 | CENTRIFUGE 5702 | DIAGNOSTIC 2 | EPPENDORF SE (EPPENDORF AG) | GN00005973 | UNIVERSITAS NEGERI JEMBER (UNEJ) | JEMBER | JAWA TIMUR | JEMBER | MAIN UNIT | CUSTOMER | - |  | 17 December 2017 |  | - |  | - |  | ACTIVE
5702GK843616 | E5702 | CENTRIFUGE 5702 | DIAGNOSTIC 2 | EPPENDORF SE (EPPENDORF AG) | GN00000792 | RSU SAPARUA | MAKASSAR | MALUKU | MALUKU TENGAH | MAIN UNIT | CUSTOMER | 26 April 2018 | PHILIP LAKRISNA - TSE | 26 April 2018 |  | 26 April 2018 | PHILIP LAKRISNA - TSE | - |  | ACTIVE
5702GK943607 | E5702 | CENTRIFUGE 5702 | DIAGNOSTIC 2 | EPPENDORF SE (EPPENDORF AG) | GN00005973 | UNIVERSITAS NEGERI JEMBER (UNEJ) | JEMBER | JAWA TIMUR | JEMBER | MAIN UNIT | CUSTOMER | - |  | 17 December 2017 |  | - |  | - |  | ACTIVE
5702GK943619 | E5702 | CENTRIFUGE 5702 | DIAGNOSTIC 2 | EPPENDORF SE (EPPENDORF AG) | GN00000684 | RSUD KAB PENAJAM PASER UTARA- BALIKPAPAN | BALIKPAPAN | KALIMANTAN TIMUR | BALIKPAPAN | MAIN UNIT | CUSTOMER | 3 April 2018 | TRIYONO - TSE AREA BARAT | 3 April 2018 |  | 3 April 2018 | TRIYONO - TSE AREA BARAT | - |  | ACTIVE
5702GL143785 | E5702 | CENTRIFUGE 5702 | DIAGNOSTIC 2 | EPPENDORF SE (EPPENDORF AG) | GN17120014 | LAB PRODIA GRAHA | SURABAYA-1 | JAWA TIMUR | SURABAYA | MAIN UNIT | CUSTOMER | 8 December 2017 | SAHID DERMAWAN - SPV TSE BARAT | 1 January 1900 |  | 8 December 2017 | SAHID DERMAWAN - SPV TSE BARAT | - |  | ACTIVE
5702GL343792 | E5702 | CENTRIFUGE 5702 | DIAGNOSTIC 2 | EPPENDORF SE (EPPENDORF AG) | GN00001981 | PT PRODIA WIDYAHUSADA ( LAB PRODIA - BOGOR) SUDIRMAN | BOGOR | JAWA BARAT | BOGOR | MAIN UNIT | CUSTOMER | 15 November 2017 | FAJAR FAHMI - TSE | 15 November 2017 |  | 15 November 2017 | FAJAR FAHMI - TSE | - |  | ACTIVE
5702GL443783 | E5702 | CENTRIFUGE 5702 | DIAGNOSTIC 2 | EPPENDORF SE (EPPENDORF AG) | GN17120014 | LAB PRODIA GRAHA | SURABAYA-1 | JAWA TIMUR | SURABAYA | MAIN UNIT | CUSTOMER | 8 December 2017 | SAHID DERMAWAN - SPV TSE BARAT | 1 January 1900 |  | 8 December 2017 | SAHID DERMAWAN - SPV TSE BARAT | - |  | ACTIVE
5702GL643790 | E5702 | CENTRIFUGE 5702 | DIAGNOSTIC 2 | EPPENDORF SE (EPPENDORF AG) | GN17110008 | PT PRODIA WIDYAHUSADA ( LAB PRODIA - BOGOR) PAJAJARAN | BOGOR | JAWA BARAT | BOGOR | MAIN UNIT | CUSTOMER | - |  | 16 November 2017 |  | - |  | - |  | ACTIVE
5702GL943787 | E5702 | CENTRIFUGE 5702 | DIAGNOSTIC 2 | EPPENDORF SE (EPPENDORF AG) | GN17110008 | PT PRODIA WIDYAHUSADA ( LAB PRODIA - BOGOR) PAJAJARAN | BOGOR | JAWA BARAT | BOGOR | MAIN UNIT | CUSTOMER | 16 November 2017 | FAJAR FAHMI - TSE | 16 November 2017 |  | 16 November 2017 | FAJAR FAHMI - TSE | - |  | ACTIVE
5702GN044259 | E5702 | CENTRIFUGE 5702 | DIAGNOSTIC 2 | EPPENDORF SE (EPPENDORF AG) | GN00003074 | RSUD KUMPULAN PANE | MEDAN | SUMATERA UTARA | TEBING TINGGI | MAIN UNIT | CUSTOMER | 4 April 2018 | FAJAR FAHMI - TSE | 4 April 2018 |  | 4 April 2018 | FAJAR FAHMI - TSE | - |  | ACTIVE
5702GN044260 | E5702 | CENTRIFUGE 5702 | DIAGNOSTIC 2 | EPPENDORF SE (EPPENDORF AG) | GN00003074 | RSUD KUMPULAN PANE | MEDAN | SUMATERA UTARA | TEBING TINGGI | MAIN UNIT | CUSTOMER | 4 April 2018 | FAJAR FAHMI - TSE | 4 April 2018 |  | 4 April 2018 | FAJAR FAHMI - TSE | - |  | ACTIVE
5702GN144254 | EC019 | CENTRIFUGE 5702230V/50-60HZ | DIAGNOSTIC 2 | EPPENDORF SE (EPPENDORF AG) | GN00002825 | RSUD KABUPATEN TANGERANG | TANGERANG | BANTEN |  | MAIN UNIT | CUSTOMER | 27 March 2018 | ARBIANSYAH - TSE | 27 March 2018 |  | 27 March 2018 | ARBIANSYAH - TSE | - |  | ACTIVE
5702GN244245 | E5702 | CENTRIFUGE 5702 | DIAGNOSTIC 2 | EPPENDORF SE (EPPENDORF AG) | GN00000877 | RSUD POLEWALI | MAKASSAR | SULAWESI SELATAN | POLEWALI | MAIN UNIT | CUSTOMER | 30 May 2018 | MIKKI FAHRIZI - TSE | 30 May 2018 |  | 30 May 2018 | MIKKI FAHRIZI - TSE | - |  | ACTIVE
5702GN544243 | E5702 | CENTRIFUGE 5702 | DIAGNOSTIC 2 | EPPENDORF SE (EPPENDORF AG) | GN00003087 | RSU PROV BAHTERAMAS | MAKASSAR | SULAWESI SELATAN | MAKASSAR | MAIN UNIT | CUSTOMER | 28 May 2018 | PHILIP LAKRISNA - TSE | 28 May 2018 |  | 28 May 2018 | PHILIP LAKRISNA - TSE | - |  | ACTIVE
5702GN544255 | E5702 | CENTRIFUGE 5702 | DIAGNOSTIC 2 | EPPENDORF SE (EPPENDORF AG) | GN00003087 | RSU PROV BAHTERAMAS | MAKASSAR | SULAWESI SELATAN | MAKASSAR | MAIN UNIT | CUSTOMER | 28 May 2018 | PHILIP LAKRISNA - TSE | 28 May 2018 |  | 28 May 2018 | PHILIP LAKRISNA - TSE | - |  | ACTIVE
5702GN644246 | E5702 | CENTRIFUGE 5702 | DIAGNOSTIC 2 | EPPENDORF SE (EPPENDORF AG) | GN00003087 | RSU PROV BAHTERAMAS | MAKASSAR | SULAWESI SELATAN | MAKASSAR | MAIN UNIT | CUSTOMER | 28 May 2018 | PHILIP LAKRISNA - TSE | 28 May 2018 |  | 28 May 2018 | PHILIP LAKRISNA - TSE | - |  | ACTIVE
5702GN744249 | EC019 | CENTRIFUGE 5702230V/50-60HZ | DIAGNOSTIC 2 | EPPENDORF SE (EPPENDORF AG) | GN00002248 | RSUD DR SOEGIRI | SURABAYA-1 | JAWA TIMUR | LAMONGAN | MAIN UNIT | CUSTOMER | - |  | 19 April 2018 |  | - |  | - |  | ACTIVE
5702GO044459 | EC019 | CENTRIFUGE 5702230V/50-60HZ | DIAGNOSTIC 2 | EPPENDORF SE (EPPENDORF AG) | GN00001721 | LAB PRODIA PALANGKARAYA | BANJARMASIN | KALIMANTAN TENGAH | PALANGKA RAYA | MAIN UNIT | CUSTOMER | 27 March 2018 | TEGAR PANDU - TSE | 27 March 2018 |  | 27 March 2018 | TEGAR PANDU - TSE | - |  | ACTIVE
5702GO244457 | E5702 | CENTRIFUGE 5702 | DIAGNOSTIC 2 | EPPENDORF SE (EPPENDORF AG) | GN00001732 | LAB PRODIA P.SIANTAR | PEMATANG SIANTAR | SUMATERA UTARA | PEMATANG SIANTAR | MAIN UNIT | CUSTOMER | 2 August 2018 | ABDUL KARIM - TSE | 2 August 2018 |  | 2 August 2018 | ABDUL KARIM - TSE | - |  | ACTIVE
5702GO644458 | E5702 | CENTRIFUGE 5702 | DIAGNOSTIC 2 | EPPENDORF SE (EPPENDORF AG) | GN00001168 | RSUD Cideres | CIREBON | JAWA BARAT | MAJALENGKA | MAIN UNIT | CUSTOMER | - |  | 10 September 2019 |  | - |  | - |  | ACTIVE
5702GO944456 | EC080 | CENTRIFUGE 5702 24 HOLE | DIAGNOSTIC 2 | EPPENDORF SE (EPPENDORF AG) | GN00001064 | RSUD R SYAMSUDIN SH | BOGOR | JAWA BARAT | SUKABUMI | MAIN UNIT | CUSTOMER | - |  | 30 December 2021 | IBNUL AZIZ - TSE | 6 December 2021 | LEO LANANG SIGIT - TSE CP | 30 December 2021 | IBNUL AZIZ - TSE | ACTIVE
5702H0047440 | E5702 | CENTRIFUGE 5702 | DIAGNOSTIC 2 | EPPENDORF SE (EPPENDORF AG) | GN19110003 | LAB PRODIA MANGGA BESAR | JAKARTA-1 | DKI JAKARTA | JAKARTA BARAT | MAIN UNIT | CUSTOMER | 4 November 2019 | SAHID DERMAWAN - SPV TSE BARAT | 4 November 2019 |  | 4 November 2019 | SAHID DERMAWAN - SPV TSE BARAT | - |  | ACTIVE
5702H1245634 | E5702 | CENTRIFUGE 5702 | DIAGNOSTIC 2 | EPPENDORF SE (EPPENDORF AG) | GN00008874 | PUSKESMAS KECAMATAN KALIDERES | JAKARTA-2 | DKI JAKARTA | JAKARTA BARAT | MAIN UNIT | CUSTOMER | - |  | 14 November 2018 |  | - |  | - |  | ACTIVE
5702HG045317 | E5702 | CENTRIFUGE 5702 | DIAGNOSTIC 2 | EPPENDORF SE (EPPENDORF AG) | GN18080012 | UPTD PUSKESMAS PINTU ANGIN | MEDAN | SUMATERA UTARA | SIBOLGA | MAIN UNIT | CUSTOMER | 14 August 2018 | ABDUL KARIM - TSE | 14 August 2018 |  | 14 August 2018 | ABDUL KARIM - TSE | - |  | ACTIVE
5702HG145312 | E5702 | CENTRIFUGE 5702 | DIAGNOSTIC 2 | EPPENDORF SE (EPPENDORF AG) | GN00000629 | RSUD ULIN | BANJARMASIN | KALIMANTAN SELATAN | BANJARMASIN | MAIN UNIT | CUSTOMER | - |  | 26 June 2018 |  | - |  | - |  | ACTIVE
5702HG245315 | E5702 | CENTRIFUGE 5702 | DIAGNOSTIC 2 | EPPENDORF SE (EPPENDORF AG) | GN18080010 | UPTD PUSKESMAS AEK HABIL | MEDAN | SUMATERA UTARA | SIBOLGA | MAIN UNIT | CUSTOMER | 14 August 2018 | ABDUL KARIM - TSE | 14 August 2018 |  | 14 August 2018 | ABDUL KARIM - TSE | - |  | ACTIVE
5702HG345318 | E5702 | CENTRIFUGE 5702 | DIAGNOSTIC 2 | EPPENDORF SE (EPPENDORF AG) | GN18080013 | UPTD Puskesmas Aek Parambunan | MEDAN | SUMATERA UTARA | SIBOLGA | MAIN UNIT | CUSTOMER | 14 August 2018 | ABDUL KARIM - TSE | 14 August 2018 |  | 14 August 2018 | ABDUL KARIM - TSE | - |  | ACTIVE
5702HG645316 | E5702 | CENTRIFUGE 5702 | DIAGNOSTIC 2 | EPPENDORF SE (EPPENDORF AG) | GN18080011 | UPTD PUSKESMAS SAMBAS | MEDAN | SUMATERA UTARA | SIBOLGA | MAIN UNIT | CUSTOMER | 14 August 2018 | TRIYONO - TSE AREA BARAT | 1 August 2018 |  | 14 August 2018 | TRIYONO - TSE AREA BARAT | - |  | ACTIVE
5702HG945314 | E5702 | CENTRIFUGE 5702 | DIAGNOSTIC 2 | EPPENDORF SE (EPPENDORF AG) | GN00000411 | RSUD SIDIKALANG | MEDAN | SUMATERA UTARA | SIDIKALANG | MAIN UNIT | CUSTOMER | 23 August 2018 | BARITA P-SIMAMORA - TSE | 23 August 2018 |  | 23 August 2018 | BARITA P-SIMAMORA - TSE | - |  | ACTIVE
5702HH045374 | E5702 | CENTRIFUGE 5702 | DIAGNOSTIC 2 | EPPENDORF SE (EPPENDORF AG) | GN00000629 | RSUD ULIN | BANJARMASIN | KALIMANTAN SELATAN | BANJARMASIN | MAIN UNIT | CUSTOMER | 26 June 2018 | SARWANDI - TSE | 26 June 2018 |  | 26 June 2018 | SARWANDI - TSE | - |  | ACTIVE
5702HH045380 | E0016 | CENTRIFUGE 5702RH230V/50 - 60HZ | DIAGNOSTIC 2 | EPPENDORF SE (EPPENDORF AG) | GN00000629 | RSUD ULIN | BANJARMASIN | KALIMANTAN SELATAN | BANJARMASIN | MAIN UNIT | CUSTOMER | 26 June 2018 | SARWANDI - TSE | 26 June 2018 |  | 26 June 2018 | SARWANDI - TSE | - |  | ACTIVE
5702HH245377 | E5702 | CENTRIFUGE 5702 | DIAGNOSTIC 2 | EPPENDORF SE (EPPENDORF AG) | GN00001965 | PUSKESMAS TELUK PUCUNG | BEKASI | JAWA BARAT | BEKASI | MAIN UNIT | CUSTOMER | 6 July 2018 | IBNUL AZIZ - TSE | 6 July 2018 |  | 6 July 2018 | IBNUL AZIZ - TSE | - |  | ACTIVE
5702HH345381 | E0016 | CENTRIFUGE 5702RH230V/50 - 60HZ | DIAGNOSTIC 2 | EPPENDORF SE (EPPENDORF AG) | GN00000629 | RSUD ULIN | BANJARMASIN | KALIMANTAN SELATAN | BANJARMASIN | MAIN UNIT | CUSTOMER | 26 June 2018 | SARWANDI - TSE | 26 June 2018 |  | 26 June 2018 | SARWANDI - TSE | - |  | ACTIVE
5702HH445372 | E5702 | CENTRIFUGE 5702 | DIAGNOSTIC 2 | EPPENDORF SE (EPPENDORF AG) | GN18060015 | PUSKESMAS JATI RANGGON | BEKASI | JAWA BARAT | BEKASI | MAIN UNIT | CUSTOMER | 6 July 2018 | IBNUL AZIZ - TSE | 6 July 2018 |  | 6 July 2018 | IBNUL AZIZ - TSE | - |  | ACTIVE
5702HH645378 | E5702 | CENTRIFUGE 5702 | DIAGNOSTIC 2 | EPPENDORF SE (EPPENDORF AG) | GN00000629 | RSUD ULIN | BANJARMASIN | KALIMANTAN SELATAN | BANJARMASIN | MAIN UNIT | CUSTOMER | 26 June 2018 | SARWANDI - TSE | 26 June 2018 |  | 26 June 2018 | SARWANDI - TSE | - |  | ACTIVE
5702HH745382 | E5702 | CENTRIFUGE 5702 | DIAGNOSTIC 2 | EPPENDORF SE (EPPENDORF AG) | GN00000629 | RSUD ULIN | BANJARMASIN | KALIMANTAN SELATAN | BANJARMASIN | MAIN UNIT | CUSTOMER | - |  | 26 June 2018 |  | - |  | - |  | ACTIVE
5702HH845373 | E5702 | CENTRIFUGE 5702 | DIAGNOSTIC 2 | EPPENDORF SE (EPPENDORF AG) | GN18060014 | PUSKESMAS DUREN JAYA | BEKASI | JAWA BARAT | BEKASI | MAIN UNIT | CUSTOMER | 20 July 2018 | LEONARDUS ADI | 6 July 2018 |  | 20 July 2018 | LEONARDUS ADI | - |  | ACTIVE
5702HH945376 | E5702 | CENTRIFUGE 5702 | DIAGNOSTIC 2 | EPPENDORF SE (EPPENDORF AG) | GN00001773 | BALAI BESAR KESEHATAN PARU MASYARAKAT | BANDUNG | JAWA BARAT | BANDUNG | MAIN UNIT | CUSTOMER | 31 July 2018 | SUKMA WIJAYA - TSE | 31 July 2018 |  | 31 July 2018 | SUKMA WIJAYA - TSE | - |  | ACTIVE
5702HI045624 | E5702 | CENTRIFUGE 5702 | DIAGNOSTIC 2 | EPPENDORF SE (EPPENDORF AG) | GN00000528 | RSUD DR LOEKMONOHADI KUDUS | KUDUS | JAWA TENGAH | KUDUS | MAIN UNIT | CUSTOMER | 27 September 2018 | SAHID DERMAWAN - SPV TSE BARAT | 26 September 2018 |  | 27 September 2018 | SAHID DERMAWAN - SPV TSE BARAT | - |  | ACTIVE
5702HI045627 | E5702 | CENTRIFUGE 5702 | DIAGNOSTIC 2 | EPPENDORF SE (EPPENDORF AG) | GN00012154 | LABKES KOTA MAGELANG | YOGYAKARTA | YOGYAKARTA | YOGYAKARTA | MAIN UNIT | CUSTOMER | - |  | 26 November 2018 |  | - |  | - |  | ACTIVE
5702HI045664 | E5702 | CENTRIFUGE 5702 | DIAGNOSTIC 2 | EPPENDORF SE (EPPENDORF AG) | GN00000798 | DINAS KESEHATAN KAB/ KOTA. ENREKANG | MAKASSAR | SULAWESI SELATAN | MAKASSAR | MAIN UNIT | CUSTOMER | - |  | 13 November 2018 |  | - |  | - |  | ACTIVE
5702HI045673 | E5702 | CENTRIFUGE 5702 | DIAGNOSTIC 2 | EPPENDORF SE (EPPENDORF AG) | GN00002139 | RS PARU DR. ARIO WIRAWAN SALATIGA | SEMARANG | JAWA TENGAH | SALATIGA | MAIN UNIT | CUSTOMER | - |  | 6 November 2018 |  | - |  | - |  | ACTIVE
5702HI145679 | E5702 | CENTRIFUGE 5702 | DIAGNOSTIC 2 | EPPENDORF SE (EPPENDORF AG) | GN00002139 | RS PARU DR. ARIO WIRAWAN SALATIGA | SEMARANG | JAWA TENGAH | SALATIGA | MAIN UNIT | CUSTOMER | 4 October 2018 | ANDRIAS NUGROHO - TSE | 4 October 2018 |  | 4 October 2018 | ANDRIAS NUGROHO - TSE | - |  | ACTIVE
5702HI145680 | E5702 | CENTRIFUGE 5702 | DIAGNOSTIC 2 | EPPENDORF SE (EPPENDORF AG) | GN00001356 | RSUD SUMBEREJO | SURABAYA-1 | JAWA TIMUR | BOJONEGORO | MAIN UNIT | CUSTOMER | 17 October 2018 | GANDHI YANRANGGA | 17 October 2018 |  | 17 October 2018 | GANDHI YANRANGGA | - |  | ACTIVE
5702HI245671 | E5702 | CENTRIFUGE 5702 | DIAGNOSTIC 2 | EPPENDORF SE (EPPENDORF AG) | GN00001609 | RS KARSA HUSADA (PARU BATU) | MALANG | JAWA TIMUR | MALANG | MAIN UNIT | CUSTOMER | - |  | 9 October 2018 |  | - |  | - |  | ACTIVE
5702HI345674 | E5702 | CENTRIFUGE 5702 | DIAGNOSTIC 2 | EPPENDORF SE (EPPENDORF AG) | GN18070013 | PRODIA SIMPANG DARMO | SURABAYA-1 | JAWA TIMUR | SURABAYA | MAIN UNIT | CUSTOMER | - |  | 19 November 2018 |  | - |  | - |  | ACTIVE
5702HI445665 | E5702 | CENTRIFUGE 5702 | DIAGNOSTIC 2 | EPPENDORF SE (EPPENDORF AG) | GN00002629 | RSUP DR M DJAMIL | PADANG | SUMATERA BARAT | PADANG | MAIN UNIT | CUSTOMER | 17 September 2018 | ARBIANSYAH - TSE | 17 September 2018 |  | 17 September 2018 | ARBIANSYAH - TSE | - |  | ACTIVE
5702HI445676 | E5702 | CENTRIFUGE 5702 | DIAGNOSTIC 2 | EPPENDORF SE (EPPENDORF AG) | GN18090006 | DIREKTORAT PENCEGAHAN DAN PENGENDALIAN PENYAKIT TULAR VEKTOR & ZOONATIK | JAKARTA-1 | DKI JAKARTA | JAKARTA PUSAT | MAIN UNIT | CUSTOMER | 14 September 2018 | LEONARDUS ADI | 14 September 2018 |  | 14 September 2018 | LEONARDUS ADI | - |  | ACTIVE
5702HI445677 | E5702 | CENTRIFUGE 5702 | DIAGNOSTIC 2 | EPPENDORF SE (EPPENDORF AG) | GN18090006 | DIREKTORAT PENCEGAHAN DAN PENGENDALIAN PENYAKIT TULAR VEKTOR & ZOONATIK | JAKARTA-1 | DKI JAKARTA | JAKARTA PUSAT | MAIN UNIT | CUSTOMER | 14 September 2018 | LEONARDUS ADI | 14 September 2018 |  | 14 September 2018 | LEONARDUS ADI | - |  | ACTIVE
5702HI445678 | E5702 | CENTRIFUGE 5702 | DIAGNOSTIC 2 | EPPENDORF SE (EPPENDORF AG) | GN18090006 | DIREKTORAT PENCEGAHAN DAN PENGENDALIAN PENYAKIT TULAR VEKTOR & ZOONATIK | JAKARTA-1 | DKI JAKARTA | JAKARTA PUSAT | MAIN UNIT | CUSTOMER | 14 September 2018 | LEONARDUS ADI | 14 September 2018 |  | 14 September 2018 | LEONARDUS ADI | - |  | ACTIVE
5702HI545668 | E5702 | CENTRIFUGE 5702 | DIAGNOSTIC 2 | EPPENDORF SE (EPPENDORF AG) | GN00003171 | RSUD KOTA MADIUN | KEDIRI | JAWA TIMUR | MADIUN | MAIN UNIT | CUSTOMER | - |  | 17 December 2018 |  | - |  | - |  | ACTIVE
5702HI745675 | E5702 | CENTRIFUGE 5702 | DIAGNOSTIC 2 | EPPENDORF SE (EPPENDORF AG) | GN00003137 | UPT PUSKESMAS PAYANGAN | DENPASAR | BALI | DENPASAR | MAIN UNIT | CUSTOMER | - |  | 26 February 2019 |  | - |  | - |  | ACTIVE
5702HI845630 | E5702 | CENTRIFUGE 5702 | DIAGNOSTIC 2 | EPPENDORF SE (EPPENDORF AG) | GN18090001 | RSUD SIMPANG LIMA GUMUL | KEDIRI | JAWA TIMUR | KEDIRI | MAIN UNIT | CUSTOMER | 4 September 2018 | SAHID DERMAWAN - SPV TSE BARAT | 4 September 2018 |  | 4 September 2018 | SAHID DERMAWAN - SPV TSE BARAT | - |  | ACTIVE
5702HI945633 | E5702 | CENTRIFUGE 5702 | DIAGNOSTIC 2 | EPPENDORF SE (EPPENDORF AG) | GN17100035 | RSU KECAMATAN JATI PADANG | PEJATEN | DKI JAKARTA | JAKARTA SELATAN | MAIN UNIT | CUSTOMER | - |  | 6 December 2018 |  | - |  | - |  | ACTIVE
5702HJ045805 | E5702 | CENTRIFUGE 5702 | DIAGNOSTIC 2 | EPPENDORF SE (EPPENDORF AG) | GN17120034 | LAB PRODIA OHI CIKARANG | BEKASI | JAWA BARAT | BEKASI | MAIN UNIT | CUSTOMER | 4 September 2018 | GATOT SURYA ADIPUTRA - TSE | 4 September 2018 |  | 4 September 2018 | GATOT SURYA ADIPUTRA - TSE | - |  | ACTIVE
5702HJ145808 | E5702 | CENTRIFUGE 5702 | DIAGNOSTIC 2 | EPPENDORF SE (EPPENDORF AG) | GN18090002 | LAB. PRODIA SUMMARECON BEKASI | BEKASI | JAWA BARAT | BEKASI | MAIN UNIT | CUSTOMER | 4 September 2018 | LEONARDUS ADI | 4 September 2018 |  | 4 September 2018 | LEONARDUS ADI | - |  | ACTIVE
5702HJ545810 | E5702 | CENTRIFUGE 5702 | DIAGNOSTIC 2 | EPPENDORF SE (EPPENDORF AG) | GN00001744 | LAB PRODIA (RE MARTADINATA, TASIKMALAYA) | TASIKMALAYA | JAWA BARAT | TASIKMALAYA | MAIN UNIT | CUSTOMER | 4 September 2018 | SUKMA WIJAYA - TSE | 4 September 2018 |  | 4 September 2018 | SUKMA WIJAYA - TSE | - |  | ACTIVE
5702HJ745804 | E5702 | CENTRIFUGE 5702 | DIAGNOSTIC 2 | EPPENDORF SE (EPPENDORF AG) | GN00002305 | UTD PMI KOTA MEDAN | MEDAN | SUMATERA UTARA | MEDAN | MAIN UNIT | CUSTOMER | 27 September 2018 | BARITA P-SIMAMORA - TSE | 27 September 2018 |  | 27 September 2018 | BARITA P-SIMAMORA - TSE | - |  | ACTIVE
5702HJ845807 | E5702 | CENTRIFUGE 5702 | DIAGNOSTIC 2 | EPPENDORF SE (EPPENDORF AG) | GN00002305 | UTD PMI KOTA MEDAN | MEDAN | SUMATERA UTARA | MEDAN | MAIN UNIT | CUSTOMER | 25 September 2018 | BARITA P-SIMAMORA - TSE | 25 September 2018 |  | 25 September 2018 | BARITA P-SIMAMORA - TSE | - |  | ACTIVE
5702HJ945811 | E5702 | CENTRIFUGE 5702 | DIAGNOSTIC 2 | EPPENDORF SE (EPPENDORF AG) | GN17120014 | LAB PRODIA GRAHA | SURABAYA-1 | JAWA TIMUR | SURABAYA | MAIN UNIT | CUSTOMER | 10 September 2018 | GANDHI YANRANGGA | 10 September 2018 |  | 10 September 2018 | GANDHI YANRANGGA | - |  | ACTIVE
5702HK046213 | E5702 | CENTRIFUGE 5702 | DIAGNOSTIC 2 | EPPENDORF SE (EPPENDORF AG) | GN00001137 | DINAS KESEHATAN KAB/KOTA. PANDEGLANG | TANGERANG | BANTEN | PANDEGLANG | MAIN UNIT | CUSTOMER | - |  | 20 May 2019 |  | - |  | - |  | ACTIVE
5702HK046216 | E5702 | CENTRIFUGE 5702 | DIAGNOSTIC 2 | EPPENDORF SE (EPPENDORF AG) | GN00001137 | DINAS KESEHATAN KAB/KOTA. PANDEGLANG | TANGERANG | BANTEN | PANDEGLANG | MAIN UNIT | CUSTOMER | - |  | 20 May 2019 |  | - |  | - |  | ACTIVE
5702HK146207 | E5702 | CENTRIFUGE 5702 | DIAGNOSTIC 2 | EPPENDORF SE (EPPENDORF AG) | GN00009438 | RSUD DOMPU | MATARAM | NUSA TENGGARA BARAT | DOMPU | MAIN UNIT | CUSTOMER | - |  | 30 April 2019 |  | - |  | - |  | ACTIVE
5702HK146220 | E5702 | CENTRIFUGE 5702 | DIAGNOSTIC 2 | EPPENDORF SE (EPPENDORF AG) | GN00000099 | RSUD M YUNUS | BENGKULU | BENGKULU | BENGKULU | MAIN UNIT | CUSTOMER | - |  | 10 April 2019 |  | - |  | - |  | ACTIVE
5702HK246211 | E5702 | CENTRIFUGE 5702 | DIAGNOSTIC 2 | EPPENDORF SE (EPPENDORF AG) | GN00001137 | DINAS KESEHATAN KAB/KOTA. PANDEGLANG | TANGERANG | BANTEN | PANDEGLANG | MAIN UNIT | CUSTOMER | - |  | 20 May 2019 |  | - |  | - |  | ACTIVE
5702HK246223 | E5702 | CENTRIFUGE 5702 | DIAGNOSTIC 2 | EPPENDORF SE (EPPENDORF AG) | GN19100012 | KLINIK MEDIKA PLAZA | PEJATEN | DKI JAKARTA | JAKARTA SELATAN | MAIN UNIT | CUSTOMER | 8 October 2019 | SAHID DERMAWAN - SPV TSE BARAT | 6 September 2019 |  | 8 October 2019 | SAHID DERMAWAN - SPV TSE BARAT | - |  | ACTIVE
5702HK346169 | E5702 | CENTRIFUGE 5702 | DIAGNOSTIC 2 | EPPENDORF SE (EPPENDORF AG) | GN00000672 | RSKD ATMA HUSADA MAHAKAM | SAMARINDA | KALIMANTAN TIMUR | SAMARINDA | MAIN UNIT | CUSTOMER | - |  | 16 July 2019 |  | - |  | - |  | ACTIVE
5702HK546164 | E5702 | CENTRIFUGE 5702 | DIAGNOSTIC 2 | EPPENDORF SE (EPPENDORF AG) | GN00001505 | RSUD BLAMBANGAN | JEMBER | JAWA TIMUR | BANYUWANGI | MAIN UNIT | CUSTOMER | - |  | 29 April 2019 |  | - |  | - |  | ACTIVE
5702HK646212 | E5702 | CENTRIFUGE 5702 | DIAGNOSTIC 2 | EPPENDORF SE (EPPENDORF AG) | GN00002460 | RSUD NGANJUK | KEDIRI | JAWA TIMUR | NGANJUK | MAIN UNIT | CUSTOMER | - |  | 18 June 2019 |  | - |  | - |  | ACTIVE
5702HK746171 | E5702 | CENTRIFUGE 5702 | DIAGNOSTIC 2 | EPPENDORF SE (EPPENDORF AG) | GN00002244 | RSUD PADANGAN | SURABAYA-1 | JAWA TIMUR | BOJONEGORO | MAIN UNIT | CUSTOMER | - |  | 22 December 2018 |  | - |  | - |  | ACTIVE
5702HK746215 | E5702 | CENTRIFUGE 5702 | DIAGNOSTIC 2 | EPPENDORF SE (EPPENDORF AG) | GN00002460 | RSUD NGANJUK | KEDIRI | JAWA TIMUR | NGANJUK | MAIN UNIT | CUSTOMER | - |  | 18 June 2019 |  | - |  | - |  | ACTIVE
5702HK846206 | E5702 | CENTRIFUGE 5702 | DIAGNOSTIC 2 | EPPENDORF SE (EPPENDORF AG) | GN00000054 | RSUD AHMAD YANI METRO | BANDAR LAMPUNG | LAMPUNG | BANDAR LAMPUNG | MAIN UNIT | CUSTOMER | - |  | 19 March 2019 |  | - |  | - |  | ACTIVE
5702HK846218 | E5702 | CENTRIFUGE 5702 | DIAGNOSTIC 2 | EPPENDORF SE (EPPENDORF AG) | GN17030008 | POLTEKKES KEMENKES JAKARTA III | JAKARTA-1 | DKI JAKARTA | BEKASI | MAIN UNIT | CUSTOMER | - |  | 5 July 2019 |  | - |  | - |  | ACTIVE
5702HK946165 | E5702 | CENTRIFUGE 5702 | DIAGNOSTIC 2 | EPPENDORF SE (EPPENDORF AG) | GN00002244 | RSUD PADANGAN | SURABAYA-1 | JAWA TIMUR | BOJONEGORO | MAIN UNIT | CUSTOMER | - |  | 22 December 2018 |  | - |  | - |  | ACTIVE
5702HK946222 | E5702 | CENTRIFUGE 5702 | DIAGNOSTIC 2 | EPPENDORF SE (EPPENDORF AG) | GN00002458 | RSUD DR SOEDOMO | KEDIRI | JAWA TIMUR | TRENGGALEK | MAIN UNIT | CUSTOMER | - |  | 1 July 2019 |  | - |  | - |  | ACTIVE
5702HM046595 | E5702 | CENTRIFUGE 5702 | DIAGNOSTIC 2 | EPPENDORF SE (EPPENDORF AG) | GN17070014 | RSUD SADIKIN KOTA PARIAMAN | PADANG | SUMATERA BARAT | PADANG | MAIN UNIT | CUSTOMER | - |  | 24 July 2019 |  | - |  | - |  | ACTIVE
5702HM046601 | E5702 | CENTRIFUGE 5702 | DIAGNOSTIC 2 | EPPENDORF SE (EPPENDORF AG) | GN00000276 | RSUD PARIAMAN | PADANG | SUMATERA BARAT | PARIAMAN | MAIN UNIT | CUSTOMER | - |  | 25 July 2019 |  | - |  | - |  | ACTIVE
5702HM146599 | E5702 | CENTRIFUGE 5702 | DIAGNOSTIC 2 | EPPENDORF SE (EPPENDORF AG) | GN00000238 | RSUD M NATSIR SOLOK | PADANG | SUMATERA BARAT | SOLOK | MAIN UNIT | CUSTOMER | - |  | 22 July 2019 |  | - |  | - |  | ACTIVE
5702HM346602 | E5702 | CENTRIFUGE 5702 | DIAGNOSTIC 2 | EPPENDORF SE (EPPENDORF AG) | GN00002199 | RS PHC SURABAYA | SURABAYA-1 | JAWA TIMUR | SURABAYA | MAIN UNIT | CUSTOMER | - |  | 28 August 2019 |  | - |  | - |  | ACTIVE
5702HM446597 | E5702 | CENTRIFUGE 5702 | DIAGNOSTIC 2 | EPPENDORF SE (EPPENDORF AG) | GN19100004 | LAB KLINIK PRODIA - UJUNG BERUNG | BANDUNG | JAWA BARAT | BANDUNG | MAIN UNIT | CUSTOMER | 4 October 2019 | SUKMA WIJAYA - TSE | 4 October 2019 |  | 4 October 2019 | SUKMA WIJAYA - TSE | - |  | ACTIVE
5702HM646600 | E0012 | CENTRIFUGE 5702 R W/O ROTOR REFRIGERATED 230V/50HZ | DIAGNOSTIC 2 | EPPENDORF SE (EPPENDORF AG) | GN00001345 | RS SEMEN GRESIK | SURABAYA-1 | JAWA TIMUR | GRESIK | MAIN UNIT | CUSTOMER | 20 November 2019 | MIKKI FAHRIZI - TSE | 20 November 2019 |  | 20 November 2019 | MIKKI FAHRIZI - TSE | - |  | ACTIVE
5702HM746603 | E5702 | CENTRIFUGE 5702 | DIAGNOSTIC 2 | EPPENDORF SE (EPPENDORF AG) | GN00001345 | RS SEMEN GRESIK | SURABAYA-1 | JAWA TIMUR | GRESIK | MAIN UNIT | CUSTOMER | 20 November 2019 | ANDI ISMAIL - SPV TSE TIMUR | 20 November 2019 |  | 20 November 2019 | ANDI ISMAIL - SPV TSE TIMUR | 25 January 2025 | ANDI ISMAIL - SPV TSE TIMUR | ACTIVE
5702HN046849 | E5702 | CENTRIFUGE 5702 | DIAGNOSTIC 2 | EPPENDORF SE (EPPENDORF AG) | GN00008379 | PRODIA ALAM SUTRA | TANGERANG | BANTEN | TANGERANG | MAIN UNIT | CUSTOMER | - |  | 8 January 2019 |  | - |  | - |  | ACTIVE
5702HN346851 | E5702 | CENTRIFUGE 5702 | DIAGNOSTIC 2 | EPPENDORF SE (EPPENDORF AG) | GN00006455 | LAB KLINIK PRODIA MADIUN | KEDIRI | JAWA TIMUR | MADIUN | MAIN UNIT | CUSTOMER | - |  | 11 March 2019 |  | - |  | - |  | ACTIVE
5702HN446854 | E5702 | CENTRIFUGE 5702 | DIAGNOSTIC 2 | EPPENDORF SE (EPPENDORF AG) | GN00001671 | RS MITRA MASYARAKAT | JAYAPURA | PAPUA | TIMIKA | MAIN UNIT | CUSTOMER | 27 September 2019 | MIKKI FAHRIZI - TSE | 27 September 2019 |  | 27 September 2019 | MIKKI FAHRIZI - TSE | - |  | ACTIVE
5702HN546845 | E5702 | CENTRIFUGE 5702 | DIAGNOSTIC 2 | EPPENDORF SE (EPPENDORF AG) | GN00002213 | RS WIDODO | KEDIRI | JAWA TIMUR | NGAWI | MAIN UNIT | CUSTOMER | - |  | 30 April 2019 |  | - |  | - |  | ACTIVE
5702HN546857 | E5702 | CENTRIFUGE 5702 | DIAGNOSTIC 2 | EPPENDORF SE (EPPENDORF AG) | GN00002292 | LAB KLINIK THAMRIN MEDAN | MEDAN | SUMATERA UTARA | MEDAN | MAIN UNIT | CUSTOMER | - |  | - |  | 3 August 2022 | LEO LANANG SIGIT - TSE CP | - |  | ACTIVE
5702HN646212 | E5702 | CENTRIFUGE 5702 | DIAGNOSTIC 2 | EPPENDORF SE (EPPENDORF AG) | GN00002460 | RSUD NGANJUK | KEDIRI | JAWA TIMUR | NGANJUK | MAIN UNIT | CUSTOMER | - |  | 31 May 2019 |  | - |  | - |  | ACTIVE
5702HN646848 | E5702 | CENTRIFUGE 5702 | DIAGNOSTIC 2 | EPPENDORF SE (EPPENDORF AG) | GN00004472 | PT PRODIA WIDYA HUSADA - BINTARAN KULON | YOGYAKARTA | YOGYAKARTA | YOGYAKARTA | MAIN UNIT | CUSTOMER | - |  | 29 January 2019 |  | - |  | - |  | ACTIVE
5702HN746215 | E5702 | CENTRIFUGE 5702 | DIAGNOSTIC 2 | EPPENDORF SE (EPPENDORF AG) | GN00002460 | RSUD NGANJUK | KEDIRI | JAWA TIMUR | NGANJUK | MAIN UNIT | CUSTOMER | - |  | 31 May 2019 |  | - |  | - |  | ACTIVE
5702HN846855 | E5702 | CENTRIFUGE 5702 | DIAGNOSTIC 2 | EPPENDORF SE (EPPENDORF AG) | GN00001581 | LAB PRODIA SUDIRMAN | BANDAR LAMPUNG | LAMPUNG | BANDAR LAMPUNG | MAIN UNIT | CUSTOMER | - |  | 20 March 2019 |  | - |  | - |  | ACTIVE
5702HN946846 | E5702 | CENTRIFUGE 5702 | DIAGNOSTIC 2 | EPPENDORF SE (EPPENDORF AG) | GN00005282 | RS SYAFIRA (PEKANBARU) | PEKAN BARU | RIAU | PEKANBARU | MAIN UNIT | CUSTOMER | - |  | 1 April 2019 |  | - |  | - |  | ACTIVE
5702HN946858 | E5702 | CENTRIFUGE 5702 | DIAGNOSTIC 2 | EPPENDORF SE (EPPENDORF AG) | GN00000861 | RS GRESTELINA | MAKASSAR | SULAWESI SELATAN | MAKASSAR | MAIN UNIT | CUSTOMER | - |  | 27 May 2019 |  | - |  | - |  | ACTIVE
5702HP047392 | E5702 | CENTRIFUGE 5702 | DIAGNOSTIC 2 | EPPENDORF SE (EPPENDORF AG) | GN19090015 | Puskesmas Batusura | MAKASSAR | SULAWESI SELATAN | MAKASSAR | MAIN UNIT | CUSTOMER | 16 January 2020 | SAHID DERMAWAN - SPV TSE BARAT | 18 September 2019 |  | 16 January 2020 | SAHID DERMAWAN - SPV TSE BARAT | - |  | ACTIVE
5702HP047395 | E5702 | CENTRIFUGE 5702 | DIAGNOSTIC 2 | EPPENDORF SE (EPPENDORF AG) | GN00002060 | LAB PRODIA PURI INDAH | JAKARTA-2 | DKI JAKARTA | JAKARTA BARAT | MAIN UNIT | CUSTOMER | 4 November 2019 | SAHID DERMAWAN - SPV TSE BARAT | 31 October 2019 |  | 4 November 2019 | SAHID DERMAWAN - SPV TSE BARAT | - |  | ACTIVE
5702HP047400 | E5702 | CENTRIFUGE 5702 | DIAGNOSTIC 2 | EPPENDORF SE (EPPENDORF AG) | GN00001630 | LAB PRODIA CIREBON | CIREBON | JAWA BARAT | CIREBON | MAIN UNIT | CUSTOMER | 21 October 2019 | SAHID DERMAWAN - SPV TSE BARAT | 21 October 2019 |  | 21 October 2019 | SAHID DERMAWAN - SPV TSE BARAT | - |  | ACTIVE
5702HP047403 | E5702 | CENTRIFUGE 5702 | DIAGNOSTIC 2 | EPPENDORF SE (EPPENDORF AG) | GN00002060 | LAB PRODIA PURI INDAH | JAKARTA-2 | DKI JAKARTA | JAKARTA BARAT | MAIN UNIT | CUSTOMER | 4 November 2019 | SAHID DERMAWAN - SPV TSE BARAT | 31 October 2019 |  | 4 November 2019 | SAHID DERMAWAN - SPV TSE BARAT | - |  | ACTIVE
5702HP047412 | E5702 | CENTRIFUGE 5702 | DIAGNOSTIC 2 | EPPENDORF SE (EPPENDORF AG) | GN00002060 | LAB PRODIA PURI INDAH | JAKARTA-2 | DKI JAKARTA | JAKARTA BARAT | MAIN UNIT | CUSTOMER | 4 November 2019 | SAHID DERMAWAN - SPV TSE BARAT | 31 October 2019 |  | 4 November 2019 | SAHID DERMAWAN - SPV TSE BARAT | - |  | ACTIVE
5702HP047439 | E5702 | CENTRIFUGE 5702 | DIAGNOSTIC 2 | EPPENDORF SE (EPPENDORF AG) | GN19110003 | LAB PRODIA MANGGA BESAR | JAKARTA-1 | DKI JAKARTA | JAKARTA BARAT | MAIN UNIT | CUSTOMER | 4 November 2019 | SAHID DERMAWAN - SPV TSE BARAT | - |  | 4 November 2019 | SAHID DERMAWAN - SPV TSE BARAT | - |  | ACTIVE
5702HP147386 | E5702 | CENTRIFUGE 5702 | DIAGNOSTIC 2 | EPPENDORF SE (EPPENDORF AG) | GN00001972 | RS MITRA KELUARGA BEKASI TIMUR | BEKASI | JAWA BARAT | BEKASI | MAIN UNIT | CUSTOMER | 16 December 2019 | GATOT SURYA ADIPUTRA - TSE | 16 December 2019 |  | 16 December 2019 | GATOT SURYA ADIPUTRA - TSE | - |  | ACTIVE
5702HP147406 | E5702 | CENTRIFUGE 5702 | DIAGNOSTIC 2 | EPPENDORF SE (EPPENDORF AG) | GN00002825 | RSUD KABUPATEN TANGERANG | TANGERANG | BANTEN |  | MAIN UNIT | CUSTOMER | 29 November 2019 | ARBIANSYAH - TSE | 29 November 2019 |  | 29 November 2019 | ARBIANSYAH - TSE | - |  | ACTIVE
5702HP147443 | E5702 | CENTRIFUGE 5702 | DIAGNOSTIC 2 | EPPENDORF SE (EPPENDORF AG) | GN00002569 | PT. PRODIA WIDYAHUSADA ( LAB PRODIA - WASTU KENCANA ) | BANDUNG | JAWA BARAT | BANDUNG | MAIN UNIT | CUSTOMER | 26 January 2022 | ARBIANSYAH - TSE | 22 April 2021 | ARBIANSYAH - TSE | 19 April 2021 | LEO LANANG SIGIT - TSE CP | 26 January 2022 | ARBIANSYAH - TSE | ACTIVE
5702HP247389 | E5702 | CENTRIFUGE 5702 | DIAGNOSTIC 2 | EPPENDORF SE (EPPENDORF AG) | GN00001994 | LAB PRODIA DENPASAR | DENPASAR | BALI | DENPASAR | MAIN UNIT | CUSTOMER | - |  | 20 January 2021 | I KADEK - TSE | 20 January 2021 | LEO LANANG SIGIT - TSE CP | 20 January 2021 | I KADEK - TSE | ACTIVE
5702HP247390 | E5702 | CENTRIFUGE 5702 | DIAGNOSTIC 2 | EPPENDORF SE (EPPENDORF AG) | GN20030005 | Laboratorium Pramita - Denpasar | DENPASAR | BALI | DENPASAR | MAIN UNIT | CUSTOMER | - |  | 20 January 2021 | I KADEK - TSE | 20 January 2021 | LEO LANANG SIGIT - TSE CP | 20 January 2021 | I KADEK - TSE | ACTIVE
5702HP247409 | E5702 | CENTRIFUGE 5702 | DIAGNOSTIC 2 | EPPENDORF SE (EPPENDORF AG) | GN20030005 | Laboratorium Pramita - Denpasar | DENPASAR | BALI | DENPASAR | MAIN UNIT | CUSTOMER | - |  | 20 January 2021 | I KADEK - TSE | 20 January 2021 | LEO LANANG SIGIT - TSE CP | 20 January 2021 | I KADEK - TSE | ACTIVE
5702HP247410 | E5702 | CENTRIFUGE 5702 | DIAGNOSTIC 2 | EPPENDORF SE (EPPENDORF AG) | GN00005319 | PT PRODIA WIDYAHUSADA ( LAB PRODIA - PEKANBARU ) | PEKAN BARU | RIAU | PEKANBARU | MAIN UNIT | CUSTOMER | - |  | 26 February 2021 | RUDI SETIAWAN - TSE | 22 February 2021 | NOVAN KURNIARTATO - TSE | 26 February 2021 | RUDI SETIAWAN - TSE | ACTIVE
5702HP247434 | E5702 | CENTRIFUGE 5702 | DIAGNOSTIC 2 | EPPENDORF SE (EPPENDORF AG) | GN00000351 | RS SANTA ELISABETH MEDAN | MEDAN | SUMATERA UTARA | MEDAN | MAIN UNIT | CUSTOMER | 4 May 2020 | SAHID DERMAWAN - SPV TSE BARAT | 30 April 2020 |  | 4 May 2020 | SAHID DERMAWAN - SPV TSE BARAT | - |  | ACTIVE
5702HP347393 | E5702 | CENTRIFUGE 5702 | DIAGNOSTIC 2 | EPPENDORF SE (EPPENDORF AG) | GN00000535 | RSUP DR KARIADI | SEMARANG | JAWA TENGAH | SEMARANG | MAIN UNIT | CUSTOMER | - |  | - | ANDRIAS NUGROHO - TSE | 27 May 2020 | LEO LANANG SIGIT - TSE CP | 15 June 2020 | SENDRA WIJAYA - IT | ACTIVE
5702HP347401 | E5702 | CENTRIFUGE 5702 | DIAGNOSTIC 2 | EPPENDORF SE (EPPENDORF AG) | GN20080002 | CAHAYA DIAGNOSTIC CENTRE | SURABAYA-1 | JAWA TIMUR | SURABAYA | MAIN UNIT | CUSTOMER | 28 August 2020 | LEO LANANG SIGIT - TSE CP | 8 August 2020 | MIKKI FAHRIZI - TSE | 5 August 2020 | LEO LANANG SIGIT - TSE CP | 28 August 2020 | LEO LANANG SIGIT - TSE CP | ACTIVE
5702HP347413 | E5702 | CENTRIFUGE 5702 | DIAGNOSTIC 2 | EPPENDORF SE (EPPENDORF AG) | GN20080002 | CAHAYA DIAGNOSTIC CENTRE | SURABAYA-1 | JAWA TIMUR | SURABAYA | MAIN UNIT | CUSTOMER | 28 August 2020 | LEO LANANG SIGIT - TSE CP | 8 August 2020 | MIKKI FAHRIZI - TSE | 5 August 2020 | LEO LANANG SIGIT - TSE CP | 28 August 2020 | LEO LANANG SIGIT - TSE CP | ACTIVE
5702HP347437 | E5702 | CENTRIFUGE 5702 | DIAGNOSTIC 2 | EPPENDORF SE (EPPENDORF AG) | GN00001923 | RS PANTI RAPIH | YOGYAKARTA | YOGYAKARTA | YOGYAKARTA | MAIN UNIT | CUSTOMER | 6 October 2020 | LEO LANANG SIGIT - TSE CP | 2 October 2020 | RIDWAN - TSE | 1 October 2020 | LEO LANANG SIGIT - TSE CP | 6 October 2020 | LEO LANANG SIGIT - TSE CP | ACTIVE
5702HP447384 | E5702 | CENTRIFUGE 5702 | DIAGNOSTIC 2 | EPPENDORF SE (EPPENDORF AG) | GN00003568 | PT PRODIA WIDYAHUSADA ( LAB PRODIA - BATAM ) | BATAM | KEPULAUAN RIAU | BATAM | MAIN UNIT | CUSTOMER | - |  | 17 June 2021 | RUDI SETIAWAN - TSE | 16 June 2021 | NOVAN KURNIARTATO - TSE | 17 June 2021 | RUDI SETIAWAN - TSE | ACTIVE
5702HP447404 | EC080 | CENTRIFUGE 5702 24 HOLE | DIAGNOSTIC 2 | EPPENDORF SE (EPPENDORF AG) | GN00002799 | LAB PRODIA SUNTER | JAKARTA-1 | DKI JAKARTA | JAKARTA UTARA | MAIN UNIT | CUSTOMER | - |  | 30 March 2022 | ARDI HERMAWAN - TSE CP | 3 June 2021 | LEO LANANG SIGIT - TSE CP | 30 March 2022 | ARDI HERMAWAN - TSE CP | ACTIVE
5702HP447416 | EC080 | CENTRIFUGE 5702 24 HOLE | DIAGNOSTIC 2 | EPPENDORF SE (EPPENDORF AG) | GN21060009 | Lab Klinik Prodia - Setiabudi | SEMARANG | JAWA TENGAH | SEMARANG | MAIN UNIT | CUSTOMER | - |  | 22 July 2021 | ANDRIAS NUGROHO - TSE | 8 June 2021 | LEO LANANG SIGIT - TSE CP | 22 July 2021 | ANDRIAS NUGROHO - TSE | ACTIVE
5702HP447441 | E5702 | CENTRIFUGE 5702 | DIAGNOSTIC 2 | EPPENDORF SE (EPPENDORF AG) | GN00005319 | PT PRODIA WIDYAHUSADA ( LAB PRODIA - PEKANBARU ) | PEKAN BARU | RIAU | PEKANBARU | MAIN UNIT | CUSTOMER | - |  | 17 June 2021 | RUDI SETIAWAN - TSE | 16 June 2021 | NOVAN KURNIARTATO - TSE | 17 June 2021 | RUDI SETIAWAN - TSE | ACTIVE
5702HP547387 | EC080 | CENTRIFUGE 5702 24 HOLE | DIAGNOSTIC 2 | EPPENDORF SE (EPPENDORF AG) | GN00002986 | RDC PUSAT - RAWAGELAM | PUSAT | DKI JAKARTA | JAKARTA TIMUR | MAIN UNIT | EMP | 24 January 2022 | NOVAN KURNIARTATO - TSE | - |  | 16 June 2021 | NOVAN KURNIARTATO - TSE | - |  | ACTIVE
5702HP547420 | EC019 | CENTRIFUGE 5702230V/50-60HZ | DIAGNOSTIC 2 | EPPENDORF SE (EPPENDORF AG) | GN21050022 | RSUD PANDEGA PANGANDARAN | TASIKMALAYA | JAWA BARAT | TASIKMALAYA | MAIN UNIT | CUSTOMER | - |  | 11 June 2021 | SUKMA WIJAYA - TSE | 25 May 2021 | NOVAN KURNIARTATO - TSE | 11 June 2021 | SUKMA WIJAYA - TSE | ACTIVE
5702HP547432 | EC019 | CENTRIFUGE 5702230V/50-60HZ | DIAGNOSTIC 2 | EPPENDORF SE (EPPENDORF AG) | GN21050022 | RSUD PANDEGA PANGANDARAN | TASIKMALAYA | JAWA BARAT | TASIKMALAYA | MAIN UNIT | CUSTOMER | - |  | 11 June 2021 | SUKMA WIJAYA - TSE | 25 May 2021 | NOVAN KURNIARTATO - TSE | 11 June 2021 | SUKMA WIJAYA - TSE | ACTIVE
5702HP647391 | E5702 | CENTRIFUGE 5702 | DIAGNOSTIC 2 | EPPENDORF SE (EPPENDORF AG) | GN00009141 | LABKESDA BANJARNEGARA | PURWOKERTO | JAWA TENGAH | BANJARNEGARA | MAIN UNIT | CUSTOMER | - |  | 9 August 2021 | RIDWAN - TSE | 9 August 2021 | LEO LANANG SIGIT - TSE CP | 9 August 2021 | RIDWAN - TSE | ACTIVE
5702HP647411 | EC080 | CENTRIFUGE 5702 24 HOLE | DIAGNOSTIC 2 | EPPENDORF SE (EPPENDORF AG) | GN00000111 | RSUD HASANUDDIN DAMRAH MANNA | BENGKULU | BENGKULU | BENGKULU | MAIN UNIT | CUSTOMER | - |  | 30 September 2021 | ABDI PUTRA - TSE | 14 September 2021 | LEO LANANG SIGIT - TSE CP | 30 September 2021 | ABDI PUTRA - TSE | ACTIVE
5702HP647423 | EC080 | CENTRIFUGE 5702 24 HOLE | DIAGNOSTIC 2 | EPPENDORF SE (EPPENDORF AG) | GN00000111 | RSUD HASANUDDIN DAMRAH MANNA | BENGKULU | BENGKULU | BENGKULU | MAIN UNIT | CUSTOMER | - |  | 30 September 2021 | ABDI PUTRA - TSE | 14 September 2021 | LEO LANANG SIGIT - TSE CP | 30 September 2021 | ABDI PUTRA - TSE | ACTIVE
5702HP647435 | EC080 | CENTRIFUGE 5702 24 HOLE | DIAGNOSTIC 2 | EPPENDORF SE (EPPENDORF AG) | GN00002463 | RSUD DR SOEDONO | KEDIRI | JAWA TIMUR | MADIUN | MAIN UNIT | CUSTOMER | 28 January 2022 | FAJAR FAHMI - TSE | 11 October 2021 | FAJAR FAHMI - TSE | 30 September 2021 | LEO LANANG SIGIT - TSE CP | 28 January 2022 | FAJAR FAHMI - TSE | ACTIVE
5702HP747402 | EC080 | CENTRIFUGE 5702 24 HOLE | DIAGNOSTIC 2 | EPPENDORF SE (EPPENDORF AG) | GN19050001 | LAB KLINIK PRAMITA CAB SALATIGA | SEMARANG | JAWA TENGAH | SEMARANG | MAIN UNIT | CUSTOMER | - |  | 25 October 2021 | MUNADI - TSE | 30 September 2021 | LEO LANANG SIGIT - TSE CP | 25 October 2021 | MUNADI - TSE | ACTIVE
5702HP847397 | E5702 | CENTRIFUGE 5702 | DIAGNOSTIC 2 | EPPENDORF SE (EPPENDORF AG) | GN19120011 | RSUD BINTAN | BATAM | KEPULAUAN RIAU | BATAM | MAIN UNIT | CUSTOMER | 24 January 2022 | RUDI SETIAWAN - TSE | 9 November 2021 | RUDI SETIAWAN - TSE | 2 November 2021 | NOVAN KURNIARTATO - TSE | 24 January 2022 | RUDI SETIAWAN - TSE | ACTIVE
5702HP847405 | E5702 | CENTRIFUGE 5702 | DIAGNOSTIC 2 | EPPENDORF SE (EPPENDORF AG) | GN00001795 | RSUD KARANGANYAR | SOLO | JAWA TENGAH | KARANGANYAR | MAIN UNIT | CUSTOMER | 25 January 2022 | TEGAR PANDU - TSE | 17 December 2021 | TEGAR PANDU - TSE | 14 December 2021 | LEO LANANG SIGIT - TSE CP | 25 January 2022 | TEGAR PANDU - TSE | ACTIVE
5702HP847417 | E5702 | CENTRIFUGE 5702 | DIAGNOSTIC 2 | EPPENDORF SE (EPPENDORF AG) | GN21030024 | Lab. Prodia Klaten | SOLO | JAWA TENGAH | SURAKARTA | MAIN UNIT | CUSTOMER | - |  | 23 November 2021 | RIDWAN - TSE | 23 November 2021 | LEO LANANG SIGIT - TSE CP | 23 November 2021 | RIDWAN - TSE | ACTIVE
5702HP847442 | EC080 | CENTRIFUGE 5702 24 HOLE | DIAGNOSTIC 2 | EPPENDORF SE (EPPENDORF AG) | GN00000129 | RSUP DR MOHAMMAD HOESIN | PALEMBANG | SUMATERA SELATAN | PALEMBANG | MAIN UNIT | CUSTOMER | - |  | 31 December 2021 | ABDI PUTRA - TSE | 29 November 2021 | LEO LANANG SIGIT - TSE CP | 31 December 2021 | ABDI PUTRA - TSE | ACTIVE
5702HP947388 | E5702 | CENTRIFUGE 5702 | DIAGNOSTIC 2 | EPPENDORF SE (EPPENDORF AG) | GN00002663 | RSUD DR SOEDIRMAN KEBUMEN | PURWOKERTO | JAWA TENGAH | PURWOKERTO | MAIN UNIT | CUSTOMER | - |  | 24 November 2021 | RIDWAN - TSE | 23 November 2021 | LEO LANANG SIGIT - TSE CP | 24 November 2021 | RIDWAN - TSE | ACTIVE
5702HP947408 | EC080 | CENTRIFUGE 5702 24 HOLE | DIAGNOSTIC 2 | EPPENDORF SE (EPPENDORF AG) | GN00002986 | RDC PUSAT - RAWAGELAM | PUSAT | DKI JAKARTA | JAKARTA TIMUR | MAIN UNIT | EMP | - |  | - |  | 22 December 2021 | LEO LANANG SIGIT - TSE CP | - |  | ACTIVE
5702HP947421 | E5702 | CENTRIFUGE 5702 | DIAGNOSTIC 2 | EPPENDORF SE (EPPENDORF AG) | GN00001795 | RSUD KARANGANYAR | SOLO | JAWA TENGAH | KARANGANYAR | MAIN UNIT | CUSTOMER | 25 January 2022 | TEGAR PANDU - TSE | 17 December 2021 | TEGAR PANDU - TSE | 14 December 2021 | LEO LANANG SIGIT - TSE CP | 25 January 2022 | TEGAR PANDU - TSE | ACTIVE
5702HP947433 | E5702 | CENTRIFUGE 5702 | DIAGNOSTIC 2 | EPPENDORF SE (EPPENDORF AG) | GN00008042 | RSUD ANNA LASMANAH BANJARNEGARA | PURWOKERTO | JAWA TENGAH | PURWOKERTO | MAIN UNIT | CUSTOMER | - |  | 31 December 2021 | HARI UDI RAHARJO - TSE | 14 December 2021 | LEO LANANG SIGIT - TSE CP | 31 December 2021 | HARI UDI RAHARJO - TSE | ACTIVE
5702HQ347779 | E5702 | CENTRIFUGE 5702 | DIAGNOSTIC 2 | EPPENDORF SE (EPPENDORF AG) | GN00001795 | RSUD KARANGANYAR | SOLO | JAWA TENGAH | KARANGANYAR | MAIN UNIT | CUSTOMER | 19 February 2020 | TEGAR PANDU - TSE | 19 February 2020 |  | 19 February 2020 | TEGAR PANDU - TSE | - |  | ACTIVE
5702HQ347780 | E5702 | CENTRIFUGE 5702 | DIAGNOSTIC 2 | EPPENDORF SE (EPPENDORF AG) | GN00011268 | RSUD SK LERIK | KUPANG | NUSA TENGGARA TIMUR | KUPANG | MAIN UNIT | CUSTOMER | - |  | 18 July 2019 |  | - |  | - |  | ACTIVE
5702HQ447771 | E5702 | CENTRIFUGE 5702 | DIAGNOSTIC 2 | EPPENDORF SE (EPPENDORF AG) | GN00011268 | RSUD SK LERIK | KUPANG | NUSA TENGGARA TIMUR | KUPANG | MAIN UNIT | CUSTOMER | - |  | 18 July 2019 |  | - |  | - |  | ACTIVE
5702HQ547774 | E5702 | CENTRIFUGE 5702 | DIAGNOSTIC 2 | EPPENDORF SE (EPPENDORF AG) | GN00011268 | RSUD SK LERIK | KUPANG | NUSA TENGGARA TIMUR | KUPANG | MAIN UNIT | CUSTOMER | - |  | 18 July 2019 |  | - |  | - |  | ACTIVE
5702HQ647777 | E5702 | CENTRIFUGE 5702 | DIAGNOSTIC 2 | EPPENDORF SE (EPPENDORF AG) | GN00001937 | BBKPM | BANDUNG | JAWA BARAT | BANDUNG | MAIN UNIT | CUSTOMER | - |  | 29 July 2019 |  | - |  | - |  | ACTIVE
5702HQ747768 | E5702 | CENTRIFUGE 5702 | DIAGNOSTIC 2 | EPPENDORF SE (EPPENDORF AG) | GN00003172 | RS PARU DR. M. GOENAWAN PARTOWIDIGDO | BOGOR | JAWA BARAT | BOGOR | MAIN UNIT | CUSTOMER | - |  | 1 July 2019 |  | - |  | - |  | ACTIVE
5702HQ847772 | E5702 | CENTRIFUGE 5702 | DIAGNOSTIC 2 | EPPENDORF SE (EPPENDORF AG) | GN19070007 | PUSKESMAS BALONGBENDO | SURABAYA-1 | JAWA TIMUR | SURABAYA | MAIN UNIT | CUSTOMER | - |  | 15 July 2019 |  | - |  | - |  | ACTIVE
5702II048646 | E5702 | CENTRIFUGE 5702 | DIAGNOSTIC 2 | EPPENDORF SE (EPPENDORF AG) | GN00001823 | RSUD Dr. SAIFUL ANWAR PROV JAWA TIMUR | MALANG | JAWA TIMUR | MALANG | MAIN UNIT | CUSTOMER | - |  | 22 August 2019 |  | - |  | - |  | ACTIVE
5702II048648 | E5702 | CENTRIFUGE 5702 | DIAGNOSTIC 2 | EPPENDORF SE (EPPENDORF AG) | GN00001823 | RSUD Dr. SAIFUL ANWAR PROV JAWA TIMUR | MALANG | JAWA TIMUR | MALANG | MAIN UNIT | CUSTOMER | - |  | 7 August 2019 |  | - |  | - |  | ACTIVE
5702II048652 | E5702 | CENTRIFUGE 5702 | DIAGNOSTIC 2 | EPPENDORF SE (EPPENDORF AG) | GN00001823 | RSUD Dr. SAIFUL ANWAR PROV JAWA TIMUR | MALANG | JAWA TIMUR | MALANG | MAIN UNIT | CUSTOMER | - |  | 22 August 2019 |  | - |  | - |  | ACTIVE
5702II448653 | E5702 | CENTRIFUGE 5702 | DIAGNOSTIC 2 | EPPENDORF SE (EPPENDORF AG) | GN19100113 | BPOM MAMUJU | MAKASSAR | SULAWESI BARAT | MAMUJU | MAIN UNIT | CUSTOMER | 22 October 2019 | AUGESTA NANDA PRADANA - TSE | 22 October 2019 |  | 22 October 2019 | AUGESTA NANDA PRADANA - TSE | - |  | ACTIVE
5702II648647 | E5702 | CENTRIFUGE 5702 | DIAGNOSTIC 2 | EPPENDORF SE (EPPENDORF AG) | GN00000791 | RSU NAMLEA | MAKASSAR | MALUKU | BURU | MAIN UNIT | CUSTOMER | 13 November 2019 | AUGESTA NANDA PRADANA - TSE | 13 November 2019 |  | 13 November 2019 | AUGESTA NANDA PRADANA - TSE | - |  | ACTIVE
5702II748651 | E5702 | CENTRIFUGE 5702 | DIAGNOSTIC 2 | EPPENDORF SE (EPPENDORF AG) | GN00000188 | RS AWAL BROS PEKANBARU | PEKAN BARU | RIAU | PEKANBARU | MAIN UNIT | CUSTOMER | 16 September 2019 | ABDI PUTRA - TSE | 16 September 2019 |  | 16 September 2019 | ABDI PUTRA - TSE | - |  | ACTIVE
5702II848654 | E5702 | CENTRIFUGE 5702 | DIAGNOSTIC 2 | EPPENDORF SE (EPPENDORF AG) | GN00001114 | RS KRAKATAU STEEL MEDIKA | TANGERANG | BANTEN | CILEGON | MAIN UNIT | CUSTOMER | 2 October 2019 | SAHID DERMAWAN - SPV TSE BARAT | 26 September 2019 |  | 2 October 2019 | SAHID DERMAWAN - SPV TSE BARAT | - |  | ACTIVE
5702ii948645 | E5702 | CENTRIFUGE 5702 | DIAGNOSTIC 2 | EPPENDORF SE (EPPENDORF AG) | GN00000201 | RSUD ARIFIN ACHMAD - PEKANBARU | PEKAN BARU | RIAU | PEKANBARU | MAIN UNIT | CUSTOMER | 15 October 2019 | SAHID DERMAWAN - SPV TSE BARAT | 14 October 2019 |  | 15 October 2019 | SAHID DERMAWAN - SPV TSE BARAT | - |  | ACTIVE
5702IK049119 | E5702 | CENTRIFUGE 5702 | DIAGNOSTIC 2 | EPPENDORF SE (EPPENDORF AG) | GN00001674 | RSUD SORONG | JAYAPURA | PAPUA | SORONG | MAIN UNIT | CUSTOMER | - |  | 2 September 2019 |  | - |  | - |  | ACTIVE
5702IK049120 | E5702 | CENTRIFUGE 5702 | DIAGNOSTIC 2 | EPPENDORF SE (EPPENDORF AG) | GN19100113 | BPOM MAMUJU | MAKASSAR | SULAWESI BARAT | MAMUJU | MAIN UNIT | CUSTOMER | 22 October 2019 | AUGESTA NANDA PRADANA - TSE | 22 October 2019 |  | 22 October 2019 | AUGESTA NANDA PRADANA - TSE | - |  | ACTIVE
5702IK349121 | E5702 | CENTRIFUGE 5702 | DIAGNOSTIC 2 | EPPENDORF SE (EPPENDORF AG) | GN19100011 | RSUP dr. J. Leimena | MAKASSAR | MALUKU | AMBON | MAIN UNIT | CUSTOMER | 9 October 2019 | ABU ABDILLAH - TSE | 9 October 2019 |  | 9 October 2019 | ABU ABDILLAH - TSE | - |  | ACTIVE
5702IK449124 | E5702 | CENTRIFUGE 5702 | DIAGNOSTIC 2 | EPPENDORF SE (EPPENDORF AG) | GN19100011 | RSUP dr. J. Leimena | MAKASSAR | MALUKU | AMBON | MAIN UNIT | CUSTOMER | 9 October 2019 | ABU ABDILLAH - TSE | 9 October 2019 |  | 9 October 2019 | ABU ABDILLAH - TSE | - |  | ACTIVE
5702IK649118 | E5702 | CENTRIFUGE 5702 | DIAGNOSTIC 2 | EPPENDORF SE (EPPENDORF AG) | GN19110016 | Lab Prodia - Pacitan | KEDIRI | JAWA TIMUR | KEDIRI | MAIN UNIT | CUSTOMER | 21 November 2019 | ANDI ISMAIL - SPV TSE TIMUR | 21 November 2019 |  | 21 November 2019 | ANDI ISMAIL - SPV TSE TIMUR | 25 January 2025 | ANDI ISMAIL - SPV TSE TIMUR | ACTIVE
5702IK749109 | E5702 | CENTRIFUGE 5702 | DIAGNOSTIC 2 | EPPENDORF SE (EPPENDORF AG) | GN00002458 | RSUD DR SOEDOMO | KEDIRI | JAWA TIMUR | TRENGGALEK | MAIN UNIT | EMP | - |  | 18 December 2024 |  | 4 August 2021 | LEO LANANG SIGIT - TSE CP | 18 December 2024 | SAHID DERMAWAN - SPV TSE BARAT | ACTIVE
5702IK949116 | E5702 | CENTRIFUGE 5702 | DIAGNOSTIC 2 | EPPENDORF SE (EPPENDORF AG) | GN00002447 | RS PROF D R KANDAU MANADO ( RSUP PROF D R KANDAU MANADO ) | MANADO | SULAWESI UTARA | MANADO | MAIN UNIT | CUSTOMER | 3 December 2019 | ABU ABDILLAH - TSE | 3 December 2019 |  | 3 December 2019 | ABU ABDILLAH - TSE | - |  | ACTIVE
5702IM049718 | E5702 | CENTRIFUGE 5702 | DIAGNOSTIC 2 | EPPENDORF SE (EPPENDORF AG) | GN00002311 | RSU MUH ANWAR SUMENEP | SURABAYA-1 | JAWA TIMUR | SUMENEP | MAIN UNIT | CUSTOMER | 2 December 2019 | ANDI ISMAIL - SPV TSE TIMUR | 2 December 2019 |  | 2 December 2019 | ANDI ISMAIL - SPV TSE TIMUR | 25 January 2025 | ANDI ISMAIL - SPV TSE TIMUR | ACTIVE
5702IM049722 | E5702 | CENTRIFUGE 5702 | DIAGNOSTIC 2 | EPPENDORF SE (EPPENDORF AG) | GN00002311 | RSU MUH ANWAR SUMENEP | SURABAYA-1 | JAWA TIMUR | SUMENEP | MAIN UNIT | CUSTOMER | 2 December 2019 | ANDI ISMAIL - SPV TSE TIMUR | 2 December 2019 |  | 2 December 2019 | ANDI ISMAIL - SPV TSE TIMUR | 25 January 2025 | ANDI ISMAIL - SPV TSE TIMUR | ACTIVE
5702IM049755 | E5702 | CENTRIFUGE 5702 | DIAGNOSTIC 2 | EPPENDORF SE (EPPENDORF AG) | GN00002447 | RS PROF D R KANDAU MANADO ( RSUP PROF D R KANDAU MANADO ) | MANADO | SULAWESI UTARA | MANADO | MAIN UNIT | CUSTOMER | 3 December 2019 | ABU ABDILLAH - TSE | 3 December 2019 |  | 3 December 2019 | ABU ABDILLAH - TSE | - |  | ACTIVE
5702IM049758 | E5702 | CENTRIFUGE 5702 | DIAGNOSTIC 2 | EPPENDORF SE (EPPENDORF AG) | GN00002447 | RS PROF D R KANDAU MANADO ( RSUP PROF D R KANDAU MANADO ) | MANADO | SULAWESI UTARA | MANADO | MAIN UNIT | CUSTOMER | 3 December 2019 | ABU ABDILLAH - TSE | 3 December 2019 |  | 3 December 2019 | ABU ABDILLAH - TSE | - |  | ACTIVE
5702IM049771 | E5702 | CENTRIFUGE 5702 | DIAGNOSTIC 2 | EPPENDORF SE (EPPENDORF AG) | GN19100008 | RSUD Sultan Suriansyah | BANJARMASIN | KALIMANTAN SELATAN | BANJARMASIN | MAIN UNIT | CUSTOMER | 26 December 2019 | ANDI ISMAIL - SPV TSE TIMUR | 26 December 2019 |  | 26 December 2019 | ANDI ISMAIL - SPV TSE TIMUR | 25 January 2025 | ANDI ISMAIL - SPV TSE TIMUR | ACTIVE
5702IM049792 | E5702 | CENTRIFUGE 5702 | DIAGNOSTIC 2 | EPPENDORF SE (EPPENDORF AG) | GN20020218 | RSUD RAA TJOKRONEGORO | YOGYAKARTA | JAWA TENGAH | YOGYAKARTA | MAIN UNIT | CUSTOMER | 2 March 2020 | RIDWAN - TSE | 2 March 2020 |  | 2 March 2020 | RIDWAN - TSE | - |  | ACTIVE
5702IM049795 | E5702 | CENTRIFUGE 5702 | DIAGNOSTIC 2 | EPPENDORF SE (EPPENDORF AG) | GN17120014 | LAB PRODIA GRAHA | SURABAYA-1 | JAWA TIMUR | SURABAYA | MAIN UNIT | CUSTOMER | 28 December 2019 | MIKKI FAHRIZI - TSE | 28 December 2019 |  | 28 December 2019 | MIKKI FAHRIZI - TSE | - |  | ACTIVE
5702IM049800 | E5702 | CENTRIFUGE 5702 | DIAGNOSTIC 2 | EPPENDORF SE (EPPENDORF AG) | GN19120004 | Lab. Klinik Prodia Temanggung | YOGYAKARTA | YOGYAKARTA | YOGYAKARTA | MAIN UNIT | CUSTOMER | 10 December 2019 | RIDWAN - TSE | 10 December 2019 |  | 10 December 2019 | RIDWAN - TSE | - |  | ACTIVE
5702IM149774 | E5702 | CENTRIFUGE 5702 | DIAGNOSTIC 2 | EPPENDORF SE (EPPENDORF AG) | GN00002178 | RSUD DR SOETOMO SURABAYA | SURABAYA-1 | JAWA TIMUR | SURABAYA | MAIN UNIT | CUSTOMER | 11 December 2019 | MIKKI FAHRIZI - TSE | 11 December 2019 |  | 11 December 2019 | MIKKI FAHRIZI - TSE | - |  | ACTIVE
5702IM249765 | E5702 | CENTRIFUGE 5702 | DIAGNOSTIC 2 | EPPENDORF SE (EPPENDORF AG) | GN00002178 | RSUD DR SOETOMO SURABAYA | SURABAYA-1 | JAWA TIMUR | SURABAYA | MAIN UNIT | CUSTOMER | 11 December 2019 | MIKKI FAHRIZI - TSE | 11 December 2019 |  | 11 December 2019 | MIKKI FAHRIZI - TSE | - |  | ACTIVE
5702IM249789 | E5702 | CENTRIFUGE 5702 | DIAGNOSTIC 2 | EPPENDORF SE (EPPENDORF AG) | GN00000685 | RSUD HARAPAN INSAN SENDAWAR | SAMARINDA | KALIMANTAN TIMUR | SAMARINDA | MAIN UNIT | CUSTOMER | 8 June 2020 | LEO LANANG SIGIT - TSE CP | 22 June 2020 | SARWANDI - TSE | 8 June 2020 | LEO LANANG SIGIT - TSE CP | 22 June 2020 | SARWANDI - TSE | ACTIVE
5702IM249790 | E5702 | CENTRIFUGE 5702 | DIAGNOSTIC 2 | EPPENDORF SE (EPPENDORF AG) | GN00000234 | RSU DR ACHMAD MOCHTAR | PADANG | SUMATERA BARAT | BUKITTINGGI | MAIN UNIT | CUSTOMER | - |  | - |  | 27 May 2020 | LEO LANANG SIGIT - TSE CP | 15 June 2020 | SENDRA WIJAYA - IT | ACTIVE
5702IM349719 | E5702 | CENTRIFUGE 5702 | DIAGNOSTIC 2 | EPPENDORF SE (EPPENDORF AG) | GN00000657 | RSUD DR MURJANI SAMPIT | BANJARMASIN | KALIMANTAN TENGAH | SAMPIT | MAIN UNIT | CUSTOMER | 10 June 2020 | LEO LANANG SIGIT - TSE CP | 11 June 2020 | SARWANDI - TSE | 10 June 2020 | LEO LANANG SIGIT - TSE CP | 11 June 2020 | SARWANDI - TSE | ACTIVE
5702IM349720 | E0012 | CENTRIFUGE 5702 R W/O ROTOR REFRIGERATED 230V/50HZ | DIAGNOSTIC 2 | EPPENDORF SE (EPPENDORF AG) | GN00001937 | BBKPM | BANDUNG | JAWA BARAT | BANDUNG | MAIN UNIT | CUSTOMER | - |  | - |  | 26 May 2020 | System Auto | 26 May 2020 | System Auto | ACTIVE
5702IM349756 | E5702 | CENTRIFUGE 5702 | DIAGNOSTIC 2 | EPPENDORF SE (EPPENDORF AG) | GN00002178 | RSUD DR SOETOMO SURABAYA | SURABAYA-1 | JAWA TIMUR | SURABAYA | MAIN UNIT | CUSTOMER | 11 December 2019 | MIKKI FAHRIZI - TSE | 11 December 2019 |  | 11 December 2019 | MIKKI FAHRIZI - TSE | - |  | ACTIVE
5702IM349768 | E5702 | CENTRIFUGE 5702 | DIAGNOSTIC 2 | EPPENDORF SE (EPPENDORF AG) | GN00002178 | RSUD DR SOETOMO SURABAYA | SURABAYA-1 | JAWA TIMUR | SURABAYA | MAIN UNIT | CUSTOMER | 11 December 2019 | MIKKI FAHRIZI - TSE | 11 December 2019 |  | 11 December 2019 | MIKKI FAHRIZI - TSE | - |  | ACTIVE
5702IM349793 | E5702 | CENTRIFUGE 5702 | DIAGNOSTIC 2 | EPPENDORF SE (EPPENDORF AG) | GN00000854 | RSAD PELAMONIA | MAKASSAR | SULAWESI SELATAN | MAKASSAR | MAIN UNIT | CUSTOMER | 12 June 2020 | LEO LANANG SIGIT - TSE CP | 12 June 2020 | ABU ABDILLAH - TSE | 11 June 2020 | LEO LANANG SIGIT - TSE CP | 12 June 2020 | LEO LANANG SIGIT - TSE CP | ACTIVE
5702IM349801 | E5702 | CENTRIFUGE 5702 | DIAGNOSTIC 2 | EPPENDORF SE (EPPENDORF AG) | GN19120005 | Lab. Klinik Prodia Wonosobo | YOGYAKARTA | YOGYAKARTA | YOGYAKARTA | MAIN UNIT | CUSTOMER | 2 January 2020 | RIDWAN - TSE | 2 January 2020 |  | 2 January 2020 | RIDWAN - TSE | - |  | ACTIVE
5702IM449759 | E5702 | CENTRIFUGE 5702 | DIAGNOSTIC 2 | EPPENDORF SE (EPPENDORF AG) | GN00002178 | RSUD DR SOETOMO SURABAYA | SURABAYA-1 | JAWA TIMUR | SURABAYA | MAIN UNIT | CUSTOMER | 11 December 2019 | MIKKI FAHRIZI - TSE | 11 December 2019 |  | 11 December 2019 | MIKKI FAHRIZI - TSE | - |  | ACTIVE
5702IM449760 | E5702 | CENTRIFUGE 5702 | DIAGNOSTIC 2 | EPPENDORF SE (EPPENDORF AG) | GN00002178 | RSUD DR SOETOMO SURABAYA | SURABAYA-1 | JAWA TIMUR | SURABAYA | MAIN UNIT | CUSTOMER | 11 December 2019 | MIKKI FAHRIZI - TSE | 11 December 2019 |  | 11 December 2019 | MIKKI FAHRIZI - TSE | - |  | ACTIVE
5702IM449772 | E5702 | CENTRIFUGE 5702 | DIAGNOSTIC 2 | EPPENDORF SE (EPPENDORF AG) | GN00000218 | RSUD SIAK ( T RAFI'AN SIAK ) | PEKAN BARU | RIAU | SIAK SRI INDRAPURA | MAIN UNIT | CUSTOMER | 9 December 2019 | SAHID DERMAWAN - SPV TSE BARAT | 6 December 2019 |  | 9 December 2019 | SAHID DERMAWAN - SPV TSE BARAT | - |  | ACTIVE
5702IM449804 | E5702 | CENTRIFUGE 5702 | DIAGNOSTIC 2 | EPPENDORF SE (EPPENDORF AG) | GN19100115 | RS Indriati Boyolali | SOLO | JAWA TENGAH | SURAKARTA | MAIN UNIT | CUSTOMER | 31 March 2020 | TEGAR PANDU - TSE | 31 March 2020 |  | 31 March 2020 | TEGAR PANDU - TSE | - |  | ACTIVE
5702IM549763 | E5702 | CENTRIFUGE 5702 | DIAGNOSTIC 2 | EPPENDORF SE (EPPENDORF AG) | GN00000528 | RSUD DR LOEKMONOHADI KUDUS | KUDUS | JAWA TENGAH | KUDUS | MAIN UNIT | CUSTOMER | 3 December 2019 | RIDWAN - TSE | 3 December 2019 |  | 3 December 2019 | RIDWAN - TSE | - |  | ACTIVE
5702IM649766 | E5702 | CENTRIFUGE 5702 | DIAGNOSTIC 2 | EPPENDORF SE (EPPENDORF AG) | GN00002178 | RSUD DR SOETOMO SURABAYA | SURABAYA-1 | JAWA TIMUR | SURABAYA | MAIN UNIT | CUSTOMER | 11 December 2019 | MIKKI FAHRIZI - TSE | 11 December 2019 |  | 11 December 2019 | MIKKI FAHRIZI - TSE | - |  | ACTIVE
5702IM649791 | E5702 | CENTRIFUGE 5702 | DIAGNOSTIC 2 | EPPENDORF SE (EPPENDORF AG) | GN00000920 | DINAS KESEHATAN KAB/ KOTA. SUMEDANG | BANDUNG | JAWA BARAT | SUMEDANG | MAIN UNIT | CUSTOMER | - |  | 22 July 2020 | SUKMA WIJAYA - TSE | 24 June 2020 | NURIL MAGHFIROH - TSE CSR | 22 July 2020 | SUKMA WIJAYA - TSE | ACTIVE
5702IM749757 | E5702 | CENTRIFUGE 5702 | DIAGNOSTIC 2 | EPPENDORF SE (EPPENDORF AG) | GN00002178 | RSUD DR SOETOMO SURABAYA | SURABAYA-1 | JAWA TIMUR | SURABAYA | MAIN UNIT | CUSTOMER | 11 December 2019 | MIKKI FAHRIZI - TSE | 11 December 2019 |  | 11 December 2019 | MIKKI FAHRIZI - TSE | - |  | ACTIVE
5702IM749769 | E5702 | CENTRIFUGE 5702 | DIAGNOSTIC 2 | EPPENDORF SE (EPPENDORF AG) | GN00002178 | RSUD DR SOETOMO SURABAYA | SURABAYA-1 | JAWA TIMUR | SURABAYA | MAIN UNIT | CUSTOMER | 11 December 2019 | MIKKI FAHRIZI - TSE | 11 December 2019 |  | 11 December 2019 | MIKKI FAHRIZI - TSE | - |  | ACTIVE
5702IM749770 | E5702 | CENTRIFUGE 5702 | DIAGNOSTIC 2 | EPPENDORF SE (EPPENDORF AG) | GN00002178 | RSUD DR SOETOMO SURABAYA | SURABAYA-1 | JAWA TIMUR | SURABAYA | MAIN UNIT | CUSTOMER | 11 December 2019 | MIKKI FAHRIZI - TSE | 11 December 2019 |  | 11 December 2019 | MIKKI FAHRIZI - TSE | - |  | ACTIVE
5702IM749794 | E5702 | CENTRIFUGE 5702 | DIAGNOSTIC 2 | EPPENDORF SE (EPPENDORF AG) | GN00005830 | DINAS KESEHATAN KAB/ KOTA. TANAH KARO | MEDAN | SUMATERA UTARA | MEDAN | MAIN UNIT | CUSTOMER | 25 June 2020 | FAJAR FAHMI - TSE | 1 July 2020 | BARITA P-SIMAMORA - TSE | 25 June 2020 | FAJAR FAHMI - TSE | 1 July 2020 | BARITA P-SIMAMORA - TSE | ACTIVE
5702IM749802 | E5702 | CENTRIFUGE 5702 | DIAGNOSTIC 2 | EPPENDORF SE (EPPENDORF AG) | GN00001971 | RS MITRA KELUARGA BEKASI BARAT | BEKASI | JAWA BARAT | BEKASI | MAIN UNIT | CUSTOMER | 14 February 2020 | GATOT SURYA ADIPUTRA - TSE | 14 February 2020 |  | 14 February 2020 | GATOT SURYA ADIPUTRA - TSE | - |  | ACTIVE
5702IM849724 | E5702 | CENTRIFUGE 5702 | DIAGNOSTIC 2 | EPPENDORF SE (EPPENDORF AG) | GN00005830 | DINAS KESEHATAN KAB/ KOTA. TANAH KARO | MEDAN | SUMATERA UTARA | MEDAN | MAIN UNIT | CUSTOMER | 25 June 2020 | FAJAR FAHMI - TSE | 1 July 2020 | BARITA P-SIMAMORA - TSE | 25 June 2020 | FAJAR FAHMI - TSE | 1 July 2020 | BARITA P-SIMAMORA - TSE | ACTIVE
5702IM849773 | E5702 | CENTRIFUGE 5702 | DIAGNOSTIC 2 | EPPENDORF SE (EPPENDORF AG) | GN00002961 | RS MITRA KELUARGA TEGAL | TEGAL | JAWA TENGAH | TEGAL | MAIN UNIT | CUSTOMER | 2 March 2020 | DIAN FEBRIYANA - TSE | 2 March 2020 |  | 2 March 2020 | DIAN FEBRIYANA - TSE | - |  | ACTIVE
5702IM849785 | E5702 | CENTRIFUGE 5702 | DIAGNOSTIC 2 | EPPENDORF SE (EPPENDORF AG) | GN00005830 | DINAS KESEHATAN KAB/ KOTA. TANAH KARO | MEDAN | SUMATERA UTARA | MEDAN | MAIN UNIT | CUSTOMER | 25 June 2020 | FAJAR FAHMI - TSE | 1 July 2020 | BARITA P-SIMAMORA - TSE | 25 June 2020 | FAJAR FAHMI - TSE | 1 July 2020 | BARITA P-SIMAMORA - TSE | ACTIVE
5702IM849797 | E5702 | CENTRIFUGE 5702 | DIAGNOSTIC 2 | EPPENDORF SE (EPPENDORF AG) | GN19100115 | RS Indriati Boyolali | SOLO | JAWA TENGAH | SURAKARTA | MAIN UNIT | CUSTOMER | 23 March 2020 | ANDI ISMAIL - SPV TSE TIMUR | 23 March 2020 |  | 23 March 2020 | ANDI ISMAIL - SPV TSE TIMUR | 25 January 2025 | ANDI ISMAIL - SPV TSE TIMUR | ACTIVE
5702IM949715 | E5702 | CENTRIFUGE 5702 | DIAGNOSTIC 2 | EPPENDORF SE (EPPENDORF AG) | GN00005830 | DINAS KESEHATAN KAB/ KOTA. TANAH KARO | MEDAN | SUMATERA UTARA | MEDAN | MAIN UNIT | CUSTOMER | 25 June 2020 | FAJAR FAHMI - TSE | 1 July 2020 | BARITA P-SIMAMORA - TSE | 25 June 2020 | FAJAR FAHMI - TSE | 1 July 2020 | BARITA P-SIMAMORA - TSE | ACTIVE
5702IM949764 | EC019 | CENTRIFUGE 5702230V/50-60HZ | DIAGNOSTIC 2 | EPPENDORF SE (EPPENDORF AG) | GN00002986 | RDC PUSAT - RAWAGELAM | PUSAT | DKI JAKARTA | JAKARTA TIMUR | MAIN UNIT | EMP | - |  | - |  | 26 July 2022 | NOVAN KURNIARTATO - TSE | - |  | ACTIVE
5702IM949788 | E5702 | CENTRIFUGE 5702 | DIAGNOSTIC 2 | EPPENDORF SE (EPPENDORF AG) | GN00005830 | DINAS KESEHATAN KAB/ KOTA. TANAH KARO | MEDAN | SUMATERA UTARA | MEDAN | MAIN UNIT | CUSTOMER | 25 June 2020 | FAJAR FAHMI - TSE | 1 July 2020 | BARITA P-SIMAMORA - TSE | 25 June 2020 | FAJAR FAHMI - TSE | 1 July 2020 | BARITA P-SIMAMORA - TSE | ACTIVE
5702IO050228 | E5702 | CENTRIFUGE 5702 | DIAGNOSTIC 2 | EPPENDORF SE (EPPENDORF AG) | GN00005830 | DINAS KESEHATAN KAB/ KOTA. TANAH KARO | MEDAN | SUMATERA UTARA | MEDAN | MAIN UNIT | CUSTOMER | 25 June 2020 | FAJAR FAHMI - TSE | 1 July 2020 | BARITA P-SIMAMORA - TSE | 25 June 2020 | FAJAR FAHMI - TSE | 1 July 2020 | BARITA P-SIMAMORA - TSE | ACTIVE
5702IO050232 | E5702 | CENTRIFUGE 5702 | DIAGNOSTIC 2 | EPPENDORF SE (EPPENDORF AG) | GN00005830 | DINAS KESEHATAN KAB/ KOTA. TANAH KARO | MEDAN | SUMATERA UTARA | MEDAN | MAIN UNIT | CUSTOMER | 25 June 2020 | FAJAR FAHMI - TSE | 1 July 2020 | BARITA P-SIMAMORA - TSE | 25 June 2020 | FAJAR FAHMI - TSE | 1 July 2020 | BARITA P-SIMAMORA - TSE | ACTIVE
5702io050244 | E5702 | CENTRIFUGE 5702 | DIAGNOSTIC 2 | EPPENDORF SE (EPPENDORF AG) | GN19120008 | RSUD Langensari | TASIKMALAYA | JAWA BARAT | TASIKMALAYA | MAIN UNIT | CUSTOMER | 16 April 2020 | SUKMA WIJAYA - TSE | 16 April 2020 |  | 16 April 2020 | SUKMA WIJAYA - TSE | - |  | ACTIVE
5702IO050256 | E5702 | CENTRIFUGE 5702 | DIAGNOSTIC 2 | EPPENDORF SE (EPPENDORF AG) | GN00002975 | POLTEKKES SEMARANG | SEMARANG | JAWA TENGAH | SEMARANG | MAIN UNIT | CUSTOMER | 23 June 2020 | LEO LANANG SIGIT - TSE CP | 2 July 2020 | ANDRIAS NUGROHO - TSE | 22 June 2020 | LEO LANANG SIGIT - TSE CP | 2 July 2020 | ANDRIAS NUGROHO - TSE | ACTIVE
5702IO150211 | E5702 | CENTRIFUGE 5702 | DIAGNOSTIC 2 | EPPENDORF SE (EPPENDORF AG) | GN00005830 | DINAS KESEHATAN KAB/ KOTA. TANAH KARO | MEDAN | SUMATERA UTARA | MEDAN | MAIN UNIT | CUSTOMER | 25 June 2020 | FAJAR FAHMI - TSE | 1 July 2020 | BARITA P-SIMAMORA - TSE | 25 June 2020 | FAJAR FAHMI - TSE | 1 July 2020 | BARITA P-SIMAMORA - TSE | ACTIVE
5702IO150235 | E5702 | CENTRIFUGE 5702 | DIAGNOSTIC 2 | EPPENDORF SE (EPPENDORF AG) | GN00001514 | RSUD KALISAT KAB JEMBER | JEMBER | JAWA TIMUR | JEMBER | MAIN UNIT | CUSTOMER | 24 August 2020 | FAJAR FAHMI - TSE | 25 August 2020 | GANDHI YANRANGGA | 24 August 2020 | FAJAR FAHMI - TSE | 25 August 2020 | GANDHI YANRANGGA | ACTIVE
5702IO150247 | E5702 | CENTRIFUGE 5702 | DIAGNOSTIC 2 | EPPENDORF SE (EPPENDORF AG) | GN00001762 | PT PRODIA WIDYAHUSADA ( LAB PRODIA - MAKASAR) | MAKASSAR | SULAWESI SELATAN | MAKASSAR | MAIN UNIT | EMP | 4 May 2020 | ABU ABDILLAH - TSE | 4 May 2020 |  | 4 May 2020 | ABU ABDILLAH - TSE | - |  | ACTIVE
5702IO150260 | E5702 | CENTRIFUGE 5702 | DIAGNOSTIC 2 | EPPENDORF SE (EPPENDORF AG) | GN00000234 | RSU DR ACHMAD MOCHTAR | PADANG | SUMATERA BARAT | BUKITTINGGI | MAIN UNIT | CUSTOMER | - |  | - |  | 27 May 2020 | LEO LANANG SIGIT - TSE CP | 15 June 2020 | SENDRA WIJAYA - IT | ACTIVE
5702IO150284 | E5702 | CENTRIFUGE 5702 | DIAGNOSTIC 2 | EPPENDORF SE (EPPENDORF AG) | GN17040021 | PRODIA SUNGAI SADDANG MAKASSAR | MAKASSAR | SULAWESI SELATAN | MAKASSAR | MAIN UNIT | CUSTOMER | 6 October 2020 | LEO LANANG SIGIT - TSE CP | 22 September 2020 | AUGESTA NANDA PRADANA - TSE | 21 September 2020 | LEO LANANG SIGIT - TSE CP | 6 October 2020 | LEO LANANG SIGIT - TSE CP | ACTIVE
5702IO250214 | E5702 | CENTRIFUGE 5702 | DIAGNOSTIC 2 | EPPENDORF SE (EPPENDORF AG) | GN00005830 | DINAS KESEHATAN KAB/ KOTA. TANAH KARO | MEDAN | SUMATERA UTARA | MEDAN | MAIN UNIT | CUSTOMER | 25 June 2020 | FAJAR FAHMI - TSE | 1 July 2020 | BARITA P-SIMAMORA - TSE | 25 June 2020 | FAJAR FAHMI - TSE | 1 July 2020 | BARITA P-SIMAMORA - TSE | ACTIVE
5702IO250226 | E5702 | CENTRIFUGE 5702 | DIAGNOSTIC 2 | EPPENDORF SE (EPPENDORF AG) | GN00005830 | DINAS KESEHATAN KAB/ KOTA. TANAH KARO | MEDAN | SUMATERA UTARA | MEDAN | MAIN UNIT | CUSTOMER | 25 June 2020 | FAJAR FAHMI - TSE | 1 July 2020 | BARITA P-SIMAMORA - TSE | 25 June 2020 | FAJAR FAHMI - TSE | 1 July 2020 | BARITA P-SIMAMORA - TSE | ACTIVE
5702IO250238 | E5702 | CENTRIFUGE 5702 | DIAGNOSTIC 2 | EPPENDORF SE (EPPENDORF AG) | GN00000234 | RSU DR ACHMAD MOCHTAR | PADANG | SUMATERA BARAT | BUKITTINGGI | MAIN UNIT | CUSTOMER | - |  | - |  | 27 May 2020 | LEO LANANG SIGIT - TSE CP | 15 June 2020 | SENDRA WIJAYA - IT | ACTIVE
5702IO250263 | E5702 | CENTRIFUGE 5702 | DIAGNOSTIC 2 | EPPENDORF SE (EPPENDORF AG) | GN00000675 | RSUD TARAKAN | SAMARINDA | KALIMANTAN TIMUR | SAMARINDA | MAIN UNIT | CUSTOMER | 16 June 2020 | LEO LANANG SIGIT - TSE CP | 16 June 2020 | SARWANDI - TSE | 16 June 2020 | LEO LANANG SIGIT - TSE CP | 16 June 2020 | SARWANDI - TSE | ACTIVE
5702IO350229 | E5702 | CENTRIFUGE 5702 | DIAGNOSTIC 2 | EPPENDORF SE (EPPENDORF AG) | GN00001509 | RSUD DR. ABDOER RAHEM | JEMBER | JAWA TIMUR | SITUBONDO | MAIN UNIT | CUSTOMER | 30 June 2020 | LEO LANANG SIGIT - TSE CP | 1 July 2020 | GANDHI YANRANGGA | 30 June 2020 | LEO LANANG SIGIT - TSE CP | 1 July 2020 | GANDHI YANRANGGA | ACTIVE
5702IO350242 | E5702 | CENTRIFUGE 5702 | DIAGNOSTIC 2 | EPPENDORF SE (EPPENDORF AG) | GN00000675 | RSUD TARAKAN | SAMARINDA | KALIMANTAN TIMUR | SAMARINDA | MAIN UNIT | CUSTOMER | 9 June 2020 | LEO LANANG SIGIT - TSE CP | 11 June 2020 | SARWANDI - TSE | 8 June 2020 | LEO LANANG SIGIT - TSE CP | 11 June 2020 | SARWANDI - TSE | ACTIVE
5702IO350278 | E5702 | CENTRIFUGE 5702 | DIAGNOSTIC 2 | EPPENDORF SE (EPPENDORF AG) | GN20040024 | Lab. Prodia Sragen | SOLO | JAWA TENGAH | SURAKARTA | MAIN UNIT | CUSTOMER | 29 April 2020 | TEGAR PANDU - TSE | 29 April 2020 |  | 29 April 2020 | TEGAR PANDU - TSE | - |  | ACTIVE
5702IO450233 | E5702 | CENTRIFUGE 5702 | DIAGNOSTIC 2 | EPPENDORF SE (EPPENDORF AG) | GN00012058 | PUSKESMAS NGADILUWIH | KEDIRI | JAWA TIMUR | KEDIRI | MAIN UNIT | CUSTOMER | 28 January 2022 | FAJAR FAHMI - TSE | 6 December 2021 | PHILIP LAKRISNA - TSE | 23 November 2021 | LEO LANANG SIGIT - TSE CP | 28 January 2022 | FAJAR FAHMI - TSE | ACTIVE
5702IO450282 | EC019 | CENTRIFUGE 5702230V/50-60HZ | DIAGNOSTIC 2 | EPPENDORF SE (EPPENDORF AG) | GN00003383 | Balai Laboratorium Kesehatan Ambon | MAKASSAR | MALUKU |  | MAIN UNIT | CUSTOMER | 27 January 2021 | NOVAN KURNIARTATO - TSE | 22 January 2021 | AUGESTA NANDA PRADANA - TSE | 13 January 2021 | NOVAN KURNIARTATO - TSE | 27 January 2021 | NOVAN KURNIARTATO - TSE | ACTIVE
5702IO550236 | E5702 | CENTRIFUGE 5702 | DIAGNOSTIC 2 | EPPENDORF SE (EPPENDORF AG) | GN17070040 | BEND. UMUM RSUD TRIKORA SALAKAN KAB. BANGGAI KEPULAUAN | PALU | SULAWESI TENGAH | BANGGAI KEPULAUAN | MAIN UNIT | CUSTOMER | 28 August 2020 | LEO LANANG SIGIT - TSE CP | 31 August 2020 | PHILIP LAKRISNA - TSE | 10 August 2020 | LEO LANANG SIGIT - TSE CP | 31 August 2020 | PHILIP LAKRISNA - TSE | ACTIVE
5702IO550248 | EC019 | CENTRIFUGE 5702230V/50-60HZ | DIAGNOSTIC 2 | EPPENDORF SE (EPPENDORF AG) | GN00000929 | RSU CAHYA KAWALUYAN | BANDUNG | JAWA BARAT | BANDUNG | MAIN UNIT | CUSTOMER | 26 January 2022 | ARBIANSYAH - TSE | 13 July 2021 | ARBIANSYAH - TSE | 25 May 2021 | NOVAN KURNIARTATO - TSE | 26 January 2022 | ARBIANSYAH - TSE | ACTIVE
5702IO550261 | E5702 | CENTRIFUGE 5702 | DIAGNOSTIC 2 | EPPENDORF SE (EPPENDORF AG) | GN17070040 | BEND. UMUM RSUD TRIKORA SALAKAN KAB. BANGGAI KEPULAUAN | PALU | SULAWESI TENGAH | BANGGAI KEPULAUAN | MAIN UNIT | CUSTOMER | 28 August 2020 | LEO LANANG SIGIT - TSE CP | 31 August 2020 | PHILIP LAKRISNA - TSE | 10 August 2020 | LEO LANANG SIGIT - TSE CP | 31 August 2020 | PHILIP LAKRISNA - TSE | ACTIVE
5702IO650227 | E5702 | CENTRIFUGE 5702 | DIAGNOSTIC 2 | EPPENDORF SE (EPPENDORF AG) | GN00000201 | RSUD ARIFIN ACHMAD - PEKANBARU | PEKAN BARU | RIAU | PEKANBARU | MAIN UNIT | CUSTOMER | 29 September 2020 | FAJAR FAHMI - TSE | 29 September 2020 | RUDI SETIAWAN - TSE | 29 September 2020 | FAJAR FAHMI - TSE | 29 September 2020 | RUDI SETIAWAN - TSE | ACTIVE
5702IO650240 | E5702 | CENTRIFUGE 5702 | DIAGNOSTIC 2 | EPPENDORF SE (EPPENDORF AG) | GN00000675 | RSUD TARAKAN | SAMARINDA | KALIMANTAN TIMUR | SAMARINDA | MAIN UNIT | CUSTOMER | 29 July 2020 | LEO LANANG SIGIT - TSE CP | 31 July 2020 | SARWANDI - TSE | 23 July 2020 | LEO LANANG SIGIT - TSE CP | 31 July 2020 | SARWANDI - TSE | ACTIVE
5702IO650264 | E5702 | CENTRIFUGE 5702 | DIAGNOSTIC 2 | EPPENDORF SE (EPPENDORF AG) | GN00008183 | RS NASIONAL DIPONEGORO | SEMARANG | JAWA TENGAH | SEMARANG | MAIN UNIT | CUSTOMER | 6 October 2020 | NOVAN KURNIARTATO - TSE | 19 June 2020 | ANDRIAS NUGROHO - TSE | 11 June 2020 | LEO LANANG SIGIT - TSE CP | 6 October 2020 | NOVAN KURNIARTATO - TSE | ACTIVE
5702IO650276 | E5702 | CENTRIFUGE 5702 | DIAGNOSTIC 2 | EPPENDORF SE (EPPENDORF AG) | GN20110003 | LAB PRAMITA TASIKMALAYA | TASIKMALAYA | JAWA BARAT | TASIKMALAYA | MAIN UNIT | CUSTOMER | 30 November 2020 | FAJAR FAHMI - TSE | 29 December 2020 | SUKMA WIJAYA - TSE | 30 November 2020 | FAJAR FAHMI - TSE | 29 December 2020 | SUKMA WIJAYA - TSE | ACTIVE
5702IO750231 | E5702 | CENTRIFUGE 5702 | DIAGNOSTIC 2 | EPPENDORF SE (EPPENDORF AG) | GN00000201 | RSUD ARIFIN ACHMAD - PEKANBARU | PEKAN BARU | RIAU | PEKANBARU | MAIN UNIT | CUSTOMER | 29 September 2020 | FAJAR FAHMI - TSE | 29 September 2020 | RUDI SETIAWAN - TSE | 29 September 2020 | FAJAR FAHMI - TSE | 29 September 2020 | RUDI SETIAWAN - TSE | ACTIVE
5702io750243 | E5702 | CENTRIFUGE 5702 | DIAGNOSTIC 2 | EPPENDORF SE (EPPENDORF AG) | GN00000305 | RSU HAJI MEDAN | MEDAN | SUMATERA UTARA | MEDAN | MAIN UNIT | CUSTOMER | - |  | 17 August 2020 | BARITA P-SIMAMORA - TSE | 15 June 2020 | System Auto | 17 August 2020 | BARITA P-SIMAMORA - TSE | ACTIVE
5702IO750255 | E5702 | CENTRIFUGE 5702 | DIAGNOSTIC 2 | EPPENDORF SE (EPPENDORF AG) | GN00010470 | RSUD DR.PP.MAGRETTI SAUMLAKI | MAKASSAR | SULAWESI SELATAN | MAKASSAR | MAIN UNIT | CUSTOMER | - |  | 8 December 2020 | AUGESTA NANDA PRADANA - TSE | 7 December 2020 | LEO LANANG SIGIT - TSE CP | 8 December 2020 | AUGESTA NANDA PRADANA - TSE | ACTIVE
5702IO750279 | E5702 | CENTRIFUGE 5702 | DIAGNOSTIC 2 | EPPENDORF SE (EPPENDORF AG) | GN20110003 | LAB PRAMITA TASIKMALAYA | TASIKMALAYA | JAWA BARAT | TASIKMALAYA | MAIN UNIT | CUSTOMER | 30 November 2020 | FAJAR FAHMI - TSE | 29 December 2020 | SUKMA WIJAYA - TSE | 30 November 2020 | FAJAR FAHMI - TSE | 29 December 2020 | SUKMA WIJAYA - TSE | ACTIVE
5702IO750280 | E5702 | CENTRIFUGE 5702 | DIAGNOSTIC 2 | EPPENDORF SE (EPPENDORF AG) | GN21120001 | Loka Veteriner Jayapura | JAYAPURA | PAPUA | JAYAPURA | MAIN UNIT | CUSTOMER | - |  | 6 December 2021 | PHILIP LAKRISNA - TSE | 23 November 2021 | LEO LANANG SIGIT - TSE CP | 6 December 2021 | PHILIP LAKRISNA - TSE | ACTIVE
5702IO850209 | E5702 | CENTRIFUGE 5702 | DIAGNOSTIC 2 | EPPENDORF SE (EPPENDORF AG) | GN00000201 | RSUD ARIFIN ACHMAD - PEKANBARU | PEKAN BARU | RIAU | PEKANBARU | MAIN UNIT | CUSTOMER | 29 September 2020 | FAJAR FAHMI - TSE | 29 September 2020 | RUDI SETIAWAN - TSE | 29 September 2020 | FAJAR FAHMI - TSE | 29 September 2020 | RUDI SETIAWAN - TSE | ACTIVE
5702IO850258 | E5702 | CENTRIFUGE 5702 | DIAGNOSTIC 2 | EPPENDORF SE (EPPENDORF AG) | GN20080015 | RSUD Encik Mariyam Lingga | BATAM | KEPULAUAN RIAU | BATAM | MAIN UNIT | CUSTOMER | 24 August 2020 | FAJAR FAHMI - TSE | 29 September 2020 | RUDI SETIAWAN - TSE | 24 August 2020 | FAJAR FAHMI - TSE | 29 September 2020 | RUDI SETIAWAN - TSE | ACTIVE
5702IO850324 | EC082 | CENTRIFUGE 5702 30 HOLE | DIAGNOSTIC 2 | EPPENDORF SE (EPPENDORF AG) | GN00012162 | RSUD Jatirogo | SURABAYA-2 | JAWA TIMUR | SURABAYA | MAIN UNIT | CUSTOMER | 27 October 2020 | NOVAN KURNIARTATO - TSE | 27 October 2020 | MIKKI FAHRIZI - TSE | 27 October 2020 | NOVAN KURNIARTATO - TSE | 27 October 2020 | MIKKI FAHRIZI - TSE | ACTIVE
5702IO950213 | EC082 | CENTRIFUGE 5702 30 HOLE | DIAGNOSTIC 2 | EPPENDORF SE (EPPENDORF AG) | GN00002986 | RDC PUSAT - RAWAGELAM | PUSAT | DKI JAKARTA | JAKARTA TIMUR | MAIN UNIT | EMP | - |  | - |  | 15 December 2020 | LEO LANANG SIGIT - TSE CP | - |  | ACTIVE
5702IO950262 | E5702 | CENTRIFUGE 5702 | DIAGNOSTIC 2 | EPPENDORF SE (EPPENDORF AG) | GN00002986 | RDC PUSAT - RAWAGELAM | PUSAT | DKI JAKARTA | JAKARTA TIMUR | MAIN UNIT | EMP | 30 September 2020 | FAJAR FAHMI - TSE | - |  | 30 September 2020 | FAJAR FAHMI - TSE | - |  | ACTIVE
5702IR051319 | EC080 | CENTRIFUGE 5702 24 HOLE | DIAGNOSTIC 2 | EPPENDORF SE (EPPENDORF AG) | GN00002986 | RDC PUSAT - RAWAGELAM | PUSAT | DKI JAKARTA | JAKARTA TIMUR | MAIN UNIT | EMP | 28 August 2020 | LEO LANANG SIGIT - TSE CP | - |  | 25 August 2020 | LEO LANANG SIGIT - TSE CP | - |  | ACTIVE
5702IR051320 | EC080 | CENTRIFUGE 5702 24 HOLE | DIAGNOSTIC 2 | EPPENDORF SE (EPPENDORF AG) | GN00002986 | RDC PUSAT - RAWAGELAM | PUSAT | DKI JAKARTA | JAKARTA TIMUR | MAIN UNIT | EMP | 25 August 2020 | NOVAN KURNIARTATO - TSE | - |  | 18 August 2020 | NOVAN KURNIARTATO - TSE | - |  | ACTIVE
5702IR051323 | EC080 | CENTRIFUGE 5702 24 HOLE | DIAGNOSTIC 2 | EPPENDORF SE (EPPENDORF AG) | GN00002131 | RS WIYUNG SEJAHTERA | SURABAYA-1 | JAWA TIMUR |  | MAIN UNIT | CUSTOMER | 25 August 2020 | NOVAN KURNIARTATO - TSE | 1 September 2020 | GANDHI YANRANGGA | 18 August 2020 | NOVAN KURNIARTATO - TSE | 1 September 2020 | GANDHI YANRANGGA | ACTIVE
5702IR051332 | EC080 | CENTRIFUGE 5702 24 HOLE | DIAGNOSTIC 2 | EPPENDORF SE (EPPENDORF AG) | GN00001930 | RS JOGJA INTERNATIONAL HOSPITAL (JIH) | YOGYAKARTA | YOGYAKARTA | YOGYAKARTA | MAIN UNIT | CUSTOMER | 28 August 2020 | LEO LANANG SIGIT - TSE CP | 17 September 2020 | HARI UDI RAHARJO - TSE | 25 August 2020 | LEO LANANG SIGIT - TSE CP | 17 September 2020 | HARI UDI RAHARJO - TSE | ACTIVE
5702IR051335 | EC080 | CENTRIFUGE 5702 24 HOLE | DIAGNOSTIC 2 | EPPENDORF SE (EPPENDORF AG) | GN00002986 | RDC PUSAT - RAWAGELAM | PUSAT | DKI JAKARTA | JAKARTA TIMUR | MAIN UNIT | EMP | 28 August 2020 | LEO LANANG SIGIT - TSE CP | - |  | 25 August 2020 | LEO LANANG SIGIT - TSE CP | - |  | ACTIVE
5702IR051344 | EC080 | CENTRIFUGE 5702 24 HOLE | DIAGNOSTIC 2 | EPPENDORF SE (EPPENDORF AG) | GN00002986 | RDC PUSAT - RAWAGELAM | PUSAT | DKI JAKARTA | JAKARTA TIMUR | MAIN UNIT | EMP | 28 August 2020 | LEO LANANG SIGIT - TSE CP | - |  | 25 August 2020 | LEO LANANG SIGIT - TSE CP | - |  | ACTIVE
5702IR151326 | EC080 | CENTRIFUGE 5702 24 HOLE | DIAGNOSTIC 2 | EPPENDORF SE (EPPENDORF AG) | GN00002986 | RDC PUSAT - RAWAGELAM | PUSAT | DKI JAKARTA | JAKARTA TIMUR | MAIN UNIT | EMP | 25 August 2020 | NOVAN KURNIARTATO - TSE | - |  | 18 August 2020 | NOVAN KURNIARTATO - TSE | - |  | ACTIVE
5702IR151338 | EC080 | CENTRIFUGE 5702 24 HOLE | DIAGNOSTIC 2 | EPPENDORF SE (EPPENDORF AG) | GN00010699 | RSUD. DR. RASIDIN PADANG | PADANG | SUMATERA BARAT | PADANG | MAIN UNIT | CUSTOMER | 28 August 2020 | LEO LANANG SIGIT - TSE CP | 30 September 2020 | ABDI PUTRA - TSE | 28 August 2020 | LEO LANANG SIGIT - TSE CP | 30 September 2020 | ABDI PUTRA - TSE | ACTIVE
5702IR251317 | EC080 | CENTRIFUGE 5702 24 HOLE | DIAGNOSTIC 2 | EPPENDORF SE (EPPENDORF AG) | GN00010699 | RSUD. DR. RASIDIN PADANG | PADANG | SUMATERA BARAT | PADANG | MAIN UNIT | CUSTOMER | 28 August 2020 | LEO LANANG SIGIT - TSE CP | 30 September 2020 | ABDI PUTRA - TSE | 25 August 2020 | LEO LANANG SIGIT - TSE CP | 30 September 2020 | ABDI PUTRA - TSE | ACTIVE
5702IR251329 | EC080 | CENTRIFUGE 5702 24 HOLE | DIAGNOSTIC 2 | EPPENDORF SE (EPPENDORF AG) | GN00002199 | RS PHC SURABAYA | SURABAYA-1 | JAWA TIMUR | SURABAYA | MAIN UNIT | CUSTOMER | 28 August 2020 | LEO LANANG SIGIT - TSE CP | 26 October 2020 | MIKKI FAHRIZI - TSE | 25 August 2020 | LEO LANANG SIGIT - TSE CP | 26 October 2020 | MIKKI FAHRIZI - TSE | ACTIVE
5702IR251330 | EC080 | CENTRIFUGE 5702 24 HOLE | DIAGNOSTIC 2 | EPPENDORF SE (EPPENDORF AG) | GN00001356 | RSUD SUMBEREJO | SURABAYA-1 | JAWA TIMUR | BOJONEGORO | MAIN UNIT | CUSTOMER | 28 August 2020 | LEO LANANG SIGIT - TSE CP | 27 October 2020 | MIKKI FAHRIZI - TSE | 25 August 2020 | LEO LANANG SIGIT - TSE CP | 27 October 2020 | MIKKI FAHRIZI - TSE | ACTIVE
5702IR251342 | EC080 | CENTRIFUGE 5702 24 HOLE | DIAGNOSTIC 2 | EPPENDORF SE (EPPENDORF AG) | GN00000521 | RSUD DR. R. SOEPRAPTO CEPU | SEMARANG | JAWA TENGAH | BLORA | MAIN UNIT | CUSTOMER | 25 August 2020 | NOVAN KURNIARTATO - TSE | 13 November 2020 | ANDRIAS NUGROHO - TSE | 18 August 2020 | NOVAN KURNIARTATO - TSE | 13 November 2020 | ANDRIAS NUGROHO - TSE | ACTIVE
5702IR351321 | EC080 | CENTRIFUGE 5702 24 HOLE | DIAGNOSTIC 2 | EPPENDORF SE (EPPENDORF AG) | GN00000771 | RS KUSTA TADJUDDIN CHALID | MAKASSAR | SULAWESI SELATAN | MAKASSAR | MAIN UNIT | CUSTOMER | 25 August 2020 | NOVAN KURNIARTATO - TSE | 14 November 2020 | AUGESTA NANDA PRADANA - TSE | 18 August 2020 | NOVAN KURNIARTATO - TSE | 14 November 2020 | AUGESTA NANDA PRADANA - TSE | ACTIVE
5702IR351333 | EC080 | CENTRIFUGE 5702 24 HOLE | DIAGNOSTIC 2 | EPPENDORF SE (EPPENDORF AG) | GN00002629 | RSUP DR M DJAMIL | PADANG | SUMATERA BARAT | PADANG | MAIN UNIT | CUSTOMER | 25 August 2020 | NOVAN KURNIARTATO - TSE | 27 November 2020 | ABDI PUTRA - TSE | 18 August 2020 | NOVAN KURNIARTATO - TSE | 27 November 2020 | ABDI PUTRA - TSE | ACTIVE
5702IR451324 | EC080 | CENTRIFUGE 5702 24 HOLE | DIAGNOSTIC 2 | EPPENDORF SE (EPPENDORF AG) | GN00002629 | RSUP DR M DJAMIL | PADANG | SUMATERA BARAT | PADANG | MAIN UNIT | CUSTOMER | 25 August 2020 | NOVAN KURNIARTATO - TSE | 24 December 2020 | ABDI PUTRA - TSE | 18 August 2020 | NOVAN KURNIARTATO - TSE | 24 December 2020 | ABDI PUTRA - TSE | ACTIVE
5702IR451336 | EC080 | CENTRIFUGE 5702 24 HOLE | DIAGNOSTIC 2 | EPPENDORF SE (EPPENDORF AG) | GN00002629 | RSUP DR M DJAMIL | PADANG | SUMATERA BARAT | PADANG | MAIN UNIT | CUSTOMER | 28 August 2020 | LEO LANANG SIGIT - TSE CP | 27 November 2020 | ABDI PUTRA - TSE | 25 August 2020 | LEO LANANG SIGIT - TSE CP | 27 November 2020 | ABDI PUTRA - TSE | ACTIVE
5702IR551315 | EC080 | CENTRIFUGE 5702 24 HOLE | DIAGNOSTIC 2 | EPPENDORF SE (EPPENDORF AG) | GN00007237 | RSUD SEI DAREH ( SUNGAI DAREH ) | PADANG | SUMATERA BARAT | PULAU PUNJUNG | MAIN UNIT | CUSTOMER | 25 August 2020 | NOVAN KURNIARTATO - TSE | 24 December 2020 | ABDI PUTRA - TSE | 18 August 2020 | NOVAN KURNIARTATO - TSE | 24 December 2020 | ABDI PUTRA - TSE | ACTIVE
5702IR551327 | EC080 | CENTRIFUGE 5702 24 HOLE | DIAGNOSTIC 2 | EPPENDORF SE (EPPENDORF AG) | GN00000836 | RSUD TENRIAWARU, BONE | MAKASSAR | SULAWESI SELATAN | BONE | MAIN UNIT | CUSTOMER | 25 August 2020 | NOVAN KURNIARTATO - TSE | 31 December 2020 | AUGESTA NANDA PRADANA - TSE | 18 August 2020 | NOVAN KURNIARTATO - TSE | 31 December 2020 | AUGESTA NANDA PRADANA - TSE | ACTIVE
5702IR551339 | EC080 | CENTRIFUGE 5702 24 HOLE | DIAGNOSTIC 2 | EPPENDORF SE (EPPENDORF AG) | GN20100014 | Rumah Sakit Mitra Keluarga - Pondok Candra | SURABAYA-1 | JAWA TIMUR | SURABAYA | MAIN UNIT | CUSTOMER | 25 August 2020 | NOVAN KURNIARTATO - TSE | 3 January 2021 | GANDHI YANRANGGA | 18 August 2020 | NOVAN KURNIARTATO - TSE | 3 January 2021 | GANDHI YANRANGGA | ACTIVE
5702IR551340 | EC080 | CENTRIFUGE 5702 24 HOLE | DIAGNOSTIC 2 | EPPENDORF SE (EPPENDORF AG) | GN00001783 | RS PKU Muhammadiyah Surakarta | SOLO | JAWA TENGAH | SURAKARTA | MAIN UNIT | EMP | 28 August 2020 | LEO LANANG SIGIT - TSE CP | 28 August 2020 |  | 25 August 2020 | LEO LANANG SIGIT - TSE CP | 25 January 2025 | ANDI ISMAIL - SPV TSE TIMUR | ACTIVE
5702IR651318 | EC080 | CENTRIFUGE 5702 24 HOLE | DIAGNOSTIC 2 | EPPENDORF SE (EPPENDORF AG) | GN00004624 | UTD PMI KEBUMEN | PURWOKERTO | JAWA TENGAH | KEBUMEN | MAIN UNIT | CUSTOMER | 28 August 2020 | LEO LANANG SIGIT - TSE CP | 3 May 2021 | HARI UDI RAHARJO - TSE | 25 August 2020 | LEO LANANG SIGIT - TSE CP | 3 May 2021 | HARI UDI RAHARJO - TSE | ACTIVE
5702IR651331 | EC080 | CENTRIFUGE 5702 24 HOLE | DIAGNOSTIC 2 | EPPENDORF SE (EPPENDORF AG) | GN00001509 | RSUD DR. ABDOER RAHEM | JEMBER | JAWA TIMUR | SITUBONDO | MAIN UNIT | CUSTOMER | 25 August 2020 | NOVAN KURNIARTATO - TSE | 28 June 2021 | GANDHI YANRANGGA | 18 August 2020 | NOVAN KURNIARTATO - TSE | 28 June 2021 | GANDHI YANRANGGA | ACTIVE
5702IR651343 | EC080 | CENTRIFUGE 5702 24 HOLE | DIAGNOSTIC 2 | EPPENDORF SE (EPPENDORF AG) | GN00002986 | RDC PUSAT - RAWAGELAM | PUSAT | DKI JAKARTA | JAKARTA TIMUR | MAIN UNIT | EMP | 28 August 2020 | LEO LANANG SIGIT - TSE CP | - |  | 25 August 2020 | LEO LANANG SIGIT - TSE CP | - |  | ACTIVE
5702IR751322 | EC080 | CENTRIFUGE 5702 24 HOLE | DIAGNOSTIC 2 | EPPENDORF SE (EPPENDORF AG) | GN17030002 | RSUD DR. R SOEJONO SELONG | MATARAM | NUSA TENGGARA BARAT | MATARAM | MAIN UNIT | CUSTOMER | 25 August 2020 | NOVAN KURNIARTATO - TSE | 14 October 2021 | I KADEK - TSE | 18 August 2020 | NOVAN KURNIARTATO - TSE | 14 October 2021 | I KADEK - TSE | ACTIVE
5702IR751334 | EC080 | CENTRIFUGE 5702 24 HOLE | DIAGNOSTIC 2 | EPPENDORF SE (EPPENDORF AG) | GN17030002 | RSUD DR. R SOEJONO SELONG | MATARAM | NUSA TENGGARA BARAT | MATARAM | MAIN UNIT | CUSTOMER | 28 August 2020 | LEO LANANG SIGIT - TSE CP | 14 October 2021 | I KADEK - TSE | 28 August 2020 | LEO LANANG SIGIT - TSE CP | 14 October 2021 | I KADEK - TSE | ACTIVE
5702IR751343 | EC080 | CENTRIFUGE 5702 24 HOLE | DIAGNOSTIC 2 | EPPENDORF SE (EPPENDORF AG) | GN17030002 | RSUD DR. R SOEJONO SELONG | MATARAM | NUSA TENGGARA BARAT | MATARAM | MAIN UNIT | CUSTOMER | - |  | 14 October 2021 | I KADEK - TSE | 3 June 2021 | LEO LANANG SIGIT - TSE CP | 14 October 2021 | I KADEK - TSE | ACTIVE
5702IR851325 | EC080 | CENTRIFUGE 5702 24 HOLE | DIAGNOSTIC 2 | EPPENDORF SE (EPPENDORF AG) | GN00007806 | RSUD KABUPATEN KEPULAUAN MERANTI | PEKAN BARU | RIAU | PEKANBARU | MAIN UNIT | CUSTOMER | 25 August 2020 | NOVAN KURNIARTATO - TSE | 10 September 2021 | RUDI SETIAWAN - TSE | 18 August 2020 | NOVAN KURNIARTATO - TSE | 10 September 2021 | RUDI SETIAWAN - TSE | ACTIVE
5702IR851337 | EC080 | CENTRIFUGE 5702 24 HOLE | DIAGNOSTIC 2 | EPPENDORF SE (EPPENDORF AG) | GN00007806 | RSUD KABUPATEN KEPULAUAN MERANTI | PEKAN BARU | RIAU | PEKANBARU | MAIN UNIT | CUSTOMER | 28 August 2020 | LEO LANANG SIGIT - TSE CP | 10 September 2021 | RUDI SETIAWAN - TSE | 25 August 2020 | LEO LANANG SIGIT - TSE CP | 10 September 2021 | RUDI SETIAWAN - TSE | ACTIVE
5702IR951316 | EC080 | CENTRIFUGE 5702 24 HOLE | DIAGNOSTIC 2 | EPPENDORF SE (EPPENDORF AG) | GN00009141 | LABKESDA BANJARNEGARA | PURWOKERTO | JAWA TENGAH | BANJARNEGARA | MAIN UNIT | CUSTOMER | 28 August 2020 | LEO LANANG SIGIT - TSE CP | 9 August 2021 | RIDWAN - TSE | 25 August 2020 | LEO LANANG SIGIT - TSE CP | 9 August 2021 | RIDWAN - TSE | ACTIVE
5702IR951328 | EC080 | CENTRIFUGE 5702 24 HOLE | DIAGNOSTIC 2 | EPPENDORF SE (EPPENDORF AG) | GN00001806 | RSUD DR SOERATNO GEMOLONG / RSUD GEMOLONG | SOLO | JAWA TENGAH | SRAGEN | MAIN UNIT | CUSTOMER | 25 August 2020 | NOVAN KURNIARTATO - TSE | 28 July 2021 | DIAN FEBRIYANA - TSE | 18 August 2020 | NOVAN KURNIARTATO - TSE | 28 July 2021 | DIAN FEBRIYANA - TSE | ACTIVE
5702IR951341 | EC080 | CENTRIFUGE 5702 24 HOLE | DIAGNOSTIC 2 | EPPENDORF SE (EPPENDORF AG) | GN00002784 | RS PENDIDIKAN UNAIR KAMPUS C | SURABAYA-2 | JAWA TIMUR | SURABAYA | MAIN UNIT | CUSTOMER | 25 August 2020 | NOVAN KURNIARTATO - TSE | 28 July 2021 | PHILIP LAKRISNA - TSE | 18 August 2020 | NOVAN KURNIARTATO - TSE | 28 July 2021 | PHILIP LAKRISNA - TSE | ACTIVE
5702JG051672 | EC082 | CENTRIFUGE 5702 30 HOLE | DIAGNOSTIC 2 | EPPENDORF SE (EPPENDORF AG) | GN00002986 | RDC PUSAT - RAWAGELAM | PUSAT | DKI JAKARTA | JAKARTA TIMUR | MAIN UNIT | EMP | 1 September 2020 | NOVAN KURNIARTATO - TSE | - |  | 31 August 2020 | NOVAN KURNIARTATO - TSE | - |  | ACTIVE
5702JG151666 | EC082 | CENTRIFUGE 5702 30 HOLE | DIAGNOSTIC 2 | EPPENDORF SE (EPPENDORF AG) | GN21040016 | Laboratorium Klinik Prodia - Ahmad yani ( Kuningan ) | CIREBON | JAWA BARAT | CIREBON | MAIN UNIT | CUSTOMER | 1 September 2020 | NOVAN KURNIARTATO - TSE | 13 July 2021 | ARBIANSYAH - TSE | 31 August 2020 | NOVAN KURNIARTATO - TSE | 13 July 2021 | ARBIANSYAH - TSE | ACTIVE
5702JG251669 | EC082 | CENTRIFUGE 5702 30 HOLE | DIAGNOSTIC 2 | EPPENDORF SE (EPPENDORF AG) | GN21070008 | Puskesmas Sawangan 2 - 24 JAM | YOGYAKARTA | JAWA TENGAH | YOGYAKARTA | MAIN UNIT | CUSTOMER | 1 September 2020 | NOVAN KURNIARTATO - TSE | 13 July 2021 | RIDWAN - TSE | 31 August 2020 | NOVAN KURNIARTATO - TSE | 13 July 2021 | RIDWAN - TSE | ACTIVE
5702JG251670 | EC082 | CENTRIFUGE 5702 30 HOLE | DIAGNOSTIC 2 | EPPENDORF SE (EPPENDORF AG) | GN21070009 | Puskesmas Ngablak | YOGYAKARTA | JAWA TENGAH | YOGYAKARTA | MAIN UNIT | CUSTOMER | 1 September 2020 | NOVAN KURNIARTATO - TSE | 13 July 2021 | RIDWAN - TSE | 31 August 2020 | NOVAN KURNIARTATO - TSE | 13 July 2021 | RIDWAN - TSE | ACTIVE
5702JG351671 | EC082 | CENTRIFUGE 5702 30 HOLE | DIAGNOSTIC 2 | EPPENDORF SE (EPPENDORF AG) | GN00002986 | RDC PUSAT - RAWAGELAM | PUSAT | DKI JAKARTA | JAKARTA TIMUR | MAIN UNIT | EMP | 1 September 2020 | NOVAN KURNIARTATO - TSE | - |  | 31 August 2020 | NOVAN KURNIARTATO - TSE | - |  | ACTIVE
5702JG351673 | EC082 | CENTRIFUGE 5702 30 HOLE | DIAGNOSTIC 2 | EPPENDORF SE (EPPENDORF AG) | GN00001806 | RSUD DR SOERATNO GEMOLONG / RSUD GEMOLONG | SOLO | JAWA TENGAH | SRAGEN | MAIN UNIT | CUSTOMER | 1 September 2020 | NOVAN KURNIARTATO - TSE | 28 July 2021 | DIAN FEBRIYANA - TSE | 31 August 2020 | NOVAN KURNIARTATO - TSE | 28 July 2021 | DIAN FEBRIYANA - TSE | ACTIVE
5702JG551667 | EC082 | CENTRIFUGE 5702 30 HOLE | DIAGNOSTIC 2 | EPPENDORF SE (EPPENDORF AG) | GN00002986 | RDC PUSAT - RAWAGELAM | PUSAT | DKI JAKARTA | JAKARTA TIMUR | MAIN UNIT | EMP | 1 September 2020 | NOVAN KURNIARTATO - TSE | - |  | 31 August 2020 | NOVAN KURNIARTATO - TSE | - |  | ACTIVE
5702JG751674 | EC082 | CENTRIFUGE 5702 30 HOLE | DIAGNOSTIC 2 | EPPENDORF SE (EPPENDORF AG) | GN00002009 | UNIVERSITAS UDAYANA DENPASAR | DENPASAR | BALI | BADUNG | MAIN UNIT | CUSTOMER | 1 September 2020 | NOVAN KURNIARTATO - TSE | 11 December 2021 | I KADEK - TSE | 31 August 2020 | NOVAN KURNIARTATO - TSE | 11 December 2021 | I KADEK - TSE | ACTIVE
5702JG851665 | EC082 | CENTRIFUGE 5702 30 HOLE | DIAGNOSTIC 2 | EPPENDORF SE (EPPENDORF AG) | GN00002986 | RDC PUSAT - RAWAGELAM | PUSAT | DKI JAKARTA | JAKARTA TIMUR | MAIN UNIT | EMP | 1 September 2020 | NOVAN KURNIARTATO - TSE | - |  | 31 August 2020 | NOVAN KURNIARTATO - TSE | - |  | ACTIVE
5702JG951668 | EC082 | CENTRIFUGE 5702 30 HOLE | DIAGNOSTIC 2 | EPPENDORF SE (EPPENDORF AG) | GN00002986 | RDC PUSAT - RAWAGELAM | PUSAT | DKI JAKARTA | JAKARTA TIMUR | MAIN UNIT | EMP | 1 September 2020 | NOVAN KURNIARTATO - TSE | - |  | 31 August 2020 | NOVAN KURNIARTATO - TSE | - |  | ACTIVE
5702KI054195 | EC080 | CENTRIFUGE 5702 24 HOLE | DIAGNOSTIC 2 | EPPENDORF SE (EPPENDORF AG) | GN00002986 | RDC PUSAT - RAWAGELAM | PUSAT | DKI JAKARTA | JAKARTA TIMUR | MAIN UNIT | EMP | - |  | - |  | 29 November 2021 | LEO LANANG SIGIT - TSE CP | - |  | ACTIVE
5702KI054198 | EC080 | CENTRIFUGE 5702 24 HOLE | DIAGNOSTIC 2 | EPPENDORF SE (EPPENDORF AG) | GN00002986 | RDC PUSAT - RAWAGELAM | PUSAT | DKI JAKARTA | JAKARTA TIMUR | MAIN UNIT | EMP | - |  | - |  | 29 November 2021 | LEO LANANG SIGIT - TSE CP | - |  | ACTIVE
5702KI054203 | EC080 | CENTRIFUGE 5702 24 HOLE | DIAGNOSTIC 2 | EPPENDORF SE (EPPENDORF AG) | GN00002663 | RSUD DR SOEDIRMAN KEBUMEN | PURWOKERTO | JAWA TENGAH | PURWOKERTO | MAIN UNIT | CUSTOMER | - |  | 24 November 2021 | RIDWAN - TSE | 23 November 2021 | LEO LANANG SIGIT - TSE CP | - |  | ACTIVE
5702KI054206 | EC080 | CENTRIFUGE 5702 24 HOLE | DIAGNOSTIC 2 | EPPENDORF SE (EPPENDORF AG) | GN21090008 | Poltekkes Makassar Jurusan Analis Kesehatan | MAKASSAR | SULAWESI SELATAN | MAKASSAR | MAIN UNIT | CUSTOMER | - |  | 25 November 2021 | ASRULLAH - TSE | 23 November 2021 | LEO LANANG SIGIT - TSE CP | - |  | ACTIVE
5702KI054215 | EC082 | CENTRIFUGE 5702 30 HOLE | DIAGNOSTIC 2 | EPPENDORF SE (EPPENDORF AG) | GN00002292 | LAB KLINIK THAMRIN MEDAN | MEDAN | SUMATERA UTARA | MEDAN | MAIN UNIT | CUSTOMER | - |  | 29 November 2021 |  | 29 November 2021 | LEO LANANG SIGIT - TSE CP | 24 January 2024 | SAHID DERMAWAN - SPV TSE BARAT | ACTIVE
5702KI054218 | EC082 | CENTRIFUGE 5702 30 HOLE | DIAGNOSTIC 2 | EPPENDORF SE (EPPENDORF AG) | GN22020010 | LAB PRODIA - KOTA TANGERANG | TANGERANG | BANTEN | TANGERANG | MAIN UNIT | CUSTOMER | - |  | 18 February 2022 | ADITIYA NOVANDRA - TSE | 29 November 2021 | LEO LANANG SIGIT - TSE CP | 18 February 2022 | ADITIYA NOVANDRA - TSE | ACTIVE
5702KI054227 | EC082 | CENTRIFUGE 5702 30 HOLE | DIAGNOSTIC 2 | EPPENDORF SE (EPPENDORF AG) | GN00002142 | PMI UTDC KOTA MALANG | MALANG | JAWA TIMUR | MALANG | MAIN UNIT | CUSTOMER | - |  | 9 December 2021 | AHMAD FATKHUDIN - TSE | 29 November 2021 | LEO LANANG SIGIT - TSE CP | 9 December 2021 | AHMAD FATKHUDIN - TSE | ACTIVE
5702KI154190 | EC080 | CENTRIFUGE 5702 24 HOLE | DIAGNOSTIC 2 | EPPENDORF SE (EPPENDORF AG) | GN22050002 | PRIMAYA HOSPITAL DEPOK | DEPOK | JAWA BARAT | DEPOK | MAIN UNIT | CUSTOMER | - |  | 4 October 2022 | IBNUL AZIZ - TSE | 29 November 2021 | LEO LANANG SIGIT - TSE CP | 4 October 2022 | IBNUL AZIZ - TSE | ACTIVE
5702KI154209 | EC080 | CENTRIFUGE 5702 24 HOLE | DIAGNOSTIC 2 | EPPENDORF SE (EPPENDORF AG) | GN21090009 | Poltekkes Makassar Jurusan Farmasi | MAKASSAR | SULAWESI SELATAN | MAKASSAR | MAIN UNIT | CUSTOMER | - |  | 25 November 2021 | ASRULLAH - TSE | 23 November 2021 | LEO LANANG SIGIT - TSE CP | - |  | ACTIVE
5702KI154210 | EC082 | CENTRIFUGE 5702 30 HOLE | DIAGNOSTIC 2 | EPPENDORF SE (EPPENDORF AG) | GN00002138 | LAB PRODIA MALANG | MALANG | JAWA TIMUR | MALANG | MAIN UNIT | CUSTOMER | - |  | 9 December 2021 | AHMAD FATKHUDIN - TSE | 29 November 2021 | LEO LANANG SIGIT - TSE CP | 9 December 2021 | AHMAD FATKHUDIN - TSE | ACTIVE
5702KI154222 | EC082 | CENTRIFUGE 5702 30 HOLE | DIAGNOSTIC 2 | EPPENDORF SE (EPPENDORF AG) | GN00002986 | RDC PUSAT - RAWAGELAM | PUSAT | DKI JAKARTA | JAKARTA TIMUR | MAIN UNIT | EMP | - |  | - |  | 29 November 2021 | LEO LANANG SIGIT - TSE CP | - |  | ACTIVE
5702KI254193 | EC080 | CENTRIFUGE 5702 24 HOLE | DIAGNOSTIC 2 | EPPENDORF SE (EPPENDORF AG) | GN00001994 | LAB PRODIA DENPASAR | DENPASAR | BALI | DENPASAR | MAIN UNIT | CUSTOMER | - |  | 6 May 2022 | I KADEK - TSE | 29 November 2021 | LEO LANANG SIGIT - TSE CP | 6 May 2022 | I KADEK - TSE | ACTIVE
5702KI254197 | EC080 | CENTRIFUGE 5702 24 HOLE | DIAGNOSTIC 2 | EPPENDORF SE (EPPENDORF AG) | GN00002986 | RDC PUSAT - RAWAGELAM | PUSAT | DKI JAKARTA | JAKARTA TIMUR | MAIN UNIT | EMP | - |  | - |  | 29 November 2021 | LEO LANANG SIGIT - TSE CP | - |  | ACTIVE
5702KI254201 | EC080 | CENTRIFUGE 5702 24 HOLE | DIAGNOSTIC 2 | EPPENDORF SE (EPPENDORF AG) | GN00001294 | RS Adi Husada Kapasari | SURABAYA-1 | JAWA TIMUR | SURABAYA | MAIN UNIT | CUSTOMER | - |  | 7 December 2021 | PHILIP LAKRISNA - TSE | 23 November 2021 | LEO LANANG SIGIT - TSE CP | 7 December 2021 | PHILIP LAKRISNA - TSE | ACTIVE
5702KI254213 | EC082 | CENTRIFUGE 5702 30 HOLE | DIAGNOSTIC 2 | EPPENDORF SE (EPPENDORF AG) | GN00001509 | RSUD DR. ABDOER RAHEM | JEMBER | JAWA TIMUR | SITUBONDO | MAIN UNIT | CUSTOMER | - |  | 4 January 2022 | FAJAR LESMANA - TSE | 29 November 2021 | LEO LANANG SIGIT - TSE CP | 4 January 2022 | FAJAR LESMANA - TSE | ACTIVE
5702KI254225 | EC082 | CENTRIFUGE 5702 30 HOLE | DIAGNOSTIC 2 | EPPENDORF SE (EPPENDORF AG) | GN21120006 | POLTEKES NEGERI SUBANG | BANDUNG | JAWA BARAT | PURWAKARTA | MAIN UNIT | CUSTOMER | - |  | 23 February 2022 | SUKMA WIJAYA - TSE | 29 November 2021 | LEO LANANG SIGIT - TSE CP | 23 February 2022 | SUKMA WIJAYA - TSE | ACTIVE
5702KI354196 | EC080 | CENTRIFUGE 5702 24 HOLE | DIAGNOSTIC 2 | EPPENDORF SE (EPPENDORF AG) | GN00002986 | RDC PUSAT - RAWAGELAM | PUSAT | DKI JAKARTA | JAKARTA TIMUR | MAIN UNIT | EMP | - |  | - |  | 29 November 2021 | LEO LANANG SIGIT - TSE CP | - |  | ACTIVE
5702KI354204 | EC080 | CENTRIFUGE 5702 24 HOLE | DIAGNOSTIC 2 | EPPENDORF SE (EPPENDORF AG) | GN00002986 | RDC PUSAT - RAWAGELAM | PUSAT | DKI JAKARTA | JAKARTA TIMUR | MAIN UNIT | EMP | - |  | - |  | 29 November 2021 | LEO LANANG SIGIT - TSE CP | - |  | ACTIVE
5702KI354216 | EC082 | CENTRIFUGE 5702 30 HOLE | DIAGNOSTIC 2 | EPPENDORF SE (EPPENDORF AG) | GN00001672 | RSUD JAYAPURA | JAYAPURA | PAPUA | JAYAPURA | MAIN UNIT | CUSTOMER | - |  | 31 August 2022 | RAFLY A CHALID - TSE | 29 November 2021 | LEO LANANG SIGIT - TSE CP | 31 August 2022 | RAFLY A CHALID - TSE | ACTIVE
5702KI354228 | EC082 | CENTRIFUGE 5702 30 HOLE | DIAGNOSTIC 2 | EPPENDORF SE (EPPENDORF AG) | GN00002695 | LAB GLENEAGLES, SURABAYA | SURABAYA-2 | JAWA TIMUR | SURABAYA | MAIN UNIT | CUSTOMER | - |  | 31 July 2022 | PHILIP LAKRISNA - TSE | 29 November 2021 | LEO LANANG SIGIT - TSE CP | 31 July 2022 | PHILIP LAKRISNA - TSE | ACTIVE
5702KI454199 | EC080 | CENTRIFUGE 5702 24 HOLE | DIAGNOSTIC 2 | EPPENDORF SE (EPPENDORF AG) | GN00009140 | LABKESDA CILACAP | PURWOKERTO | JAWA TENGAH | KEBUMEN | MAIN UNIT | CUSTOMER | - |  | 9 August 2022 | RIDWAN - TSE | 29 November 2021 | LEO LANANG SIGIT - TSE CP | 9 August 2022 | RIDWAN - TSE | ACTIVE
5702KI454207 | EC080 | CENTRIFUGE 5702 24 HOLE | DIAGNOSTIC 2 | EPPENDORF SE (EPPENDORF AG) | GN00001064 | RSUD R SYAMSUDIN SH | BOGOR | JAWA BARAT | SUKABUMI | MAIN UNIT | CUSTOMER | - |  | 30 December 2021 | IBNUL AZIZ - TSE | 29 November 2021 | LEO LANANG SIGIT - TSE CP | 30 December 2021 | IBNUL AZIZ - TSE | ACTIVE
5702KI454219 | EC082 | CENTRIFUGE 5702 30 HOLE | DIAGNOSTIC 2 | EPPENDORF SE (EPPENDORF AG) | GN00007117 | RS ROYAL PRIMA | MEDAN | SUMATERA UTARA | MEDAN | MAIN UNIT | CUSTOMER | - |  | 28 January 2022 | AZLI YUDHA - TSE | 29 November 2021 | LEO LANANG SIGIT - TSE CP | 28 January 2022 | AZLI YUDHA - TSE | ACTIVE
5702KI454220 | EC082 | CENTRIFUGE 5702 30 HOLE | DIAGNOSTIC 2 | EPPENDORF SE (EPPENDORF AG) | GN00001494 | RS MUHAMMADIYAH LAMONGAN | SURABAYA-2 | JAWA TIMUR | LAMONGAN | MAIN UNIT | CUSTOMER | - |  | 28 March 2022 | MIKKI FAHRIZI - TSE | 29 November 2021 | LEO LANANG SIGIT - TSE CP | 28 March 2022 | MIKKI FAHRIZI - TSE | ACTIVE
5702KI554191 | EC080 | CENTRIFUGE 5702 24 HOLE | DIAGNOSTIC 2 | EPPENDORF SE (EPPENDORF AG) | GN00002009 | UNIVERSITAS UDAYANA DENPASAR | DENPASAR | BALI | BADUNG | MAIN UNIT | CUSTOMER | - |  | 11 December 2021 | I KADEK - TSE | 23 November 2021 | LEO LANANG SIGIT - TSE CP | 11 December 2021 | I KADEK - TSE | ACTIVE
5702KI554211 | EC082 | CENTRIFUGE 5702 30 HOLE | DIAGNOSTIC 2 | EPPENDORF SE (EPPENDORF AG) | GN17070019 | RSUD WARAS WIRIS | SOLO | JAWA TENGAH | BOYOLALI | MAIN UNIT | CUSTOMER | - |  | 4 April 2022 | DIAN FEBRIYANA - TSE | 29 November 2021 | LEO LANANG SIGIT - TSE CP | 4 April 2022 | DIAN FEBRIYANA - TSE | ACTIVE
5702KI554223 | EC082 | CENTRIFUGE 5702 30 HOLE | DIAGNOSTIC 2 | EPPENDORF SE (EPPENDORF AG) | GN00012155 | LABKES KABUPATEN TEMANGGUNG | YOGYAKARTA | YOGYAKARTA | YOGYAKARTA | MAIN UNIT | CUSTOMER | - |  | 23 August 2022 | HARI UDI RAHARJO - TSE | 29 November 2021 | LEO LANANG SIGIT - TSE CP | 23 August 2022 | HARI UDI RAHARJO - TSE | ACTIVE
5702KI654194 | EC080 | CENTRIFUGE 5702 24 HOLE | DIAGNOSTIC 2 | EPPENDORF SE (EPPENDORF AG) | GN00000325 | RSU MITRA MEDIKA TANJUNG MULIA | MEDAN | SUMATERA UTARA | MEDAN | MAIN UNIT | CUSTOMER | - |  | 28 January 2022 | BARITA P-SIMAMORA - TSE | 29 November 2021 | LEO LANANG SIGIT - TSE CP | 28 January 2022 | BARITA P-SIMAMORA - TSE | ACTIVE
5702KI654202 | EC080 | CENTRIFUGE 5702 24 HOLE | DIAGNOSTIC 2 | EPPENDORF SE (EPPENDORF AG) | GN00001064 | RSUD R SYAMSUDIN SH | BOGOR | JAWA BARAT | SUKABUMI | MAIN UNIT | CUSTOMER | 21 February 2022 | NOVAN KURNIARTATO - TSE | 30 December 2021 | IBNUL AZIZ - TSE | 29 November 2021 | LEO LANANG SIGIT - TSE CP | 21 February 2022 | NOVAN KURNIARTATO - TSE | ACTIVE
5702KI654214 | EC082 | CENTRIFUGE 5702 30 HOLE | DIAGNOSTIC 2 | EPPENDORF SE (EPPENDORF AG) | GN00001865 | DINAS KESEHATAN KAB/KOTA. TRENGGALEK | KEDIRI | JAWA TIMUR | TRENGGALEK | MAIN UNIT | CUSTOMER | - |  | 31 August 2022 | PHILIP LAKRISNA - TSE | 29 November 2021 | LEO LANANG SIGIT - TSE CP | 31 August 2022 | PHILIP LAKRISNA - TSE | ACTIVE
5702KI654226 | EC082 | CENTRIFUGE 5702 30 HOLE | DIAGNOSTIC 2 | EPPENDORF SE (EPPENDORF AG) | GN22080054 | RS MITRA KELUARGA PAMULANG | DEPOK | BANTEN | DEPOK | MAIN UNIT | CUSTOMER | - |  | 6 October 2022 | IBNUL AZIZ - TSE | 29 November 2021 | LEO LANANG SIGIT - TSE CP | 6 October 2022 | IBNUL AZIZ - TSE | ACTIVE
5702KI754205 | EC080 | CENTRIFUGE 5702 24 HOLE | DIAGNOSTIC 2 | EPPENDORF SE (EPPENDORF AG) | GN00002986 | RDC PUSAT - RAWAGELAM | PUSAT | DKI JAKARTA | JAKARTA TIMUR | MAIN UNIT | EMP | - |  | - |  | 29 November 2021 | LEO LANANG SIGIT - TSE CP | - |  | ACTIVE
5702KI754217 | EC082 | CENTRIFUGE 5702 30 HOLE | DIAGNOSTIC 2 | EPPENDORF SE (EPPENDORF AG) | GN00002986 | RDC PUSAT - RAWAGELAM | PUSAT | DKI JAKARTA | JAKARTA TIMUR | MAIN UNIT | EMP | - |  | - |  | 29 November 2021 | LEO LANANG SIGIT - TSE CP | - |  | ACTIVE
5702KI754229 | EC082 | CENTRIFUGE 5702 30 HOLE | DIAGNOSTIC 2 | EPPENDORF SE (EPPENDORF AG) | GN00002986 | RDC PUSAT - RAWAGELAM | PUSAT | DKI JAKARTA | JAKARTA TIMUR | MAIN UNIT | EMP | - |  | - |  | 29 November 2021 | LEO LANANG SIGIT - TSE CP | - |  | ACTIVE
5702KI854208 | EC080 | CENTRIFUGE 5702 24 HOLE | DIAGNOSTIC 2 | EPPENDORF SE (EPPENDORF AG) | GN22050002 | PRIMAYA HOSPITAL DEPOK | DEPOK | JAWA BARAT | DEPOK | MAIN UNIT | CUSTOMER | - |  | 4 October 2022 | IBNUL AZIZ - TSE | 29 November 2021 | LEO LANANG SIGIT - TSE CP | 4 October 2022 | IBNUL AZIZ - TSE | ACTIVE
5702KI854221 | EC082 | CENTRIFUGE 5702 30 HOLE | DIAGNOSTIC 2 | EPPENDORF SE (EPPENDORF AG) | GN00002986 | RDC PUSAT - RAWAGELAM | PUSAT | DKI JAKARTA | JAKARTA TIMUR | MAIN UNIT | EMP | - |  | - |  | 29 November 2021 | LEO LANANG SIGIT - TSE CP | - |  | ACTIVE
5702KI954192 | EC080 | CENTRIFUGE 5702 24 HOLE | DIAGNOSTIC 2 | EPPENDORF SE (EPPENDORF AG) | GN00001771 | RSUD DR WAHIDIN SUDIROHUSODO | MAKASSAR | SULAWESI SELATAN | MAKASSAR | MAIN UNIT | CUSTOMER | - |  | 25 April 2022 | RAFLY A CHALID - TSE | 29 November 2021 | LEO LANANG SIGIT - TSE CP | 25 April 2022 | RAFLY A CHALID - TSE | ACTIVE
5702KI954200 | EC080 | CENTRIFUGE 5702 24 HOLE | DIAGNOSTIC 2 | EPPENDORF SE (EPPENDORF AG) | GN00002986 | RDC PUSAT - RAWAGELAM | PUSAT | DKI JAKARTA | JAKARTA TIMUR | MAIN UNIT | EMP | - |  | - |  | 29 November 2021 | LEO LANANG SIGIT - TSE CP | - |  | ACTIVE
5702KI954212 | EC082 | CENTRIFUGE 5702 30 HOLE | DIAGNOSTIC 2 | EPPENDORF SE (EPPENDORF AG) | GN00000513 | RS ROEMANI SEMARANG | SEMARANG | JAWA TENGAH | SEMARANG | MAIN UNIT | CUSTOMER | - |  | 15 December 2022 |  | 29 November 2021 | LEO LANANG SIGIT - TSE CP | 10 October 2023 | ANDI ISMAIL - SPV TSE TIMUR | ACTIVE
5702KI954224 | EC082 | CENTRIFUGE 5702 30 HOLE | DIAGNOSTIC 2 | EPPENDORF SE (EPPENDORF AG) | GN00002986 | RDC PUSAT - RAWAGELAM | PUSAT | DKI JAKARTA | JAKARTA TIMUR | MAIN UNIT | EMP | - |  | - |  | 29 November 2021 | LEO LANANG SIGIT - TSE CP | - |  | ACTIVE
5702KK054654 | E5702 | CENTRIFUGE 5702 | DIAGNOSTIC 2 | EPPENDORF SE (EPPENDORF AG) | GN00002986 | RDC PUSAT - RAWAGELAM | PUSAT | DKI JAKARTA | JAKARTA TIMUR | MAIN UNIT | EMP | - |  | - |  | 16 December 2021 | LEO LANANG SIGIT - TSE CP | - |  | ACTIVE
5702KK054657 | E5702 | CENTRIFUGE 5702 | DIAGNOSTIC 2 | EPPENDORF SE (EPPENDORF AG) | GN00001744 | LAB PRODIA (RE MARTADINATA, TASIKMALAYA) | TASIKMALAYA | JAWA BARAT | TASIKMALAYA | MAIN UNIT | CUSTOMER | - |  | 18 March 2022 | SUKMA WIJAYA - TSE | 16 December 2021 | LEO LANANG SIGIT - TSE CP | 18 March 2022 | SUKMA WIJAYA - TSE | ACTIVE
5702KK254652 | E5702 | CENTRIFUGE 5702 | DIAGNOSTIC 2 | EPPENDORF SE (EPPENDORF AG) | GN21110006 | Laboratorium Klinik SIMA - TULUNG AGUNG | KEDIRI | JAWA TIMUR | KEDIRI | MAIN UNIT | CUSTOMER | - |  | 25 March 2022 |  | 16 December 2021 | LEO LANANG SIGIT - TSE CP | 24 January 2025 | ANDI ISMAIL - SPV TSE TIMUR | ACTIVE
5702KK354655 | E5702 | CENTRIFUGE 5702 | DIAGNOSTIC 2 | EPPENDORF SE (EPPENDORF AG) | GN21110006 | Laboratorium Klinik SIMA - TULUNG AGUNG | KEDIRI | JAWA TIMUR | KEDIRI | MAIN UNIT | CUSTOMER | - |  | 25 March 2022 |  | 16 December 2021 | LEO LANANG SIGIT - TSE CP | 24 January 2025 | ANDI ISMAIL - SPV TSE TIMUR | ACTIVE
5702KK454658 | E5702 | CENTRIFUGE 5702 | DIAGNOSTIC 2 | EPPENDORF SE (EPPENDORF AG) | GN00000581 | PRODIA (SEMARANG) | SEMARANG | JAWA TENGAH | SEMARANG | MAIN UNIT | CUSTOMER | - |  | 24 May 2022 | MUNADI - TSE | 16 December 2021 | LEO LANANG SIGIT - TSE CP | 24 May 2022 | MUNADI - TSE | ACTIVE
5702KK554650 | E5702 | CENTRIFUGE 5702 | DIAGNOSTIC 2 | EPPENDORF SE (EPPENDORF AG) | GN22080027 | PUSKESMAS LANTULA JAYA KAB MOROWALI | MAKASSAR | SULAWESI SELATAN | MAKASSAR | MAIN UNIT | CUSTOMER | - |  | 12 August 2022 | ASRULLAH - TSE | 16 December 2021 | LEO LANANG SIGIT - TSE CP | 12 August 2022 | ASRULLAH - TSE | ACTIVE
5702KK654653 | E5702 | CENTRIFUGE 5702 | DIAGNOSTIC 2 | EPPENDORF SE (EPPENDORF AG) | GN22010009 | LABORATORIUM KLINIK PRODIA - PURBALINGGA | PURWOKERTO | JAWA TENGAH | PURWOKERTO | MAIN UNIT | CUSTOMER | - |  | 31 January 2022 | RIDWAN - TSE | 16 December 2021 | LEO LANANG SIGIT - TSE CP | 31 January 2022 | RIDWAN - TSE | ACTIVE
5702KK754656 | E5702 | CENTRIFUGE 5702 | DIAGNOSTIC 2 | EPPENDORF SE (EPPENDORF AG) | GN00002986 | RDC PUSAT - RAWAGELAM | PUSAT | DKI JAKARTA | JAKARTA TIMUR | MAIN UNIT | EMP | - |  | - |  | 16 December 2021 | LEO LANANG SIGIT - TSE CP | - |  | ACTIVE
5702KK854659 | E5702 | CENTRIFUGE 5702 | DIAGNOSTIC 2 | EPPENDORF SE (EPPENDORF AG) | GN00001215 | RSUD DR. R. GOETENG TAROENADIBRATA PURBALINGGA | PURWOKERTO | JAWA TENGAH | PURBALINGGA | MAIN UNIT | CUSTOMER | - |  | 25 April 2022 | HARI UDI RAHARJO - TSE | 16 December 2021 | LEO LANANG SIGIT - TSE CP | 25 April 2022 | HARI UDI RAHARJO - TSE | ACTIVE
5702KK9546511 | E5702 | CENTRIFUGE 5702 | DIAGNOSTIC 2 | EPPENDORF SE (EPPENDORF AG) | GN00002986 | RDC PUSAT - RAWAGELAM | PUSAT | DKI JAKARTA | JAKARTA TIMUR | MAIN UNIT | EMP | - |  | - |  | 31 May 2022 | LEO LANANG SIGIT - TSE CP | - |  | ACTIVE
5702KK954657 | E5702 | CENTRIFUGE 5702 | DIAGNOSTIC 2 | EPPENDORF SE (EPPENDORF AG) | GN00002986 | RDC PUSAT - RAWAGELAM | PUSAT | DKI JAKARTA | JAKARTA TIMUR | MAIN UNIT | EMP | - |  | - |  | 16 December 2021 | LEO LANANG SIGIT - TSE CP | - |  | ACTIVE
5702KL054817 | EC019 | CENTRIFUGE 5702230V/50-60HZ | DIAGNOSTIC 2 | EPPENDORF SE (EPPENDORF AG) | GN00002986 | RDC PUSAT - RAWAGELAM | PUSAT | DKI JAKARTA | JAKARTA TIMUR | MAIN UNIT | EMP | - |  | - |  | 17 December 2021 | LEO LANANG SIGIT - TSE CP | - |  | ACTIVE
5702KL154812 | EC019 | CENTRIFUGE 5702230V/50-60HZ | DIAGNOSTIC 2 | EPPENDORF SE (EPPENDORF AG) | GN00002986 | RDC PUSAT - RAWAGELAM | PUSAT | DKI JAKARTA | JAKARTA TIMUR | MAIN UNIT | EMP | - |  | - |  | 17 December 2021 | LEO LANANG SIGIT - TSE CP | - |  | ACTIVE
5702KL254815 | EC019 | CENTRIFUGE 5702230V/50-60HZ | DIAGNOSTIC 2 | EPPENDORF SE (EPPENDORF AG) | GN00000588 | PRODIA (KUDUS) | SEMARANG | JAWA TENGAH | KUDUS | MAIN UNIT | CUSTOMER | - |  | 31 January 2022 | ANDRIAS NUGROHO - TSE | 17 December 2021 | LEO LANANG SIGIT - TSE CP | 31 January 2022 | ANDRIAS NUGROHO - TSE | ACTIVE
5702KL354818 | EC019 | CENTRIFUGE 5702230V/50-60HZ | DIAGNOSTIC 2 | EPPENDORF SE (EPPENDORF AG) | GN00002797 | LAB PRODIA KAMPUNG MELAYU | JAKARTA-1 | DKI JAKARTA | JAKARTA TIMUR | MAIN UNIT | CUSTOMER | - |  | 9 February 2022 | ARDI HERMAWAN - TSE CP | 17 December 2021 | LEO LANANG SIGIT - TSE CP | 9 February 2022 | ARDI HERMAWAN - TSE CP | ACTIVE
5702KL454810 | EC019 | CENTRIFUGE 5702230V/50-60HZ | DIAGNOSTIC 2 | EPPENDORF SE (EPPENDORF AG) | GN00000580 | PRODIA (SALATIGA) | SEMARANG | JAWA TENGAH | SALATIGA | MAIN UNIT | CUSTOMER | - |  | 26 January 2022 | MUNADI - TSE | 17 December 2021 | LEO LANANG SIGIT - TSE CP | 26 January 2022 | MUNADI - TSE | ACTIVE
5702KL554813 | EC019 | CENTRIFUGE 5702230V/50-60HZ | DIAGNOSTIC 2 | EPPENDORF SE (EPPENDORF AG) | GN00004472 | PT PRODIA WIDYA HUSADA - BINTARAN KULON | YOGYAKARTA | YOGYAKARTA | YOGYAKARTA | MAIN UNIT | CUSTOMER | - |  | 3 January 2022 | DIAN FEBRIYANA - TSE | 17 December 2021 | LEO LANANG SIGIT - TSE CP | 3 January 2022 | DIAN FEBRIYANA - TSE | ACTIVE
5702KL654816 | EC019 | CENTRIFUGE 5702230V/50-60HZ | DIAGNOSTIC 2 | EPPENDORF SE (EPPENDORF AG) | GN00002986 | RDC PUSAT - RAWAGELAM | PUSAT | DKI JAKARTA | JAKARTA TIMUR | MAIN UNIT | EMP | - |  | - |  | 17 December 2021 | LEO LANANG SIGIT - TSE CP | - |  | ACTIVE
5702KL754819 | EC019 | CENTRIFUGE 5702230V/50-60HZ | DIAGNOSTIC 2 | EPPENDORF SE (EPPENDORF AG) | GN00002986 | RDC PUSAT - RAWAGELAM | PUSAT | DKI JAKARTA | JAKARTA TIMUR | MAIN UNIT | EMP | - |  | - |  | 17 December 2021 | LEO LANANG SIGIT - TSE CP | - |  | ACTIVE
5702KL854811 | EC019 | CENTRIFUGE 5702230V/50-60HZ | DIAGNOSTIC 2 | EPPENDORF SE (EPPENDORF AG) | GN00002799 | LAB PRODIA SUNTER | JAKARTA-1 | DKI JAKARTA | JAKARTA UTARA | MAIN UNIT | CUSTOMER | - |  | 30 March 2022 | ARDI HERMAWAN - TSE CP | 17 December 2021 | LEO LANANG SIGIT - TSE CP | 30 March 2022 | ARDI HERMAWAN - TSE CP | ACTIVE
5702KL954814 | EC019 | CENTRIFUGE 5702230V/50-60HZ | DIAGNOSTIC 2 | EPPENDORF SE (EPPENDORF AG) | GN00002054 | LAB PRODIA KEBAYORAN BARU | JAKARTA-2 | DKI JAKARTA | JAKARTA SELATAN | MAIN UNIT | CUSTOMER | - |  | 10 March 2022 | IBNUL AZIZ - TSE | 17 December 2021 | LEO LANANG SIGIT - TSE CP | 10 March 2022 | IBNUL AZIZ - TSE | ACTIVE
5702KM154943 | EC019 | CENTRIFUGE 5702230V/50-60HZ | DIAGNOSTIC 2 | EPPENDORF SE (EPPENDORF AG) | GN22080028 | PUSKESMAS LAFEU KAB MOROWALI | MAKASSAR | SULAWESI SELATAN | MAKASSAR | MAIN UNIT | CUSTOMER | - |  | 12 August 2022 | ASRULLAH - TSE | 21 February 2022 | LEO LANANG SIGIT - TSE CP | 12 August 2022 | ASRULLAH - TSE | ACTIVE
5702KM454941 | EC019 | CENTRIFUGE 5702230V/50-60HZ | DIAGNOSTIC 2 | EPPENDORF SE (EPPENDORF AG) | GN00007811 | LAB PRODIA MAJALAYA | BANDUNG | JAWA BARAT | BANDUNG | MAIN UNIT | CUSTOMER | - |  | 19 July 2022 | SUKMA WIJAYA - TSE | 21 February 2022 | LEO LANANG SIGIT - TSE CP | 19 July 2022 | SUKMA WIJAYA - TSE | ACTIVE
5702KM854942 | EC019 | CENTRIFUGE 5702230V/50-60HZ | DIAGNOSTIC 2 | EPPENDORF SE (EPPENDORF AG) | GN00001905 | RSUD TIDAR KAB MAGELANG | YOGYAKARTA | YOGYAKARTA | YOGYAKARTA | MAIN UNIT | CUSTOMER | - |  | 15 August 2022 | DIAN FEBRIYANA - TSE | 21 February 2022 | LEO LANANG SIGIT - TSE CP | 15 August 2022 | DIAN FEBRIYANA - TSE | ACTIVE
5702KN055010 | EC019 | CENTRIFUGE 5702230V/50-60HZ | DIAGNOSTIC 2 | EPPENDORF SE (EPPENDORF AG) | GN00005486 | PT PRODIA WIDYAHUSADA ( LAB PRODIA - BOULEVARD ) | MAKASSAR | SULAWESI SELATAN | MAKASSAR | MAIN UNIT | CUSTOMER | - |  | 9 September 2022 | ASRULLAH - TSE | 21 February 2022 | LEO LANANG SIGIT - TSE CP | 9 September 2022 | ASRULLAH - TSE | ACTIVE
5702KN055022 | E5702 | CENTRIFUGE 5702 | DIAGNOSTIC 2 | EPPENDORF SE (EPPENDORF AG) | GN19120023 | UPTD Labkes Prov. Sumbar | PADANG | SUMATERA BARAT | PADANG | MAIN UNIT | CUSTOMER | - |  | 28 May 2022 | ABDI PUTRA - TSE | 25 April 2022 | LEO LANANG SIGIT - TSE CP | 28 May 2022 | ABDI PUTRA - TSE | ACTIVE
5702KN255016 | EC080 | CENTRIFUGE 5702 24 HOLE | DIAGNOSTIC 2 | EPPENDORF SE (EPPENDORF AG) | GN00008995 | RSP.DR.H.A.ROTINSULU | BANDUNG-2 | JAWA BARAT | BANDUNG | MAIN UNIT | CUSTOMER | - |  | 14 September 2022 | ARBIANSYAH - TSE | 25 April 2022 | LEO LANANG SIGIT - TSE CP | 14 September 2022 | ARBIANSYAH - TSE | ACTIVE
5702KN355020 | E5702 | CENTRIFUGE 5702 | DIAGNOSTIC 2 | EPPENDORF SE (EPPENDORF AG) | GN00000974 | RSUP HASAN SADIKIN ( RSHS ) | BANDUNG | JAWA BARAT | BANDUNG | MAIN UNIT | CUSTOMER | - |  | 23 June 2022 | ARBIANSYAH - TSE | 25 April 2022 | LEO LANANG SIGIT - TSE CP | 23 June 2022 | ARBIANSYAH - TSE | ACTIVE
5702KN455011 | EC019 | CENTRIFUGE 5702230V/50-60HZ | DIAGNOSTIC 2 | EPPENDORF SE (EPPENDORF AG) | GN00004852 | PT PRODIA WIDYAHUSADA VETERAN ( LAB PRODIA - PALEMBANG ) | PALEMBANG | SUMATERA SELATAN |  | MAIN UNIT | CUSTOMER | - |  | 27 September 2022 | SELAMAT SIPAHUTAR - TSE | 21 February 2022 | LEO LANANG SIGIT - TSE CP | 27 September 2022 | SELAMAT SIPAHUTAR - TSE | ACTIVE
5702KN455023 | E5702 | CENTRIFUGE 5702 | DIAGNOSTIC 2 | EPPENDORF SE (EPPENDORF AG) | GN00002986 | RDC PUSAT - RAWAGELAM | PUSAT | DKI JAKARTA | JAKARTA TIMUR | MAIN UNIT | EMP | - |  | - |  | 25 April 2022 | LEO LANANG SIGIT - TSE CP | - |  | ACTIVE
5702KN655017 | EC080 | CENTRIFUGE 5702 24 HOLE | DIAGNOSTIC 2 | EPPENDORF SE (EPPENDORF AG) | GN22090030 | LABKESDA KAB BANJAR | BANJARMASIN | KALIMANTAN SELATAN | BANJARMASIN | MAIN UNIT | CUSTOMER | - |  | 30 September 2022 | MUNADI - TSE | 25 April 2022 | LEO LANANG SIGIT - TSE CP | 30 September 2022 | MUNADI - TSE | ACTIVE
5702KN755021 | E5702 | CENTRIFUGE 5702 | DIAGNOSTIC 2 | EPPENDORF SE (EPPENDORF AG) | GN00001909 | RSUD MUNTILAN | YOGYAKARTA | YOGYAKARTA | YOGYAKARTA | MAIN UNIT | CUSTOMER | - |  | 21 June 2022 | RIDWAN - TSE | 25 April 2022 | LEO LANANG SIGIT - TSE CP | 21 June 2022 | RIDWAN - TSE | ACTIVE
5702KN955027 | E5702 | CENTRIFUGE 5702 | DIAGNOSTIC 2 | EPPENDORF SE (EPPENDORF AG) | GN22040010 | RS MITRA KELUARGA - DELTAMAS | BEKASI | JAWA BARAT | BEKASI | MAIN UNIT | CUSTOMER | - |  | 28 July 2022 | GATOT SURYA ADIPUTRA - TSE | 25 April 2022 | LEO LANANG SIGIT - TSE CP | 28 July 2022 | GATOT SURYA ADIPUTRA - TSE | ACTIVE
5702KO055101 | EC080 | CENTRIFUGE 5702 24 HOLE | DIAGNOSTIC 2 | EPPENDORF SE (EPPENDORF AG) | GN00002986 | RDC PUSAT - RAWAGELAM | PUSAT | DKI JAKARTA | JAKARTA TIMUR | MAIN UNIT | EMP | - |  | - |  | 25 April 2022 | LEO LANANG SIGIT - TSE CP | - |  | ACTIVE
5702KO055104 | EC080 | CENTRIFUGE 5702 24 HOLE | DIAGNOSTIC 2 | EPPENDORF SE (EPPENDORF AG) | GN00001158 | RS SUMBER WARAS | CIREBON | JAWA BARAT | CIREBON | MAIN UNIT | CUSTOMER | - |  | 11 October 2022 | ARBIANSYAH - TSE | 25 April 2022 | LEO LANANG SIGIT - TSE CP | 11 October 2022 | ARBIANSYAH - TSE | ACTIVE
5702KO155107 | EC080 | CENTRIFUGE 5702 24 HOLE | DIAGNOSTIC 2 | EPPENDORF SE (EPPENDORF AG) | GN00001158 | RS SUMBER WARAS | CIREBON | JAWA BARAT | CIREBON | MAIN UNIT | CUSTOMER | - |  | 11 October 2022 | ARBIANSYAH - TSE | 25 April 2022 | LEO LANANG SIGIT - TSE CP | 11 October 2022 | ARBIANSYAH - TSE | ACTIVE
5702KO355102 | EC080 | CENTRIFUGE 5702 24 HOLE | DIAGNOSTIC 2 | EPPENDORF SE (EPPENDORF AG) | GN22080050 | RSUD BUDI RAHAYU | YOGYAKARTA | YOGYAKARTA | YOGYAKARTA | MAIN UNIT | CUSTOMER | - |  | 16 February 2023 |  | 25 April 2022 | LEO LANANG SIGIT - TSE CP | 20 December 2023 | ANDI ISMAIL - SPV TSE TIMUR | ACTIVE
5702KO455105 | EC080 | CENTRIFUGE 5702 24 HOLE | DIAGNOSTIC 2 | EPPENDORF SE (EPPENDORF AG) | GN00004409 | LABORATORIUM KLINIK PRODIA (PARMAN, PALU) | PALU | SULAWESI TENGAH | PALU | MAIN UNIT | CUSTOMER | - |  | 29 September 2022 | ASRULLAH - TSE | 25 April 2022 | LEO LANANG SIGIT - TSE CP | 29 September 2022 | ASRULLAH - TSE | ACTIVE
5702KO555108 | EC080 | CENTRIFUGE 5702 24 HOLE | DIAGNOSTIC 2 | EPPENDORF SE (EPPENDORF AG) | GN00002986 | RDC PUSAT - RAWAGELAM | PUSAT | DKI JAKARTA | JAKARTA TIMUR | MAIN UNIT | EMP | - |  | - |  | 25 April 2022 | LEO LANANG SIGIT - TSE CP | - |  | ACTIVE
5702KO655100 | EC080 | CENTRIFUGE 5702 24 HOLE | DIAGNOSTIC 2 | EPPENDORF SE (EPPENDORF AG) | GN00003130 | RS UNIVERSITAS MUHAMMADIYAH MALANG | MALANG | JAWA TIMUR | MALANG | MAIN UNIT | CUSTOMER | - |  | 27 October 2022 | AHMAD FATKHUDIN - TSE | 25 April 2022 | LEO LANANG SIGIT - TSE CP | 27 October 2022 | AHMAD FATKHUDIN - TSE | ACTIVE
5702KO755103 | EC080 | CENTRIFUGE 5702 24 HOLE | DIAGNOSTIC 2 | EPPENDORF SE (EPPENDORF AG) | GN00002986 | RDC PUSAT - RAWAGELAM | PUSAT | DKI JAKARTA | JAKARTA TIMUR | MAIN UNIT | EMP | - |  | - |  | 25 April 2022 | LEO LANANG SIGIT - TSE CP | - |  | ACTIVE
5702KO855106 | EC080 | CENTRIFUGE 5702 24 HOLE | DIAGNOSTIC 2 | EPPENDORF SE (EPPENDORF AG) | GN00002986 | RDC PUSAT - RAWAGELAM | PUSAT | DKI JAKARTA | JAKARTA TIMUR | MAIN UNIT | EMP | - |  | - |  | 25 April 2022 | LEO LANANG SIGIT - TSE CP | - |  | ACTIVE
5702KO955109 | EC080 | CENTRIFUGE 5702 24 HOLE | DIAGNOSTIC 2 | EPPENDORF SE (EPPENDORF AG) | GN00002986 | RDC PUSAT - RAWAGELAM | PUSAT | DKI JAKARTA | JAKARTA TIMUR | MAIN UNIT | EMP | - |  | - |  | 25 April 2022 | LEO LANANG SIGIT - TSE CP | - |  | ACTIVE
5702LH057076 | EC019 | CENTRIFUGE 5702230V/50-60HZ | DIAGNOSTIC 2 | EPPENDORF SE (EPPENDORF AG) | GN00001755 | RS ISLAM HARAPAN ANDA | TEGAL | JAWA TENGAH | TEGAL | MAIN UNIT | EMP | - |  | 10 February 2023 | ARBIANSYAH - TSE | 14 March 2023 | LEO LANANG SIGIT - TSE CP | 24 December 2024 | SAHID DERMAWAN - SPV TSE BARAT | ACTIVE
5702LH057079 | EC019 | CENTRIFUGE 5702230V/50-60HZ | DIAGNOSTIC 2 | EPPENDORF SE (EPPENDORF AG) | GN00004852 | PT PRODIA WIDYAHUSADA VETERAN ( LAB PRODIA - PALEMBANG ) | PALEMBANG | SUMATERA SELATAN |  | MAIN UNIT | CUSTOMER | - |  | 27 February 2023 | SELAMAT SIPAHUTAR - TSE | 14 March 2023 | LEO LANANG SIGIT - TSE CP | 20 October 2023 | SAHID DERMAWAN - SPV TSE BARAT | ACTIVE
5702LH057112 | E5702 | CENTRIFUGE 5702 | DIAGNOSTIC 2 | EPPENDORF SE (EPPENDORF AG) | GN00002986 | RDC PUSAT - RAWAGELAM | PUSAT | DKI JAKARTA | JAKARTA TIMUR | MAIN UNIT | EMP | - |  | - |  | 24 October 2022 | LEO LANANG SIGIT - TSE CP | - |  | ACTIVE
5702LH057121 | EC080 | CENTRIFUGE 5702 24 HOLE | DIAGNOSTIC 2 | EPPENDORF SE (EPPENDORF AG) | GN17060073 | RSUD KOTA MALANG | MALANG | JAWA TIMUR | MALANG | MAIN UNIT | CUSTOMER | - |  | 1 December 2022 |  | 24 October 2022 | LEO LANANG SIGIT - TSE CP | 11 October 2023 | ANDI ISMAIL - SPV TSE TIMUR | ACTIVE
5702LH057124 | EC080 | CENTRIFUGE 5702 24 HOLE | DIAGNOSTIC 2 | EPPENDORF SE (EPPENDORF AG) | GN00002986 | RDC PUSAT - RAWAGELAM | PUSAT | DKI JAKARTA | JAKARTA TIMUR | MAIN UNIT | EMP | - |  | - |  | 24 October 2022 | LEO LANANG SIGIT - TSE CP | - |  | ACTIVE
5702LH057133 | EC019 | CENTRIFUGE 5702230V/50-60HZ | DIAGNOSTIC 2 | EPPENDORF SE (EPPENDORF AG) | GN00002986 | RDC PUSAT - RAWAGELAM | PUSAT | DKI JAKARTA | JAKARTA TIMUR | MAIN UNIT | EMP | - |  | - |  | 24 October 2022 | LEO LANANG SIGIT - TSE CP | - |  | ACTIVE
5702LH057136 | EC019 | CENTRIFUGE 5702230V/50-60HZ | DIAGNOSTIC 2 | EPPENDORF SE (EPPENDORF AG) | GN00002986 | RDC PUSAT - RAWAGELAM | PUSAT | DKI JAKARTA | JAKARTA TIMUR | MAIN UNIT | EMP | - |  | - |  | 24 October 2022 | LEO LANANG SIGIT - TSE CP | - |  | ACTIVE
5702LH057145 | EC082 | CENTRIFUGE 5702 30 HOLE | DIAGNOSTIC 2 | EPPENDORF SE (EPPENDORF AG) | GN00002188 | RS BHAYANGKARA HS SAMSOERI MERTODJOSO | SURABAYA-1 | JAWA TIMUR | SURABAYA | MAIN UNIT | CUSTOMER | - |  | 7 May 2024 |  | 24 October 2022 | LEO LANANG SIGIT - TSE CP | 20 May 2024 | ANDI ISMAIL - SPV TSE TIMUR | ACTIVE
5702LH057148 | EC082 | CENTRIFUGE 5702 30 HOLE | DIAGNOSTIC 2 | EPPENDORF SE (EPPENDORF AG) | GN00002986 | RDC PUSAT - RAWAGELAM | PUSAT | DKI JAKARTA | JAKARTA TIMUR | MAIN UNIT | EMP | - |  | - |  | 24 October 2022 | LEO LANANG SIGIT - TSE CP | - |  | ACTIVE
5702LH157083 | EC019 | CENTRIFUGE 5702230V/50-60HZ | DIAGNOSTIC 2 | EPPENDORF SE (EPPENDORF AG) | GN00002986 | RDC PUSAT - RAWAGELAM | PUSAT | DKI JAKARTA | JAKARTA TIMUR | MAIN UNIT | EMP | - |  | - |  | 14 March 2023 | LEO LANANG SIGIT - TSE CP | - |  | ACTIVE
5702LH157115 | E5702 | CENTRIFUGE 5702 | DIAGNOSTIC 2 | EPPENDORF SE (EPPENDORF AG) | GN00002986 | RDC PUSAT - RAWAGELAM | PUSAT | DKI JAKARTA | JAKARTA TIMUR | MAIN UNIT | EMP | - |  | - |  | 24 October 2022 | LEO LANANG SIGIT - TSE CP | - |  | ACTIVE
5702LH157127 | EC080 | CENTRIFUGE 5702 24 HOLE | DIAGNOSTIC 2 | EPPENDORF SE (EPPENDORF AG) | GN00002986 | RDC PUSAT - RAWAGELAM | PUSAT | DKI JAKARTA | JAKARTA TIMUR | MAIN UNIT | EMP | - |  | - |  | 24 October 2022 | LEO LANANG SIGIT - TSE CP | - |  | ACTIVE
5702LH157139 | EC019 | CENTRIFUGE 5702230V/50-60HZ | DIAGNOSTIC 2 | EPPENDORF SE (EPPENDORF AG) | GN00002986 | RDC PUSAT - RAWAGELAM | PUSAT | DKI JAKARTA | JAKARTA TIMUR | MAIN UNIT | EMP | - |  | - |  | 24 October 2022 | LEO LANANG SIGIT - TSE CP | - |  | ACTIVE
5702LH157140 | EC082 | CENTRIFUGE 5702 30 HOLE | DIAGNOSTIC 2 | EPPENDORF SE (EPPENDORF AG) | GN00002986 | RDC PUSAT - RAWAGELAM | PUSAT | DKI JAKARTA | JAKARTA TIMUR | MAIN UNIT | EMP | - |  | - |  | 24 October 2022 | LEO LANANG SIGIT - TSE CP | - |  | ACTIVE
5702LH157l15 | E5702 | CENTRIFUGE 5702 | DIAGNOSTIC 2 | EPPENDORF SE (EPPENDORF AG) | GN00002986 | RDC PUSAT - RAWAGELAM | PUSAT | DKI JAKARTA | JAKARTA TIMUR | MAIN UNIT | EMP | - |  | - |  | 24 October 2022 | LEO LANANG SIGIT - TSE CP | - |  | INACTIVE
5702LH257118 | E5702 | CENTRIFUGE 5702 | DIAGNOSTIC 2 | EPPENDORF SE (EPPENDORF AG) | GN00002986 | RDC PUSAT - RAWAGELAM | PUSAT | DKI JAKARTA | JAKARTA TIMUR | MAIN UNIT | EMP | - |  | - |  | 24 October 2022 | LEO LANANG SIGIT - TSE CP | - |  | ACTIVE
5702LH257131 | EC019 | CENTRIFUGE 5702230V/50-60HZ | DIAGNOSTIC 2 | EPPENDORF SE (EPPENDORF AG) | GN00002986 | RDC PUSAT - RAWAGELAM | PUSAT | DKI JAKARTA | JAKARTA TIMUR | MAIN UNIT | EMP | - |  | - |  | 24 October 2022 | LEO LANANG SIGIT - TSE CP | - |  | ACTIVE
5702LH257143 | EC082 | CENTRIFUGE 5702 30 HOLE | DIAGNOSTIC 2 | EPPENDORF SE (EPPENDORF AG) | GN00002986 | RDC PUSAT - RAWAGELAM | PUSAT | DKI JAKARTA | JAKARTA TIMUR | MAIN UNIT | EMP | - |  | - |  | 24 October 2022 | LEO LANANG SIGIT - TSE CP | - |  | ACTIVE
5702LH357077 | EC019 | CENTRIFUGE 5702230V/50-60HZ | DIAGNOSTIC 2 | EPPENDORF SE (EPPENDORF AG) | GN00002986 | RDC PUSAT - RAWAGELAM | PUSAT | DKI JAKARTA | JAKARTA TIMUR | MAIN UNIT | EMP | - |  | - |  | 14 March 2023 | LEO LANANG SIGIT - TSE CP | - |  | ACTIVE
5702LH357110 | E5702 | CENTRIFUGE 5702 | DIAGNOSTIC 2 | EPPENDORF SE (EPPENDORF AG) | GN00002986 | RDC PUSAT - RAWAGELAM | PUSAT | DKI JAKARTA | JAKARTA TIMUR | MAIN UNIT | EMP | - |  | - |  | 24 October 2022 | LEO LANANG SIGIT - TSE CP | - |  | ACTIVE
5702LH357122 | EC080 | CENTRIFUGE 5702 24 HOLE | DIAGNOSTIC 2 | EPPENDORF SE (EPPENDORF AG) | GN00002986 | RDC PUSAT - RAWAGELAM | PUSAT | DKI JAKARTA | JAKARTA TIMUR | MAIN UNIT | EMP | - |  | - |  | 24 October 2022 | LEO LANANG SIGIT - TSE CP | - |  | ACTIVE
5702LH357134 | EC019 | CENTRIFUGE 5702230V/50-60HZ | DIAGNOSTIC 2 | EPPENDORF SE (EPPENDORF AG) | GN00002986 | RDC PUSAT - RAWAGELAM | PUSAT | DKI JAKARTA | JAKARTA TIMUR | MAIN UNIT | EMP | - |  | - |  | 24 October 2022 | LEO LANANG SIGIT - TSE CP | - |  | ACTIVE
5702LH357146 | EC082 | CENTRIFUGE 5702 30 HOLE | DIAGNOSTIC 2 | EPPENDORF SE (EPPENDORF AG) | GN00002299 | LAB PRAMITA MEDAN | MEDAN | SUMATERA UTARA | MEDAN | MAIN UNIT | CUSTOMER | - |  | 27 February 2023 | KRISTIANTO - TSE | 24 October 2022 | LEO LANANG SIGIT - TSE CP | 20 October 2023 | SAHID DERMAWAN - SPV TSE BARAT | ACTIVE
5702LH457113 | E5702 | CENTRIFUGE 5702 | DIAGNOSTIC 2 | EPPENDORF SE (EPPENDORF AG) | GN00002986 | RDC PUSAT - RAWAGELAM | PUSAT | DKI JAKARTA | JAKARTA TIMUR | MAIN UNIT | EMP | - |  | - |  | 24 October 2022 | LEO LANANG SIGIT - TSE CP | - |  | ACTIVE
5702LH457125 | EC080 | CENTRIFUGE 5702 24 HOLE | DIAGNOSTIC 2 | EPPENDORF SE (EPPENDORF AG) | GN00012186 | RS RIZANI | MALANG | JAWA TIMUR | MALANG | MAIN UNIT | CUSTOMER | - |  | 28 February 2023 |  | 24 October 2022 | LEO LANANG SIGIT - TSE CP | 12 October 2023 | ANDI ISMAIL - SPV TSE TIMUR | ACTIVE
5702LH457137 | EC019 | CENTRIFUGE 5702230V/50-60HZ | DIAGNOSTIC 2 | EPPENDORF SE (EPPENDORF AG) | GN00002986 | RDC PUSAT - RAWAGELAM | PUSAT | DKI JAKARTA | JAKARTA TIMUR | MAIN UNIT | EMP | - |  | - |  | 24 October 2022 | LEO LANANG SIGIT - TSE CP | - |  | ACTIVE
5702LH457149 | EC082 | CENTRIFUGE 5702 30 HOLE | DIAGNOSTIC 2 | EPPENDORF SE (EPPENDORF AG) | GN00000954 | RSIA HERMINA PASTEUR | BANDUNG | JAWA BARAT | BANDUNG | MAIN UNIT | CUSTOMER | - |  | 10 April 2023 | ARBIANSYAH - TSE | 24 October 2022 | LEO LANANG SIGIT - TSE CP | 20 October 2023 | SAHID DERMAWAN - SPV TSE BARAT | ACTIVE
5702LH557116 | E5702 | CENTRIFUGE 5702 | DIAGNOSTIC 2 | EPPENDORF SE (EPPENDORF AG) | GN00002986 | RDC PUSAT - RAWAGELAM | PUSAT | DKI JAKARTA | JAKARTA TIMUR | MAIN UNIT | EMP | - |  | - |  | 24 October 2022 | LEO LANANG SIGIT - TSE CP | - |  | ACTIVE
5702LH557128 | EC080 | CENTRIFUGE 5702 24 HOLE | DIAGNOSTIC 2 | EPPENDORF SE (EPPENDORF AG) | GN00000628 | RSUD SAMBANG LIHUM | BANJARMASIN | KALIMANTAN SELATAN | BANJARMASIN | MAIN UNIT | CUSTOMER | - |  | 1 September 2023 |  | 24 October 2022 | LEO LANANG SIGIT - TSE CP | 2 April 2024 | ANDI ISMAIL - SPV TSE TIMUR | ACTIVE
5702LH557141 | EC082 | CENTRIFUGE 5702 30 HOLE | DIAGNOSTIC 2 | EPPENDORF SE (EPPENDORF AG) | GN00002016 | RS BHAYANGKARA KEDIRI | KEDIRI | JAWA TIMUR | KEDIRI | MAIN UNIT | CUSTOMER | - |  | 29 May 2023 |  | 24 October 2022 | LEO LANANG SIGIT - TSE CP | 12 October 2023 | ANDI ISMAIL - SPV TSE TIMUR | ACTIVE
5702LH5571l6 | E5702 | CENTRIFUGE 5702 | DIAGNOSTIC 2 | EPPENDORF SE (EPPENDORF AG) | GN00002986 | RDC PUSAT - RAWAGELAM | PUSAT | DKI JAKARTA | JAKARTA TIMUR | MAIN UNIT | EMP | - |  | - |  | 24 October 2022 | LEO LANANG SIGIT - TSE CP | - |  | INACTIVE
5702LH657119 | E5702 | CENTRIFUGE 5702 | DIAGNOSTIC 2 | EPPENDORF SE (EPPENDORF AG) | GN00002986 | RDC PUSAT - RAWAGELAM | PUSAT | DKI JAKARTA | JAKARTA TIMUR | MAIN UNIT | EMP | - |  | - |  | 24 October 2022 | LEO LANANG SIGIT - TSE CP | - |  | ACTIVE
5702LH657120 | EC080 | CENTRIFUGE 5702 24 HOLE | DIAGNOSTIC 2 | EPPENDORF SE (EPPENDORF AG) | GN00000755 | RSU UNDATA PALU | PALU | SULAWESI TENGAH | PALU | MAIN UNIT | CUSTOMER | - |  | 20 March 2023 |  | 24 October 2022 | LEO LANANG SIGIT - TSE CP | 12 October 2023 | ANDI ISMAIL - SPV TSE TIMUR | ACTIVE
5702LH657132 | EC019 | CENTRIFUGE 5702230V/50-60HZ | DIAGNOSTIC 2 | EPPENDORF SE (EPPENDORF AG) | GN00002986 | RDC PUSAT - RAWAGELAM | PUSAT | DKI JAKARTA | JAKARTA TIMUR | MAIN UNIT | EMP | - |  | - |  | 24 October 2022 | LEO LANANG SIGIT - TSE CP | - |  | ACTIVE
5702LH657144 | EC082 | CENTRIFUGE 5702 30 HOLE | DIAGNOSTIC 2 | EPPENDORF SE (EPPENDORF AG) | GN00002986 | RDC PUSAT - RAWAGELAM | PUSAT | DKI JAKARTA | JAKARTA TIMUR | MAIN UNIT | EMP | - |  | - |  | 24 October 2022 | LEO LANANG SIGIT - TSE CP | - |  | ACTIVE
5702LH657l19 | E5702 | CENTRIFUGE 5702 | DIAGNOSTIC 2 | EPPENDORF SE (EPPENDORF AG) | GN00002986 | RDC PUSAT - RAWAGELAM | PUSAT | DKI JAKARTA | JAKARTA TIMUR | MAIN UNIT | EMP | - |  | - |  | 24 October 2022 | LEO LANANG SIGIT - TSE CP | - |  | INACTIVE
5702LH757078 | EC019 | CENTRIFUGE 5702230V/50-60HZ | DIAGNOSTIC 2 | EPPENDORF SE (EPPENDORF AG) | GN23090001 | LAB PRODIA BONA INDAH | DEPOK | JAWA BARAT | DEPOK | MAIN UNIT | CUSTOMER | - |  | 7 September 2023 |  | 14 March 2023 | LEO LANANG SIGIT - TSE CP | 10 October 2023 | SAHID DERMAWAN - SPV TSE BARAT | ACTIVE
5702LH757111 | E5702 | CENTRIFUGE 5702 | DIAGNOSTIC 2 | EPPENDORF SE (EPPENDORF AG) | GN00002986 | RDC PUSAT - RAWAGELAM | PUSAT | DKI JAKARTA | JAKARTA TIMUR | MAIN UNIT | EMP | - |  | - |  | 24 October 2022 | LEO LANANG SIGIT - TSE CP | - |  | ACTIVE
5702LH757123 | EC080 | CENTRIFUGE 5702 24 HOLE | DIAGNOSTIC 2 | EPPENDORF SE (EPPENDORF AG) | GN00000755 | RSU UNDATA PALU | PALU | SULAWESI TENGAH | PALU | MAIN UNIT | CUSTOMER | - |  | 20 March 2023 |  | 24 October 2022 | LEO LANANG SIGIT - TSE CP | 12 October 2023 | ANDI ISMAIL - SPV TSE TIMUR | ACTIVE
5702LH757135 | EC019 | CENTRIFUGE 5702230V/50-60HZ | DIAGNOSTIC 2 | EPPENDORF SE (EPPENDORF AG) | GN00002986 | RDC PUSAT - RAWAGELAM | PUSAT | DKI JAKARTA | JAKARTA TIMUR | MAIN UNIT | EMP | - |  | - |  | 24 October 2022 | LEO LANANG SIGIT - TSE CP | - |  | ACTIVE
5702LH757147 | EC082 | CENTRIFUGE 5702 30 HOLE | DIAGNOSTIC 2 | EPPENDORF SE (EPPENDORF AG) | GN19020013 | RS DADI KELUARGA CIAMIS | TASIKMALAYA | JAWA BARAT | TASIKMALAYA | MAIN UNIT | CUSTOMER | - |  | 6 June 2023 | SUKMA WIJAYA - TSE | 24 October 2022 | LEO LANANG SIGIT - TSE CP | 20 October 2023 | SAHID DERMAWAN - SPV TSE BARAT | ACTIVE
5702LH857114 | E5702 | CENTRIFUGE 5702 | DIAGNOSTIC 2 | EPPENDORF SE (EPPENDORF AG) | GN00002986 | RDC PUSAT - RAWAGELAM | PUSAT | DKI JAKARTA | JAKARTA TIMUR | MAIN UNIT | EMP | - |  | - |  | 24 October 2022 | LEO LANANG SIGIT - TSE CP | - |  | ACTIVE
5702LH857126 | EC080 | CENTRIFUGE 5702 24 HOLE | DIAGNOSTIC 2 | EPPENDORF SE (EPPENDORF AG) | GN00011904 | RSUD NABIRE | JAYAPURA | PAPUA | JAYAPURA | MAIN UNIT | CUSTOMER | - |  | 11 May 2023 |  | 24 October 2022 | LEO LANANG SIGIT - TSE CP | 12 October 2023 | ANDI ISMAIL - SPV TSE TIMUR | ACTIVE
5702LH857138 | EC019 | CENTRIFUGE 5702230V/50-60HZ | DIAGNOSTIC 2 | EPPENDORF SE (EPPENDORF AG) | GN00002986 | RDC PUSAT - RAWAGELAM | PUSAT | DKI JAKARTA | JAKARTA TIMUR | MAIN UNIT | EMP | - |  | - |  | 24 October 2022 | LEO LANANG SIGIT - TSE CP | - |  | ACTIVE
5702LH957117 | E5702 | CENTRIFUGE 5702 | DIAGNOSTIC 2 | EPPENDORF SE (EPPENDORF AG) | GN00002986 | RDC PUSAT - RAWAGELAM | PUSAT | DKI JAKARTA | JAKARTA TIMUR | MAIN UNIT | EMP | - |  | - |  | 24 October 2022 | LEO LANANG SIGIT - TSE CP | - |  | ACTIVE
5702LH957129 | EC080 | CENTRIFUGE 5702 24 HOLE | DIAGNOSTIC 2 | EPPENDORF SE (EPPENDORF AG) | GN23120001 | RS PRIMAYA HERTASNING | MAKASSAR | SULAWESI SELATAN | MAKASSAR | MAIN UNIT | CUSTOMER | - |  | 5 December 2023 |  | 24 October 2022 | LEO LANANG SIGIT - TSE CP | 2 January 2024 | ANDI ISMAIL - SPV TSE TIMUR | ACTIVE
5702LH957130 | EC019 | CENTRIFUGE 5702230V/50-60HZ | DIAGNOSTIC 2 | EPPENDORF SE (EPPENDORF AG) | GN00002986 | RDC PUSAT - RAWAGELAM | PUSAT | DKI JAKARTA | JAKARTA TIMUR | MAIN UNIT | EMP | - |  | - |  | 24 October 2022 | LEO LANANG SIGIT - TSE CP | - |  | ACTIVE
5702LH957142 | EC082 | CENTRIFUGE 5702 30 HOLE | DIAGNOSTIC 2 | EPPENDORF SE (EPPENDORF AG) | GN00002986 | RDC PUSAT - RAWAGELAM | PUSAT | DKI JAKARTA | JAKARTA TIMUR | MAIN UNIT | EMP | - |  | - |  | 24 October 2022 | LEO LANANG SIGIT - TSE CP | - |  | ACTIVE
5702LH9571l7 | E5702 | CENTRIFUGE 5702 | DIAGNOSTIC 2 | EPPENDORF SE (EPPENDORF AG) | GN00002986 | RDC PUSAT - RAWAGELAM | PUSAT | DKI JAKARTA | JAKARTA TIMUR | MAIN UNIT | EMP | - |  | - |  | 24 October 2022 | LEO LANANG SIGIT - TSE CP | - |  | INACTIVE
5702LI057382 | E5702 | CENTRIFUGE 5702 | DIAGNOSTIC 2 | EPPENDORF SE (EPPENDORF AG) | GN00007053 | RSJ SOEHARTO HERJAN | TANGERANG | BANTEN | TANGERANG | MAIN UNIT | CUSTOMER | - |  | 24 May 2023 |  | 14 March 2023 | LEO LANANG SIGIT - TSE CP | 21 January 2025 | SAHID DERMAWAN - SPV TSE BARAT | ACTIVE
5702LI057385 | E5702 | CENTRIFUGE 5702 | DIAGNOSTIC 2 | EPPENDORF SE (EPPENDORF AG) | GN00011904 | RSUD NABIRE | JAYAPURA | PAPUA | JAYAPURA | MAIN UNIT | CUSTOMER | - |  | 11 May 2023 |  | 14 March 2023 | LEO LANANG SIGIT - TSE CP | 12 October 2023 | ANDI ISMAIL - SPV TSE TIMUR | ACTIVE
5702LI157376 | EC080 | CENTRIFUGE 5702 24 HOLE | DIAGNOSTIC 2 | EPPENDORF SE (EPPENDORF AG) | GN23120001 | RS PRIMAYA HERTASNING | MAKASSAR | SULAWESI SELATAN | MAKASSAR | MAIN UNIT | CUSTOMER | - |  | 5 December 2023 |  | 14 March 2023 | LEO LANANG SIGIT - TSE CP | 2 January 2024 | ANDI ISMAIL - SPV TSE TIMUR | ACTIVE
5702LI157388 | E5702 | CENTRIFUGE 5702 | DIAGNOSTIC 2 | EPPENDORF SE (EPPENDORF AG) | GN00011904 | RSUD NABIRE | JAYAPURA | PAPUA | JAYAPURA | MAIN UNIT | CUSTOMER | - |  | 11 May 2023 |  | 14 March 2023 | LEO LANANG SIGIT - TSE CP | 12 October 2023 | ANDI ISMAIL - SPV TSE TIMUR | ACTIVE
5702LI257379 | E5702 | CENTRIFUGE 5702 | DIAGNOSTIC 2 | EPPENDORF SE (EPPENDORF AG) | GN00011904 | RSUD NABIRE | JAYAPURA | PAPUA | JAYAPURA | MAIN UNIT | CUSTOMER | - |  | 11 May 2023 |  | 14 March 2023 | LEO LANANG SIGIT - TSE CP | 12 October 2023 | ANDI ISMAIL - SPV TSE TIMUR | ACTIVE
5702LI257380 | EC080 | CENTRIFUGE 5702 24 HOLE | DIAGNOSTIC 2 | EPPENDORF SE (EPPENDORF AG) | GN00000944 | RS SANTOSA KEBON JATI | BANDUNG | JAWA BARAT | BANDUNG | MAIN UNIT | CUSTOMER | - |  | 30 May 2023 | SUKMA WIJAYA - TSE | 14 March 2023 | LEO LANANG SIGIT - TSE CP | 20 October 2023 | SAHID DERMAWAN - SPV TSE BARAT | ACTIVE
5702LI257392 | E5702 | CENTRIFUGE 5702 | DIAGNOSTIC 2 | EPPENDORF SE (EPPENDORF AG) | GN00002986 | RDC PUSAT - RAWAGELAM | PUSAT | DKI JAKARTA | JAKARTA TIMUR | MAIN UNIT | EMP | - |  | - |  | 14 March 2023 | LEO LANANG SIGIT - TSE CP | - |  | ACTIVE
5702LI357383 | E5702 | CENTRIFUGE 5702 | DIAGNOSTIC 2 | EPPENDORF SE (EPPENDORF AG) | GN00002986 | RDC PUSAT - RAWAGELAM | PUSAT | DKI JAKARTA | JAKARTA TIMUR | MAIN UNIT | EMP | - |  | - |  | 14 March 2023 | LEO LANANG SIGIT - TSE CP | - |  | ACTIVE
5702LI457374 | EC080 | CENTRIFUGE 5702 24 HOLE | DIAGNOSTIC 2 | EPPENDORF SE (EPPENDORF AG) | GN00000944 | RS SANTOSA KEBON JATI | BANDUNG | JAWA BARAT | BANDUNG | MAIN UNIT | CUSTOMER | - |  | 30 May 2023 | SUKMA WIJAYA - TSE | 14 March 2023 | LEO LANANG SIGIT - TSE CP | 20 October 2023 | SAHID DERMAWAN - SPV TSE BARAT | ACTIVE
5702LI457386 | E5702 | CENTRIFUGE 5702 | DIAGNOSTIC 2 | EPPENDORF SE (EPPENDORF AG) | GN00002016 | RS BHAYANGKARA KEDIRI | KEDIRI | JAWA TIMUR | KEDIRI | MAIN UNIT | CUSTOMER | - |  | 29 May 2023 |  | 14 March 2023 | LEO LANANG SIGIT - TSE CP | 12 October 2023 | ANDI ISMAIL - SPV TSE TIMUR | ACTIVE
5702LI557377 | EC080 | CENTRIFUGE 5702 24 HOLE | DIAGNOSTIC 2 | EPPENDORF SE (EPPENDORF AG) | GN19020013 | RS DADI KELUARGA CIAMIS | TASIKMALAYA | JAWA BARAT | TASIKMALAYA | MAIN UNIT | CUSTOMER | - |  | 8 June 2023 | SUKMA WIJAYA - TSE | 14 March 2023 | LEO LANANG SIGIT - TSE CP | 20 October 2023 | SAHID DERMAWAN - SPV TSE BARAT | ACTIVE
5702LI557389 | E5702 | CENTRIFUGE 5702 | DIAGNOSTIC 2 | EPPENDORF SE (EPPENDORF AG) | GN00000275 | RSUD LUBUK BASUNG | PADANG | SUMATERA BARAT | LUBUK BASUNG | MAIN UNIT | CUSTOMER | - |  | 22 June 2023 |  | 14 March 2023 | LEO LANANG SIGIT - TSE CP | 20 October 2023 | SAHID DERMAWAN - SPV TSE BARAT | ACTIVE
5702LI557390 | E5702 | CENTRIFUGE 5702 | DIAGNOSTIC 2 | EPPENDORF SE (EPPENDORF AG) | GN00001679 | RSUD ABEPURA | JAYAPURA | PAPUA | JAYAPURA | MAIN UNIT | CUSTOMER | - |  | 22 August 2023 |  | 14 March 2023 | LEO LANANG SIGIT - TSE CP | 14 October 2023 | ANDI ISMAIL - SPV TSE TIMUR | ACTIVE
5702LI657381 | E5702 | CENTRIFUGE 5702 | DIAGNOSTIC 2 | EPPENDORF SE (EPPENDORF AG) | GN00001679 | RSUD ABEPURA | JAYAPURA | PAPUA | JAYAPURA | MAIN UNIT | CUSTOMER | - |  | 22 August 2023 |  | 14 March 2023 | LEO LANANG SIGIT - TSE CP | 14 October 2023 | ANDI ISMAIL - SPV TSE TIMUR | ACTIVE
5702LI657393 | E5702 | CENTRIFUGE 5702 | DIAGNOSTIC 2 | EPPENDORF SE (EPPENDORF AG) | GN00002986 | RDC PUSAT - RAWAGELAM | PUSAT | DKI JAKARTA | JAKARTA TIMUR | MAIN UNIT | EMP | - |  | - |  | 14 March 2023 | LEO LANANG SIGIT - TSE CP | - |  | ACTIVE
5702LI757384 | E5702 | CENTRIFUGE 5702 | DIAGNOSTIC 2 | EPPENDORF SE (EPPENDORF AG) | GN00006544 | RSUD DR HYULIDIN AWAY | BANDA ACEH | ACEH | BANDA ACEH | MAIN UNIT | CUSTOMER | - |  | 20 September 2023 |  | 14 March 2023 | LEO LANANG SIGIT - TSE CP | 10 October 2023 | SAHID DERMAWAN - SPV TSE BARAT | ACTIVE
5702LI857375 | EC080 | CENTRIFUGE 5702 24 HOLE | DIAGNOSTIC 2 | EPPENDORF SE (EPPENDORF AG) | GN18010024 | RS JANTUNG JAKARTA | JAKARTA-1 | DKI JAKARTA | JAKARTA PUSAT | MAIN UNIT | CUSTOMER | - |  | 28 June 2023 |  | 14 March 2023 | LEO LANANG SIGIT - TSE CP | 20 October 2023 | SAHID DERMAWAN - SPV TSE BARAT | ACTIVE
5702LI857387 | E5702 | CENTRIFUGE 5702 | DIAGNOSTIC 2 | EPPENDORF SE (EPPENDORF AG) | GN00002986 | RDC PUSAT - RAWAGELAM | PUSAT | DKI JAKARTA | JAKARTA TIMUR | MAIN UNIT | EMP | - |  | - |  | 14 March 2023 | LEO LANANG SIGIT - TSE CP | - |  | ACTIVE
5702LI957378 | E5702 | CENTRIFUGE 5702 | DIAGNOSTIC 2 | EPPENDORF SE (EPPENDORF AG) | GN23080008 | RS MITRA KELUARGA GRAND WISATA | BEKASI | JAWA BARAT | BEKASI | MAIN UNIT | CUSTOMER | - |  | 31 October 2023 |  | 14 March 2023 | LEO LANANG SIGIT - TSE CP | 17 January 2025 | SAHID DERMAWAN - SPV TSE BARAT | ACTIVE
5702LI957391 | E5702 | CENTRIFUGE 5702 | DIAGNOSTIC 2 | EPPENDORF SE (EPPENDORF AG) | GN00002160 | RSU HAJI SURABAYA | SURABAYA-1 | JAWA TIMUR | SURABAYA | MAIN UNIT | CUSTOMER | - |  | 27 November 2023 |  | 14 March 2023 | LEO LANANG SIGIT - TSE CP | 4 December 2023 | ANDI ISMAIL - SPV TSE TIMUR | ACTIVE
5702LJ057397 | EC082 | CENTRIFUGE 5702 30 HOLE | DIAGNOSTIC 2 | EPPENDORF SE (EPPENDORF AG) | GN17070026 | RSUD LIMPUNG | TEGAL | JAWA TENGAH | TEGAL | MAIN UNIT | CUSTOMER | - |  | 21 August 2023 |  | 14 March 2023 | LEO LANANG SIGIT - TSE CP | 14 October 2023 | ANDI ISMAIL - SPV TSE TIMUR | ACTIVE
5702LJ057405 | EC080 | CENTRIFUGE 5702 24 HOLE | DIAGNOSTIC 2 | EPPENDORF SE (EPPENDORF AG) | GN00002986 | RDC PUSAT - RAWAGELAM | PUSAT | DKI JAKARTA | JAKARTA TIMUR | MAIN UNIT | EMP | - |  | - |  | 14 March 2023 | LEO LANANG SIGIT - TSE CP | - |  | ACTIVE
5702LJ057408 | EC080 | CENTRIFUGE 5702 24 HOLE | DIAGNOSTIC 2 | EPPENDORF SE (EPPENDORF AG) | GN00002986 | RDC PUSAT - RAWAGELAM | PUSAT | DKI JAKARTA | JAKARTA TIMUR | MAIN UNIT | EMP | - |  | - |  | 14 March 2023 | LEO LANANG SIGIT - TSE CP | - |  | ACTIVE
5702LJ057429 | EC019 | CENTRIFUGE 5702230V/50-60HZ | DIAGNOSTIC 2 | EPPENDORF SE (EPPENDORF AG) | GN00002986 | RDC PUSAT - RAWAGELAM | PUSAT | DKI JAKARTA | JAKARTA TIMUR | MAIN UNIT | EMP | - |  | - |  | 14 March 2023 | LEO LANANG SIGIT - TSE CP | - |  | ACTIVE
5702LJ057430 | EC019 | CENTRIFUGE 5702230V/50-60HZ | DIAGNOSTIC 2 | EPPENDORF SE (EPPENDORF AG) | GN00001762 | PT PRODIA WIDYAHUSADA ( LAB PRODIA - MAKASAR) | MAKASSAR | SULAWESI SELATAN | MAKASSAR | MAIN UNIT | CUSTOMER | - |  | 30 September 2023 |  | 14 March 2023 | LEO LANANG SIGIT - TSE CP | 16 October 2023 | ANDI ISMAIL - SPV TSE TIMUR | ACTIVE
5702LJ057433 | EC019 | CENTRIFUGE 5702230V/50-60HZ | DIAGNOSTIC 2 | EPPENDORF SE (EPPENDORF AG) | GN00002660 | LAB PRODIA S. PARMAN | PURWOKERTO | JAWA TENGAH | PURWOKERTO | MAIN UNIT | CUSTOMER | - |  | 12 October 2023 |  | 14 March 2023 | LEO LANANG SIGIT - TSE CP | 13 November 2023 | ANDI ISMAIL - SPV TSE TIMUR | ACTIVE
5702LJ157400 | EC082 | CENTRIFUGE 5702 30 HOLE | DIAGNOSTIC 2 | EPPENDORF SE (EPPENDORF AG) | GN23100009 | LAB PRAMITA CAB SUMMARECON BEKASI | BEKASI | JAWA BARAT | BEKASI | MAIN UNIT | CUSTOMER | - |  | 26 September 2023 |  | 14 March 2023 | LEO LANANG SIGIT - TSE CP | 10 October 2023 | SAHID DERMAWAN - SPV TSE BARAT | ACTIVE
5702LJ157412 | EC080 | CENTRIFUGE 5702 24 HOLE | DIAGNOSTIC 2 | EPPENDORF SE (EPPENDORF AG) | GN00002986 | RDC PUSAT - RAWAGELAM | PUSAT | DKI JAKARTA | JAKARTA TIMUR | MAIN UNIT | EMP | - |  | - |  | 14 March 2023 | LEO LANANG SIGIT - TSE CP | - |  | ACTIVE
5702LJ157424 | EC019 | CENTRIFUGE 5702230V/50-60HZ | DIAGNOSTIC 2 | EPPENDORF SE (EPPENDORF AG) | GN00007836 | LAB PRODIA SIDOARJO | SURABAYA-2 | JAWA TIMUR | SURABAYA | MAIN UNIT | CUSTOMER | - |  | 29 November 2023 |  | 14 March 2023 | LEO LANANG SIGIT - TSE CP | 25 January 2025 | ANDI ISMAIL - SPV TSE TIMUR | ACTIVE
5702LJ257395 | EC082 | CENTRIFUGE 5702 30 HOLE | DIAGNOSTIC 2 | EPPENDORF SE (EPPENDORF AG) | GN24070004 | POLTEKKES KEMENKES KALIMANTAN TIMUR | SAMARINDA | KALIMANTAN TIMUR | SAMARINDA | MAIN UNIT | CUSTOMER | - |  | 27 September 2023 |  | 14 March 2023 | LEO LANANG SIGIT - TSE CP | 8 July 2024 | ANDI ISMAIL - SPV TSE TIMUR | ACTIVE
5702LJ257403 | EC082 | CENTRIFUGE 5702 30 HOLE | DIAGNOSTIC 2 | EPPENDORF SE (EPPENDORF AG) | GN24070004 | POLTEKKES KEMENKES KALIMANTAN TIMUR | SAMARINDA | KALIMANTAN TIMUR | SAMARINDA | MAIN UNIT | CUSTOMER | - |  | 27 September 2023 |  | 14 March 2023 | LEO LANANG SIGIT - TSE CP | 8 July 2024 | ANDI ISMAIL - SPV TSE TIMUR | ACTIVE
5702LJ257427 | EC019 | CENTRIFUGE 5702230V/50-60HZ | DIAGNOSTIC 2 | EPPENDORF SE (EPPENDORF AG) | GN00004205 | PT PRODIA WIDYAHUSADA ( LAB PRODIA - MATARAM ) | MATARAM | NUSA TENGGARA BARAT | MATARAM | MAIN UNIT | CUSTOMER | - |  | 23 November 2023 |  | 14 March 2023 | LEO LANANG SIGIT - TSE CP | 28 November 2023 | ANDI ISMAIL - SPV TSE TIMUR | ACTIVE
5702LJ357398 | EC082 | CENTRIFUGE 5702 30 HOLE | DIAGNOSTIC 2 | EPPENDORF SE (EPPENDORF AG) | GN00002986 | RDC PUSAT - RAWAGELAM | PUSAT | DKI JAKARTA | JAKARTA TIMUR | MAIN UNIT | EMP | - |  | - |  | 14 March 2023 | LEO LANANG SIGIT - TSE CP | - |  | ACTIVE
5702LJ357406 | EC080 | CENTRIFUGE 5702 24 HOLE | DIAGNOSTIC 2 | EPPENDORF SE (EPPENDORF AG) | GN00002986 | RDC PUSAT - RAWAGELAM | PUSAT | DKI JAKARTA | JAKARTA TIMUR | MAIN UNIT | EMP | - |  | - |  | 14 March 2023 | LEO LANANG SIGIT - TSE CP | - |  | ACTIVE
5702LJ357431 | EC019 | CENTRIFUGE 5702230V/50-60HZ | DIAGNOSTIC 2 | EPPENDORF SE (EPPENDORF AG) | GN00002986 | RDC PUSAT - RAWAGELAM | PUSAT | DKI JAKARTA | JAKARTA TIMUR | MAIN UNIT | EMP | - |  | - |  | 14 March 2023 | LEO LANANG SIGIT - TSE CP | - |  | ACTIVE
5702LJ457409 | EC080 | CENTRIFUGE 5702 24 HOLE | DIAGNOSTIC 2 | EPPENDORF SE (EPPENDORF AG) | GN00002986 | RDC PUSAT - RAWAGELAM | PUSAT | DKI JAKARTA | JAKARTA TIMUR | MAIN UNIT | EMP | - |  | - |  | 14 March 2023 | LEO LANANG SIGIT - TSE CP | - |  | ACTIVE
5702LJ457410 | EC080 | CENTRIFUGE 5702 24 HOLE | DIAGNOSTIC 2 | EPPENDORF SE (EPPENDORF AG) | GN00002986 | RDC PUSAT - RAWAGELAM | PUSAT | DKI JAKARTA | JAKARTA TIMUR | MAIN UNIT | EMP | - |  | - |  | 14 March 2023 | LEO LANANG SIGIT - TSE CP | - |  | ACTIVE
5702LJ557401 | EC082 | CENTRIFUGE 5702 30 HOLE | DIAGNOSTIC 2 | EPPENDORF SE (EPPENDORF AG) | GN00004665 | LAB KLINIK PRAMITA-RE.M. | BANDUNG | JAWA BARAT | BANDUNG | MAIN UNIT | CUSTOMER | - |  | 4 October 2023 |  | 14 March 2023 | LEO LANANG SIGIT - TSE CP | 9 October 2023 | SAHID DERMAWAN - SPV TSE BARAT | ACTIVE
5702LJ557413 | EC080 | CENTRIFUGE 5702 24 HOLE | DIAGNOSTIC 2 | EPPENDORF SE (EPPENDORF AG) | GN00002259 | RSUD SAMPANG | SURABAYA-1 | JAWA TIMUR | SAMPANG | MAIN UNIT | CUSTOMER | - |  | 27 November 2023 |  | 14 March 2023 |  | 2 January 2024 | ANDI ISMAIL - SPV TSE TIMUR | ACTIVE
5702LJ557425 | EC019 | CENTRIFUGE 5702230V/50-60HZ | DIAGNOSTIC 2 | EPPENDORF SE (EPPENDORF AG) | GN00002986 | RDC PUSAT - RAWAGELAM | PUSAT | DKI JAKARTA | JAKARTA TIMUR | MAIN UNIT | EMP | - |  | - |  | 14 March 2023 | LEO LANANG SIGIT - TSE CP | - |  | ACTIVE
5702LJ657396 | EC082 | CENTRIFUGE 5702 30 HOLE | DIAGNOSTIC 2 | EPPENDORF SE (EPPENDORF AG) | GN00005282 | RS SYAFIRA (PEKANBARU) | PEKAN BARU | RIAU | PEKANBARU | MAIN UNIT | CUSTOMER | - |  | 22 December 2023 |  | 14 March 2023 | LEO LANANG SIGIT - TSE CP | 27 December 2023 | SAHID DERMAWAN - SPV TSE BARAT | ACTIVE
5702LJ657404 | EC080 | CENTRIFUGE 5702 24 HOLE | DIAGNOSTIC 2 | EPPENDORF SE (EPPENDORF AG) | GN00006018 | RSUD GUNUNGJATI | CIREBON | JAWA BARAT | CIREBON | MAIN UNIT | CUSTOMER | - |  | 7 December 2023 |  | 14 March 2023 | LEO LANANG SIGIT - TSE CP | 18 December 2023 | SAHID DERMAWAN - SPV TSE BARAT | ACTIVE
5702LJ657428 | EC019 | CENTRIFUGE 5702230V/50-60HZ | DIAGNOSTIC 2 | EPPENDORF SE (EPPENDORF AG) | GN00004361 | PT PRODIA WIDYAHUSADA ( LAB PRODIA - JAMBI ) | JAMBI | JAMBI | JAMBI | MAIN UNIT | CUSTOMER | - |  | 23 November 2023 |  | 14 March 2023 | LEO LANANG SIGIT - TSE CP | 6 December 2023 | SAHID DERMAWAN - SPV TSE BARAT | ACTIVE
5702LJ757399 | EC082 | CENTRIFUGE 5702 30 HOLE | DIAGNOSTIC 2 | EPPENDORF SE (EPPENDORF AG) | GN00002986 | RDC PUSAT - RAWAGELAM | PUSAT | DKI JAKARTA | JAKARTA TIMUR | MAIN UNIT | EMP | - |  | - |  | 14 March 2023 | LEO LANANG SIGIT - TSE CP | - |  | ACTIVE
5702LJ757407 | EC080 | CENTRIFUGE 5702 24 HOLE | DIAGNOSTIC 2 | EPPENDORF SE (EPPENDORF AG) | GN00000530 | RSUD RAA SOEWONDO PATI | SEMARANG | JAWA TENGAH | PATI | MAIN UNIT | CUSTOMER | - |  | 13 December 2023 |  | 14 March 2023 | LEO LANANG SIGIT - TSE CP | 21 December 2023 | ANDI ISMAIL - SPV TSE TIMUR | ACTIVE
5702LJ757432 | EC019 | CENTRIFUGE 5702230V/50-60HZ | DIAGNOSTIC 2 | EPPENDORF SE (EPPENDORF AG) | GN00001953 | LAB PRODIA BEKASI | BEKASI | JAWA BARAT | BEKASI | MAIN UNIT | CUSTOMER | - |  | 28 December 2023 |  | 14 March 2023 | LEO LANANG SIGIT - TSE CP | 8 January 2024 | SAHID DERMAWAN - SPV TSE BARAT | ACTIVE
5702LJ857411 | EC080 | CENTRIFUGE 5702 24 HOLE | DIAGNOSTIC 2 | EPPENDORF SE (EPPENDORF AG) | GN00002986 | RDC PUSAT - RAWAGELAM | PUSAT | DKI JAKARTA | JAKARTA TIMUR | MAIN UNIT | EMP | - |  | - |  | 14 March 2023 | LEO LANANG SIGIT - TSE CP | - |  | ACTIVE
5702LJ957394 | EC082 | CENTRIFUGE 5702 30 HOLE | DIAGNOSTIC 2 | EPPENDORF SE (EPPENDORF AG) | GN00002986 | RDC PUSAT - RAWAGELAM | PUSAT | DKI JAKARTA | JAKARTA TIMUR | MAIN UNIT | EMP | - |  | - |  | 14 March 2023 | LEO LANANG SIGIT - TSE CP | - |  | ACTIVE
5702LJ957402 | EC082 | CENTRIFUGE 5702 30 HOLE | DIAGNOSTIC 2 | EPPENDORF SE (EPPENDORF AG) | GN24060011 | KLINIK UTAMA RAKYAT | MANADO | SULAWESI UTARA | MANADO | MAIN UNIT | CUSTOMER | - |  | 15 March 2024 |  | 14 March 2023 | LEO LANANG SIGIT - TSE CP | 10 June 2024 | ANDI ISMAIL - SPV TSE TIMUR | ACTIVE
5702LJ957426 | EC019 | CENTRIFUGE 5702230V/50-60HZ | DIAGNOSTIC 2 | EPPENDORF SE (EPPENDORF AG) | GN18090002 | LAB. PRODIA SUMMARECON BEKASI | BEKASI | JAWA BARAT | BEKASI | MAIN UNIT | CUSTOMER | - |  | 28 December 2023 |  | 14 March 2023 | LEO LANANG SIGIT - TSE CP | 8 January 2024 | SAHID DERMAWAN - SPV TSE BARAT | ACTIVE
5702LK058136 | EC019 | CENTRIFUGE 5702230V/50-60HZ | DIAGNOSTIC 2 | EPPENDORF SE (EPPENDORF AG) | GN25010011 | PRODIA GARUT | BANDUNG | JAWA BARAT | BANDUNG | MAIN UNIT | CUSTOMER | - |  | 8 January 2024 |  | 3 January 2024 | LEO LANANG SIGIT - TSE CP | 17 January 2025 | SAHID DERMAWAN - SPV TSE BARAT | ACTIVE
5702LK058182 | EC082 | CENTRIFUGE 5702 30 HOLE | DIAGNOSTIC 2 | EPPENDORF SE (EPPENDORF AG) | GN00000591 | PRAMITA | SEMARANG | JAWA TENGAH | SEMARANG | MAIN UNIT | CUSTOMER | - |  | 8 May 2024 |  | 3 January 2024 | LEO LANANG SIGIT - TSE CP | 20 May 2024 | ANDI ISMAIL - SPV TSE TIMUR | ACTIVE
5702LK058185 | EC080 | CENTRIFUGE 5702 24 HOLE | DIAGNOSTIC 2 | EPPENDORF SE (EPPENDORF AG) | GN00002985 | WORKSHOOP CSM PUSAT | PUSAT | DKI JAKARTA | JAKARTA TIMUR | MAIN UNIT | EMP | - |  | - |  | 3 January 2024 | LEO LANANG SIGIT - TSE CP | - |  | ACTIVE
5702LK158139 | EC019 | CENTRIFUGE 5702230V/50-60HZ | DIAGNOSTIC 2 | EPPENDORF SE (EPPENDORF AG) | GN00002986 | RDC PUSAT - RAWAGELAM | PUSAT | DKI JAKARTA | JAKARTA TIMUR | MAIN UNIT | EMP | - |  | - |  | 3 January 2024 | LEO LANANG SIGIT - TSE CP | - |  | ACTIVE
5702LK158140 | EC019 | CENTRIFUGE 5702230V/50-60HZ | DIAGNOSTIC 2 | EPPENDORF SE (EPPENDORF AG) | GN00002058 | LAB PRODIA PLUIT | JAKARTA-2 | DKI JAKARTA | JAKARTA BARAT | MAIN UNIT | CUSTOMER | - |  | 29 December 2023 |  | 3 January 2024 | LEO LANANG SIGIT - TSE CP | 8 January 2024 | SAHID DERMAWAN - SPV TSE BARAT | ACTIVE
5702LK158176 | EC082 | CENTRIFUGE 5702 30 HOLE | DIAGNOSTIC 2 | EPPENDORF SE (EPPENDORF AG) | GN24060013 | RSUD dr LA PALALOI MAROS | MAKASSAR | SULAWESI SELATAN | MAKASSAR | MAIN UNIT | CUSTOMER | - |  | 3 April 2024 |  | 3 January 2024 | LEO LANANG SIGIT - TSE CP | 10 June 2024 | ANDI ISMAIL - SPV TSE TIMUR | ACTIVE
5702LK158188 | EC080 | CENTRIFUGE 5702 24 HOLE | DIAGNOSTIC 2 | EPPENDORF SE (EPPENDORF AG) | GN00000755 | RSU UNDATA PALU | PALU | SULAWESI TENGAH | PALU | MAIN UNIT | CUSTOMER | - |  | 22 January 2024 |  | 3 January 2024 | LEO LANANG SIGIT - TSE CP | 12 February 2024 | ANDI ISMAIL - SPV TSE TIMUR | ACTIVE
5702LK258143 | EC019 | CENTRIFUGE 5702230V/50-60HZ | DIAGNOSTIC 2 | EPPENDORF SE (EPPENDORF AG) | GN00001981 | PT PRODIA WIDYAHUSADA ( LAB PRODIA - BOGOR) SUDIRMAN | BOGOR | JAWA BARAT | BOGOR | MAIN UNIT | CUSTOMER | - |  | 29 April 2024 |  | 3 January 2024 | LEO LANANG SIGIT - TSE CP | 7 May 2024 | SAHID DERMAWAN - SPV TSE BARAT | ACTIVE
5702LK258179 | EC082 | CENTRIFUGE 5702 30 HOLE | DIAGNOSTIC 2 | EPPENDORF SE (EPPENDORF AG) | GN00002986 | RDC PUSAT - RAWAGELAM | PUSAT | DKI JAKARTA | JAKARTA TIMUR | MAIN UNIT | EMP | - |  | - |  | 15 January 2024 | LEO LANANG SIGIT - TSE CP | - |  | ACTIVE
5702LK258180 | EC082 | CENTRIFUGE 5702 30 HOLE | DIAGNOSTIC 2 | EPPENDORF SE (EPPENDORF AG) | GN00001501 | RS PARU JEMBER | JEMBER | JAWA TIMUR | JEMBER | MAIN UNIT | CUSTOMER | - |  | 29 April 2024 |  | 3 January 2024 | LEO LANANG SIGIT - TSE CP | 20 May 2024 | ANDI ISMAIL - SPV TSE TIMUR | ACTIVE
5702LK258192 | EC080 | CENTRIFUGE 5702 24 HOLE | DIAGNOSTIC 2 | EPPENDORF SE (EPPENDORF AG) | GN00002986 | RDC PUSAT - RAWAGELAM | PUSAT | DKI JAKARTA | JAKARTA TIMUR | MAIN UNIT | EMP | - |  | - |  | 3 January 2024 | LEO LANANG SIGIT - TSE CP | - |  | ACTIVE
5702LK358134 | EC019 | CENTRIFUGE 5702230V/50-60HZ | DIAGNOSTIC 2 | EPPENDORF SE (EPPENDORF AG) | GN00002660 | LAB PRODIA S. PARMAN | PURWOKERTO | JAWA TENGAH | PURWOKERTO | MAIN UNIT | CUSTOMER | - |  | 28 May 2024 |  | 3 January 2024 | LEO LANANG SIGIT - TSE CP | 6 June 2024 | ANDI ISMAIL - SPV TSE TIMUR | ACTIVE
5702LK358183 | EC082 | CENTRIFUGE 5702 30 HOLE | DIAGNOSTIC 2 | EPPENDORF SE (EPPENDORF AG) | GN00001419 | RS Mawaddah Medika | SURABAYA-1 | JAWA TIMUR |  | MAIN UNIT | CUSTOMER | - |  | 24 June 2024 |  | 3 January 2024 | LEO LANANG SIGIT - TSE CP | 20 August 2024 | ANDI ISMAIL - SPV TSE TIMUR | ACTIVE
5702LK458137 | EC019 | CENTRIFUGE 5702230V/50-60HZ | DIAGNOSTIC 2 | EPPENDORF SE (EPPENDORF AG) | GN00002986 | RDC PUSAT - RAWAGELAM | PUSAT | DKI JAKARTA | JAKARTA TIMUR | MAIN UNIT | EMP | - |  | - |  | 3 January 2024 | LEO LANANG SIGIT - TSE CP | - |  | ACTIVE
5702LK458174 | EC082 | CENTRIFUGE 5702 30 HOLE | DIAGNOSTIC 2 | EPPENDORF SE (EPPENDORF AG) | GN00002463 | RSUD DR SOEDONO | KEDIRI | JAWA TIMUR | MADIUN | MAIN UNIT | CUSTOMER | - |  | 28 June 2024 |  | 3 January 2024 | LEO LANANG SIGIT - TSE CP | 2 July 2024 | ANDI ISMAIL - SPV TSE TIMUR | ACTIVE
5702LK458186 | EC080 | CENTRIFUGE 5702 24 HOLE | DIAGNOSTIC 2 | EPPENDORF SE (EPPENDORF AG) | GN00001471 | RSU DR MOEWARDI SURAKARTA | SOLO | JAWA TENGAH | SURAKARTA | MAIN UNIT | EMP | - |  | - |  | 3 January 2024 | LEO LANANG SIGIT - TSE CP | - |  | ACTIVE
5702LK558141 | EC019 | CENTRIFUGE 5702230V/50-60HZ | DIAGNOSTIC 2 | EPPENDORF SE (EPPENDORF AG) | GN00011766 | LABORATORIUM PRODIA TABANAN | DENPASAR | BALI | TABANAN | MAIN UNIT | CUSTOMER | - |  | 20 June 2024 |  | 3 January 2024 | LEO LANANG SIGIT - TSE CP | 24 June 2024 | ANDI ISMAIL - SPV TSE TIMUR | ACTIVE
5702LK558177 | EC082 | CENTRIFUGE 5702 30 HOLE | DIAGNOSTIC 2 | EPPENDORF SE (EPPENDORF AG) | GN00002463 | RSUD DR SOEDONO | KEDIRI | JAWA TIMUR | MADIUN | MAIN UNIT | CUSTOMER | - |  | 28 June 2024 |  | 3 January 2024 | LEO LANANG SIGIT - TSE CP | 2 July 2024 | ANDI ISMAIL - SPV TSE TIMUR | ACTIVE
5702LK558189 | EC080 | CENTRIFUGE 5702 24 HOLE | DIAGNOSTIC 2 | EPPENDORF SE (EPPENDORF AG) | GN24060011 | KLINIK UTAMA RAKYAT | MANADO | SULAWESI UTARA | MANADO | MAIN UNIT | CUSTOMER | - |  | 5 March 2024 |  | 3 January 2024 | LEO LANANG SIGIT - TSE CP | 10 June 2024 | ANDI ISMAIL - SPV TSE TIMUR | ACTIVE
5702LK558190 | EC080 | CENTRIFUGE 5702 24 HOLE | DIAGNOSTIC 2 | EPPENDORF SE (EPPENDORF AG) | GN23110012 | RS ALTIUS BEKASI | BEKASI | JAWA BARAT | BEKASI | MAIN UNIT | CUSTOMER | - |  | 5 January 2024 |  | 3 January 2024 | LEO LANANG SIGIT - TSE CP | 15 January 2024 | SAHID DERMAWAN - SPV TSE BARAT | ACTIVE
5702LK658181 | EC082 | CENTRIFUGE 5702 30 HOLE | DIAGNOSTIC 2 | EPPENDORF SE (EPPENDORF AG) | GN00002463 | RSUD DR SOEDONO | KEDIRI | JAWA TIMUR | MADIUN | MAIN UNIT | CUSTOMER | - |  | 28 June 2024 |  | 3 January 2024 | LEO LANANG SIGIT - TSE CP | 2 July 2024 | ANDI ISMAIL - SPV TSE TIMUR | ACTIVE
5702LK658193 | EC080 | CENTRIFUGE 5702 24 HOLE | DIAGNOSTIC 2 | EPPENDORF SE (EPPENDORF AG) | GN23110012 | RS ALTIUS BEKASI | BEKASI | JAWA BARAT | BEKASI | MAIN UNIT | CUSTOMER | - |  | 5 January 2024 |  | 3 January 2024 | LEO LANANG SIGIT - TSE CP | 15 January 2024 | SAHID DERMAWAN - SPV TSE BARAT | ACTIVE
5702LK758135 | EC019 | CENTRIFUGE 5702230V/50-60HZ | DIAGNOSTIC 2 | EPPENDORF SE (EPPENDORF AG) | GN00004846 | PT PRODIA WIDYAHUSADA ( LAB PRODIA - PADANG ) | PADANG | SUMATERA BARAT | PADANG | MAIN UNIT | CUSTOMER | - |  | 28 June 2024 |  | 3 January 2024 | LEO LANANG SIGIT - TSE CP | 1 July 2024 | SAHID DERMAWAN - SPV TSE BARAT | ACTIVE
5702LK758138 | EC019 | CENTRIFUGE 5702230V/50-60HZ | DIAGNOSTIC 2 | EPPENDORF SE (EPPENDORF AG) | GN00002986 | RDC PUSAT - RAWAGELAM | PUSAT | DKI JAKARTA | JAKARTA TIMUR | MAIN UNIT | EMP | - |  | - |  | 3 January 2024 | LEO LANANG SIGIT - TSE CP | - |  | ACTIVE
5702LK758142 | EC019 | CENTRIFUGE 5702230V/50-60HZ | DIAGNOSTIC 2 | EPPENDORF SE (EPPENDORF AG) | GN00002986 | RDC PUSAT - RAWAGELAM | PUSAT | DKI JAKARTA | JAKARTA TIMUR | MAIN UNIT | EMP | - |  | - |  | 3 January 2024 | LEO LANANG SIGIT - TSE CP | - |  | ACTIVE
5702LK758184 | EC080 | CENTRIFUGE 5702 24 HOLE | DIAGNOSTIC 2 | EPPENDORF SE (EPPENDORF AG) | GN00002108 | RS MITRA SATELIT SURABAYA | SURABAYA-1 | JAWA TIMUR | SURABAYA | MAIN UNIT | CUSTOMER | - |  | 29 January 2024 |  | 3 January 2024 | LEO LANANG SIGIT - TSE CP | 13 February 2024 | ANDI ISMAIL - SPV TSE TIMUR | ACTIVE
5702LK858175 | EC082 | CENTRIFUGE 5702 30 HOLE | DIAGNOSTIC 2 | EPPENDORF SE (EPPENDORF AG) | GN00000188 | RS AWAL BROS PEKANBARU | PEKAN BARU | RIAU | PEKANBARU | MAIN UNIT | CUSTOMER | - |  | 26 July 2024 |  | 3 January 2024 | LEO LANANG SIGIT - TSE CP | 6 August 2024 | SAHID DERMAWAN - SPV TSE BARAT | ACTIVE
5702LK858187 | EC080 | CENTRIFUGE 5702 24 HOLE | DIAGNOSTIC 2 | EPPENDORF SE (EPPENDORF AG) | GN24060010 | RS PRIMAYA MAKASSAR | MAKASSAR | SULAWESI SELATAN | MAKASSAR | MAIN UNIT | CUSTOMER | - |  | 31 January 2024 |  | 3 January 2024 | LEO LANANG SIGIT - TSE CP | 25 June 2024 | ANDI ISMAIL - SPV TSE TIMUR | ACTIVE
5702LK958178 | EC082 | CENTRIFUGE 5702 30 HOLE | DIAGNOSTIC 2 | EPPENDORF SE (EPPENDORF AG) | GN00000188 | RS AWAL BROS PEKANBARU | PEKAN BARU | RIAU | PEKANBARU | MAIN UNIT | CUSTOMER | - |  | 26 July 2024 |  | 15 January 2024 | LEO LANANG SIGIT - TSE CP | 6 August 2024 | SAHID DERMAWAN - SPV TSE BARAT | ACTIVE
5702LK958191 | EC080 | CENTRIFUGE 5702 24 HOLE | DIAGNOSTIC 2 | EPPENDORF SE (EPPENDORF AG) | GN00002986 | RDC PUSAT - RAWAGELAM | PUSAT | DKI JAKARTA | JAKARTA TIMUR | MAIN UNIT | EMP | - |  | - |  | 3 January 2024 | LEO LANANG SIGIT - TSE CP | - |  | ACTIVE
5702LM058346 | E5702 | CENTRIFUGE 5702 | DIAGNOSTIC 2 | EPPENDORF SE (EPPENDORF AG) | GN00002986 | RDC PUSAT - RAWAGELAM | PUSAT | DKI JAKARTA | JAKARTA TIMUR | MAIN UNIT | EMP | - |  | - |  | 3 January 2024 | LEO LANANG SIGIT - TSE CP | - |  | ACTIVE
5702LM058349 | E5702 | CENTRIFUGE 5702 | DIAGNOSTIC 2 | EPPENDORF SE (EPPENDORF AG) | GN00002986 | RDC PUSAT - RAWAGELAM | PUSAT | DKI JAKARTA | JAKARTA TIMUR | MAIN UNIT | EMP | - |  | - |  | 3 January 2024 | LEO LANANG SIGIT - TSE CP | - |  | ACTIVE
5702LM058350 | E5702 | CENTRIFUGE 5702 | DIAGNOSTIC 2 | EPPENDORF SE (EPPENDORF AG) | GN23090019 | BALAI KESEHATAN INDERA MASYARAKAT PROV JAWA TENGAH | SEMARANG | JAWA TENGAH | SEMARANG | MAIN UNIT | CUSTOMER | - |  | 13 December 2023 |  | 3 January 2024 | LEO LANANG SIGIT - TSE CP | 18 January 2024 | ANDI ISMAIL - SPV TSE TIMUR | ACTIVE
5702LM158353 | E5702 | CENTRIFUGE 5702 | DIAGNOSTIC 2 | EPPENDORF SE (EPPENDORF AG) | GN00002986 | RDC PUSAT - RAWAGELAM | PUSAT | DKI JAKARTA | JAKARTA TIMUR | MAIN UNIT | EMP | - |  | - |  | 3 January 2024 | LEO LANANG SIGIT - TSE CP | - |  | ACTIVE
5702LM258344 | E5702 | CENTRIFUGE 5702 | DIAGNOSTIC 2 | EPPENDORF SE (EPPENDORF AG) | GN00002986 | RDC PUSAT - RAWAGELAM | PUSAT | DKI JAKARTA | JAKARTA TIMUR | MAIN UNIT | EMP | - |  | - |  | 3 January 2024 | LEO LANANG SIGIT - TSE CP | - |  | ACTIVE
5702LM358347 | E5702 | CENTRIFUGE 5702 | DIAGNOSTIC 2 | EPPENDORF SE (EPPENDORF AG) | GN00002986 | RDC PUSAT - RAWAGELAM | PUSAT | DKI JAKARTA | JAKARTA TIMUR | MAIN UNIT | EMP | - |  | - |  | 3 January 2024 | LEO LANANG SIGIT - TSE CP | - |  | ACTIVE
5702LM458351 | E5702 | CENTRIFUGE 5702 | DIAGNOSTIC 2 | EPPENDORF SE (EPPENDORF AG) | GN00000638 | RSUD DAMANHURI BARABAI | BANJARMASIN | KALIMANTAN SELATAN | BANJARMASIN | MAIN UNIT | CUSTOMER | - |  | 21 June 2024 |  | 3 January 2024 | LEO LANANG SIGIT - TSE CP | 24 March 2025 | ANDI ISMAIL - SPV TSE TIMUR | ACTIVE
5702LM658345 | E5702 | CENTRIFUGE 5702 | DIAGNOSTIC 2 | EPPENDORF SE (EPPENDORF AG) | GN22070016 | RSU REGINA MARIS | MEDAN | SUMATERA UTARA | MEDAN | MAIN UNIT | CUSTOMER | - |  | 23 March 2024 |  | 3 January 2024 | LEO LANANG SIGIT - TSE CP | 1 April 2024 | SAHID DERMAWAN - SPV TSE BARAT | ACTIVE
5702LM758348 | E5702 | CENTRIFUGE 5702 | DIAGNOSTIC 2 | EPPENDORF SE (EPPENDORF AG) | GN00001671 | RS MITRA MASYARAKAT | JAYAPURA | PAPUA | TIMIKA | MAIN UNIT | CUSTOMER | - |  | 1 June 2024 |  | 3 January 2024 | LEO LANANG SIGIT - TSE CP | 6 June 2024 | ANDI ISMAIL - SPV TSE TIMUR | ACTIVE
5702LM858352 | E5702 | CENTRIFUGE 5702 | DIAGNOSTIC 2 | EPPENDORF SE (EPPENDORF AG) | GN00002986 | RDC PUSAT - RAWAGELAM | PUSAT | DKI JAKARTA | JAKARTA TIMUR | MAIN UNIT | EMP | - |  | - |  | 3 January 2024 | LEO LANANG SIGIT - TSE CP | - |  | ACTIVE
5702MI059419 | E5702 | CENTRIFUGE 5702 | DIAGNOSTIC 2 | EPPENDORF SE (EPPENDORF AG) | GN24120017 | RS UPT VERTIKAL MAKASSAR | MAKASSAR | SULAWESI SELATAN | MAKASSAR | MAIN UNIT | CUSTOMER | - |  | 17 December 2024 |  | 31 July 2024 | LEO LANANG SIGIT - TSE CP | 6 January 2025 | SAHID DERMAWAN - SPV TSE BARAT | ACTIVE
5702MI059420 | E5702 | CENTRIFUGE 5702 | DIAGNOSTIC 2 | EPPENDORF SE (EPPENDORF AG) | GN00002463 | RSUD DR SOEDONO | KEDIRI | JAWA TIMUR | MADIUN | MAIN UNIT | CUSTOMER | - |  | 28 June 2024 |  | 20 May 2024 | LEO LANANG SIGIT - TSE CP | 2 July 2024 | ANDI ISMAIL - SPV TSE TIMUR | ACTIVE
5702MI059423 | E5702 | CENTRIFUGE 5702 | DIAGNOSTIC 2 | EPPENDORF SE (EPPENDORF AG) | GN00002986 | RDC PUSAT - RAWAGELAM | PUSAT | DKI JAKARTA | JAKARTA TIMUR | MAIN UNIT | EMP | - |  | - |  | 31 July 2024 | LEO LANANG SIGIT - TSE CP | - |  | ACTIVE
5702MI059432 | E5702 | CENTRIFUGE 5702 | DIAGNOSTIC 2 | EPPENDORF SE (EPPENDORF AG) | GN23110023 | RS PRIMAYA BEKASI TIMUR | BEKASI | JAWA BARAT | BEKASI | MAIN UNIT | CUSTOMER | - |  | 4 December 2024 |  | 20 May 2024 | LEO LANANG SIGIT - TSE CP | 6 January 2025 | SAHID DERMAWAN - SPV TSE BARAT | ACTIVE
5702MI159414 | E5702 | CENTRIFUGE 5702 | DIAGNOSTIC 2 | EPPENDORF SE (EPPENDORF AG) | GN00002024 | LAB WESTERINDO | JAKARTA-2 | DKI JAKARTA | JAKARTA SELATAN | MAIN UNIT | CUSTOMER | - |  | 1 April 2024 |  | 15 January 2024 | LEO LANANG SIGIT - TSE CP | 22 April 2024 | SAHID DERMAWAN - SPV TSE BARAT | ACTIVE
5702MI159426 | E5702 | CENTRIFUGE 5702 | DIAGNOSTIC 2 | EPPENDORF SE (EPPENDORF AG) | GN00001880 | LAB PRODIA MAGELANG | YOGYAKARTA | YOGYAKARTA | YOGYAKARTA | MAIN UNIT | CUSTOMER | - |  | 20 March 2025 |  | 31 July 2024 | LEO LANANG SIGIT - TSE CP | 24 March 2025 | ANDI ISMAIL - SPV TSE TIMUR | ACTIVE
5702MI259417 | E5702 | CENTRIFUGE 5702 | DIAGNOSTIC 2 | EPPENDORF SE (EPPENDORF AG) | GN23050012 | LAB WESTERINDO MAKASAR | MAKASSAR | SULAWESI SELATAN | MAKASSAR | MAIN UNIT | CUSTOMER | - |  | 31 July 2025 |  | 4 August 2025 | LEO LANANG SIGIT - TSE CP | 4 August 2025 | SAHID DERMAWAN - SPV TSE BARAT | ACTIVE
5702MI259429 | E5702 | CENTRIFUGE 5702 | DIAGNOSTIC 2 | EPPENDORF SE (EPPENDORF AG) | GN00002986 | RDC PUSAT - RAWAGELAM | PUSAT | DKI JAKARTA | JAKARTA TIMUR | MAIN UNIT | EMP | - |  | - |  | 15 January 2024 | LEO LANANG SIGIT - TSE CP | - |  | ACTIVE
5702MI259430 | E5702 | CENTRIFUGE 5702 | DIAGNOSTIC 2 | EPPENDORF SE (EPPENDORF AG) | GN00000642 | RSU SARI MULIA ( RSB ) | BANJARMASIN | KALIMANTAN SELATAN | BANJARBARU | MAIN UNIT | CUSTOMER | - |  | 13 July 2024 |  | 15 January 2024 | LEO LANANG SIGIT - TSE CP | 17 July 2024 | ANDI ISMAIL - SPV TSE TIMUR | ACTIVE
5702MI359421 | E5702 | CENTRIFUGE 5702 | DIAGNOSTIC 2 | EPPENDORF SE (EPPENDORF AG) | GN00002986 | RDC PUSAT - RAWAGELAM | PUSAT | DKI JAKARTA | JAKARTA TIMUR | MAIN UNIT | EMP | - |  | - |  | 31 July 2024 | LEO LANANG SIGIT - TSE CP | - |  | ACTIVE
5702MI359433 | E5702 | CENTRIFUGE 5702 | DIAGNOSTIC 2 | EPPENDORF SE (EPPENDORF AG) | GN24070022 | RS HERMINA NUSANTARA IKN | BALIKPAPAN | KALIMANTAN TIMUR | BALIKPAPAN | MAIN UNIT | CUSTOMER | - |  | 9 October 2024 |  | 20 May 2024 | LEO LANANG SIGIT - TSE CP | 5 November 2024 | ANDI ISMAIL - SPV TSE TIMUR | ACTIVE
5702MI459424 | E5702 | CENTRIFUGE 5702 | DIAGNOSTIC 2 | EPPENDORF SE (EPPENDORF AG) | GN00002986 | RDC PUSAT - RAWAGELAM | PUSAT | DKI JAKARTA | JAKARTA TIMUR | MAIN UNIT | EMP | - |  | - |  | 31 July 2024 | LEO LANANG SIGIT - TSE CP | - |  | ACTIVE
5702MI559415 | E5702 | CENTRIFUGE 5702 | DIAGNOSTIC 2 | EPPENDORF SE (EPPENDORF AG) | GN00000228 | RSUD DR ADNAAN WD | PADANG | SUMATERA BARAT | PAYAKUMBUH | MAIN UNIT | CUSTOMER | - |  | 3 October 2024 |  | 20 May 2024 | LEO LANANG SIGIT - TSE CP | 5 November 2024 | SAHID DERMAWAN - SPV TSE BARAT | ACTIVE
5702MI559427 | E5702 | CENTRIFUGE 5702 | DIAGNOSTIC 2 | EPPENDORF SE (EPPENDORF AG) | GN17020003 | RSJ PROF DR. MUHAMMAD ILDREM | MEDAN | SUMATERA UTARA | MEDAN | MAIN UNIT | CUSTOMER | - |  | 7 August 2025 |  | 31 July 2024 | LEO LANANG SIGIT - TSE CP | 11 September 2025 | SAHID DERMAWAN - SPV TSE BARAT | ACTIVE
5702MI659418 | E5702 | CENTRIFUGE 5702 | DIAGNOSTIC 2 | EPPENDORF SE (EPPENDORF AG) | GN00003173 | RS BINA HUSADA | BOGOR | JAWA BARAT | BOGOR | MAIN UNIT | CUSTOMER | - |  | 22 November 2024 |  | 20 May 2024 | LEO LANANG SIGIT - TSE CP | 2 December 2024 | SAHID DERMAWAN - SPV TSE BARAT | ACTIVE
5702MI659431 | E5702 | CENTRIFUGE 5702 | DIAGNOSTIC 2 | EPPENDORF SE (EPPENDORF AG) | GN00002463 | RSUD DR SOEDONO | KEDIRI | JAWA TIMUR | MADIUN | MAIN UNIT | CUSTOMER | - |  | 28 June 2024 |  | 15 January 2024 | LEO LANANG SIGIT - TSE CP | 2 July 2024 | ANDI ISMAIL - SPV TSE TIMUR | ACTIVE
5702MI759422 | E5702 | CENTRIFUGE 5702 | DIAGNOSTIC 2 | EPPENDORF SE (EPPENDORF AG) | GN00002986 | RDC PUSAT - RAWAGELAM | PUSAT | DKI JAKARTA | JAKARTA TIMUR | MAIN UNIT | EMP | - |  | - |  | 20 May 2024 | LEO LANANG SIGIT - TSE CP | - |  | ACTIVE
5702MI859425 | E5702 | CENTRIFUGE 5702 | DIAGNOSTIC 2 | EPPENDORF SE (EPPENDORF AG) | GN22090001 | RS PRIMAYA BHAKTI WARA | PANGKAL PINANG | KEPULAUAN BANGKA BELITUNG | PANGKAL PINANG | MAIN UNIT | CUSTOMER | - |  | 13 August 2025 |  | 31 July 2024 | LEO LANANG SIGIT - TSE CP | 11 September 2025 | SAHID DERMAWAN - SPV TSE BARAT | ACTIVE
5702MI959416 | E5702 | CENTRIFUGE 5702 | DIAGNOSTIC 2 | EPPENDORF SE (EPPENDORF AG) | GN00002463 | RSUD DR SOEDONO | KEDIRI | JAWA TIMUR | MADIUN | MAIN UNIT | CUSTOMER | - |  | 28 June 2024 |  | 15 January 2024 | LEO LANANG SIGIT - TSE CP | 2 July 2024 | ANDI ISMAIL - SPV TSE TIMUR | ACTIVE
5702MI959428 | E5702 | CENTRIFUGE 5702 | DIAGNOSTIC 2 | EPPENDORF SE (EPPENDORF AG) | GN00002986 | RDC PUSAT - RAWAGELAM | PUSAT | DKI JAKARTA | JAKARTA TIMUR | MAIN UNIT | EMP | - |  | - |  | 20 May 2024 | LEO LANANG SIGIT - TSE CP | - |  | ACTIVE
5702MJ059496 | EC080 | CENTRIFUGE 5702 24 HOLE | DIAGNOSTIC 2 | EPPENDORF SE (EPPENDORF AG) | GN00001265 | RS Husada Utama | SURABAYA-1 | JAWA TIMUR | SURABAYA | MAIN UNIT | CUSTOMER | - |  | 16 March 2024 |  | 15 January 2024 | LEO LANANG SIGIT - TSE CP | 19 March 2024 | ANDI ISMAIL - SPV TSE TIMUR | ACTIVE
5702MJ059499 | EC080 | CENTRIFUGE 5702 24 HOLE | DIAGNOSTIC 2 | EPPENDORF SE (EPPENDORF AG) | GN00002986 | RDC PUSAT - RAWAGELAM | PUSAT | DKI JAKARTA | JAKARTA TIMUR | MAIN UNIT | EMP | - |  | - |  | 15 January 2024 | LEO LANANG SIGIT - TSE CP | - |  | ACTIVE
5702MJ059504 | E5702 | CENTRIFUGE 5702 | DIAGNOSTIC 2 | EPPENDORF SE (EPPENDORF AG) | GN00001783 | RS PKU Muhammadiyah Surakarta | SOLO | JAWA TENGAH | SURAKARTA | MAIN UNIT | CUSTOMER | - |  | 30 October 2024 |  | 26 July 2024 | LEO LANANG SIGIT - TSE CP | 5 November 2024 | ANDI ISMAIL - SPV TSE TIMUR | ACTIVE
5702MJ059507 | EC080 | CENTRIFUGE 5702 24 HOLE | DIAGNOSTIC 2 | EPPENDORF SE (EPPENDORF AG) | GN00002986 | RDC PUSAT - RAWAGELAM | PUSAT | DKI JAKARTA | JAKARTA TIMUR | MAIN UNIT | EMP | - |  | - |  | 20 May 2024 | LEO LANANG SIGIT - TSE CP | - |  | ACTIVE
5702MJ059528 | EC082 | CENTRIFUGE 5702 30 HOLE | DIAGNOSTIC 2 | EPPENDORF SE (EPPENDORF AG) | GN00002986 | RDC PUSAT - RAWAGELAM | PUSAT | DKI JAKARTA | JAKARTA TIMUR | MAIN UNIT | EMP | - |  | - |  | 26 July 2024 | LEO LANANG SIGIT - TSE CP | - |  | ACTIVE
5702MJ059532 | EC082 | CENTRIFUGE 5702 30 HOLE | DIAGNOSTIC 2 | EPPENDORF SE (EPPENDORF AG) | GN00000069 | RSUD DR HI ABDUL MOELOEK | BANDAR LAMPUNG | LAMPUNG | BANDAR LAMPUNG | MAIN UNIT | CUSTOMER | - |  | 21 November 2024 |  | 26 July 2024 | LEO LANANG SIGIT - TSE CP | 2 December 2024 | SAHID DERMAWAN - SPV TSE BARAT | ACTIVE
5702MJ059544 | EC082 | CENTRIFUGE 5702 30 HOLE | DIAGNOSTIC 2 | EPPENDORF SE (EPPENDORF AG) | GN00002986 | RDC PUSAT - RAWAGELAM | PUSAT | DKI JAKARTA | JAKARTA TIMUR | MAIN UNIT | EMP | - |  | - |  | 26 July 2024 | LEO LANANG SIGIT - TSE CP | - |  | ACTIVE
5702MJ059553 | EC082 | CENTRIFUGE 5702 30 HOLE | DIAGNOSTIC 2 | EPPENDORF SE (EPPENDORF AG) | GN00002986 | RDC PUSAT - RAWAGELAM | PUSAT | DKI JAKARTA | JAKARTA TIMUR | MAIN UNIT | EMP | - |  | - |  | 26 August 2025 | ERIS MAHRUS HADI - TSE CP | - |  | ACTIVE
5702MJ159511 | EC080 | CENTRIFUGE 5702 24 HOLE | DIAGNOSTIC 2 | EPPENDORF SE (EPPENDORF AG) | GN00002986 | RDC PUSAT - RAWAGELAM | PUSAT | DKI JAKARTA | JAKARTA TIMUR | MAIN UNIT | EMP | - |  | - |  | 20 May 2024 | LEO LANANG SIGIT - TSE CP | - |  | ACTIVE
5702MJ159547 | EC082 | CENTRIFUGE 5702 30 HOLE | DIAGNOSTIC 2 | EPPENDORF SE (EPPENDORF AG) | GN00002986 | RDC PUSAT - RAWAGELAM | PUSAT | DKI JAKARTA | JAKARTA TIMUR | MAIN UNIT | EMP | - |  | - |  | 26 July 2024 | LEO LANANG SIGIT - TSE CP | - |  | ACTIVE
5702MJ259494 | EC080 | CENTRIFUGE 5702 24 HOLE | DIAGNOSTIC 2 | EPPENDORF SE (EPPENDORF AG) | GN00002986 | RDC PUSAT - RAWAGELAM | PUSAT | DKI JAKARTA | JAKARTA TIMUR | MAIN UNIT | EMP | - |  | - |  | 20 May 2024 | LEO LANANG SIGIT - TSE CP | - |  | ACTIVE
5702MJ259502 | EC080 | CENTRIFUGE 5702 24 HOLE | DIAGNOSTIC 2 | EPPENDORF SE (EPPENDORF AG) | GN21010035 | Primaya Hospital Bekasi Utara | BEKASI | JAWA BARAT | BEKASI | MAIN UNIT | CUSTOMER | - |  | 14 June 2024 |  | 20 May 2024 | LEO LANANG SIGIT - TSE CP | 1 July 2024 | SAHID DERMAWAN - SPV TSE BARAT | ACTIVE
5702MJ259526 | EC082 | CENTRIFUGE 5702 30 HOLE | DIAGNOSTIC 2 | EPPENDORF SE (EPPENDORF AG) | GN21030011 | Lab Klinik Prodia Makassar | MAKASSAR | SULAWESI SELATAN | MAKASSAR | MAIN UNIT | CUSTOMER | - |  | 28 December 2024 |  | 26 July 2024 | LEO LANANG SIGIT - TSE CP | 6 January 2025 | SAHID DERMAWAN - SPV TSE BARAT | ACTIVE
5702MJ259551 | EC082 | CENTRIFUGE 5702 30 HOLE | DIAGNOSTIC 2 | EPPENDORF SE (EPPENDORF AG) | GN00004285 | PT PRODIA WIDYAHUSADA ( LAB PRODIA - MEDAN ) | MEDAN | SUMATERA UTARA | MEDAN | MAIN UNIT | CUSTOMER | - |  | 24 December 2024 |  | 26 July 2024 | LEO LANANG SIGIT - TSE CP | 6 January 2025 | SAHID DERMAWAN - SPV TSE BARAT | ACTIVE
5702MJ359497 | EC080 | CENTRIFUGE 5702 24 HOLE | DIAGNOSTIC 2 | EPPENDORF SE (EPPENDORF AG) | GN00002986 | RDC PUSAT - RAWAGELAM | PUSAT | DKI JAKARTA | JAKARTA TIMUR | MAIN UNIT | EMP | - |  | - |  | 15 January 2024 | LEO LANANG SIGIT - TSE CP | - |  | ACTIVE
5702MJ359505 | E5702 | CENTRIFUGE 5702 | DIAGNOSTIC 2 | EPPENDORF SE (EPPENDORF AG) | GN00000234 | RSU DR ACHMAD MOCHTAR | PADANG | SUMATERA BARAT | BUKITTINGGI | MAIN UNIT | CUSTOMER | - |  | 31 October 2024 |  | 26 July 2024 | LEO LANANG SIGIT - TSE CP | 5 November 2024 | SAHID DERMAWAN - SPV TSE BARAT | ACTIVE
5702MJ359529 | EC082 | CENTRIFUGE 5702 30 HOLE | DIAGNOSTIC 2 | EPPENDORF SE (EPPENDORF AG) | GN00002056 | LAB PRODIA KEDOYA | JAKARTA-2 | DKI JAKARTA | JAKARTA BARAT | MAIN UNIT | CUSTOMER | - |  | 24 December 2024 |  | 26 July 2024 | LEO LANANG SIGIT - TSE CP | 6 January 2025 | SAHID DERMAWAN - SPV TSE BARAT | ACTIVE
5702MJ359530 | EC082 | CENTRIFUGE 5702 30 HOLE | DIAGNOSTIC 2 | EPPENDORF SE (EPPENDORF AG) | GN00000719 | RS PUPUK KALTIM | SAMARINDA | KALIMANTAN TIMUR | SAMARINDA | MAIN UNIT | CUSTOMER | - |  | 11 February 2025 |  | 26 July 2024 | LEO LANANG SIGIT - TSE CP | 14 February 2025 | ANDI ISMAIL - SPV TSE TIMUR | ACTIVE
5702MJ459508 | EC080 | CENTRIFUGE 5702 24 HOLE | DIAGNOSTIC 2 | EPPENDORF SE (EPPENDORF AG) | GN00008157 | ITS (INSTITUT TEKNOLOGI SURABAYA) | SURABAYA-2 | JAWA TIMUR | SURABAYA | MAIN UNIT | CUSTOMER | - |  | 28 June 2024 |  | 20 May 2024 | LEO LANANG SIGIT - TSE CP | 19 September 2024 | ANDI ISMAIL - SPV TSE TIMUR | ACTIVE
5702MJ459533 | EC082 | CENTRIFUGE 5702 30 HOLE | DIAGNOSTIC 2 | EPPENDORF SE (EPPENDORF AG) | GN00002986 | RDC PUSAT - RAWAGELAM | PUSAT | DKI JAKARTA | JAKARTA TIMUR | MAIN UNIT | EMP | - |  | - |  | 26 August 2025 | ERIS MAHRUS HADI - TSE CP | - |  | ACTIVE
5702MJ459545 | EC082 | CENTRIFUGE 5702 30 HOLE | DIAGNOSTIC 2 | EPPENDORF SE (EPPENDORF AG) | GN00000009 | RSU DR CIPTO MANGUNKUSUMO | JAKARTA-1 | DKI JAKARTA | JAKARTA PUSAT | MAIN UNIT | CUSTOMER | - |  | 3 March 2025 |  | 26 July 2024 | LEO LANANG SIGIT - TSE CP | 27 March 2025 | SAHID DERMAWAN - SPV TSE BARAT | ACTIVE
5702MJ559500 | EC080 | CENTRIFUGE 5702 24 HOLE | DIAGNOSTIC 2 | EPPENDORF SE (EPPENDORF AG) | GN00005508 | PT. KIMIA FARMA DIAGNOSTIKA ( JL. A yani ) | MAKASSAR | SULAWESI SELATAN | MAKASSAR | MAIN UNIT | CUSTOMER | - |  | 30 March 2024 |  | 15 January 2024 | LEO LANANG SIGIT - TSE CP | 2 April 2024 | ANDI ISMAIL - SPV TSE TIMUR | ACTIVE
5702MJ559512 | E5702 | CENTRIFUGE 5702 | DIAGNOSTIC 2 | EPPENDORF SE (EPPENDORF AG) | GN00000234 | RSU DR ACHMAD MOCHTAR | PADANG | SUMATERA BARAT | BUKITTINGGI | MAIN UNIT | CUSTOMER | - |  | 30 October 2024 |  | 26 July 2024 | LEO LANANG SIGIT - TSE CP | 5 November 2024 | SAHID DERMAWAN - SPV TSE BARAT | ACTIVE
5702MJ559524 | EC082 | CENTRIFUGE 5702 30 HOLE | DIAGNOSTIC 2 | EPPENDORF SE (EPPENDORF AG) | GN00002986 | RDC PUSAT - RAWAGELAM | PUSAT | DKI JAKARTA | JAKARTA TIMUR | MAIN UNIT | EMP | - |  | - |  | 26 August 2025 | ERIS MAHRUS HADI - TSE CP | - |  | ACTIVE
5702MJ559548 | EC082 | CENTRIFUGE 5702 30 HOLE | DIAGNOSTIC 2 | EPPENDORF SE (EPPENDORF AG) | GN24060002 | CIPUTRA HOSPITAL SURABAYA | SURABAYA-1 | JAWA TIMUR | SURABAYA | MAIN UNIT | CUSTOMER | - |  | 2 May 2025 |  | 26 July 2024 | LEO LANANG SIGIT - TSE CP | 19 June 2025 | SAHID DERMAWAN - SPV TSE BARAT | ACTIVE
5702MJ659459 | EC080 | CENTRIFUGE 5702 24 HOLE | DIAGNOSTIC 2 | EPPENDORF SE (EPPENDORF AG) | GN00002986 | RDC PUSAT - RAWAGELAM | PUSAT | DKI JAKARTA | JAKARTA TIMUR | MAIN UNIT | EMP | - |  | - |  | 20 May 2024 | LEO LANANG SIGIT - TSE CP | - |  | ACTIVE
5702MJ659503 | EC080 | CENTRIFUGE 5702 24 HOLE | DIAGNOSTIC 2 | EPPENDORF SE (EPPENDORF AG) | GN00002726 | National Hospital Surabaya | SURABAYA-2 | JAWA TIMUR |  | MAIN UNIT | CUSTOMER | - |  | 2 August 2024 |  | 20 May 2024 | LEO LANANG SIGIT - TSE CP | 6 August 2024 | ANDI ISMAIL - SPV TSE TIMUR | ACTIVE
5702MJ659527 | EC082 | CENTRIFUGE 5702 30 HOLE | DIAGNOSTIC 2 | EPPENDORF SE (EPPENDORF AG) | GN00000447 | RSU GUNUNG SITOLI | PEMATANG SIANTAR | SUMATERA UTARA | GUNUNGSITOLI | MAIN UNIT | CUSTOMER | - |  | 2 July 2025 |  | 26 July 2024 | LEO LANANG SIGIT - TSE CP | 1 August 2025 | SAHID DERMAWAN - SPV TSE BARAT | ACTIVE
5702MJ659552 | EC082 | CENTRIFUGE 5702 30 HOLE | DIAGNOSTIC 2 | EPPENDORF SE (EPPENDORF AG) | GN00002986 | RDC PUSAT - RAWAGELAM | PUSAT | DKI JAKARTA | JAKARTA TIMUR | MAIN UNIT | EMP | - |  | - |  | 26 August 2025 | ERIS MAHRUS HADI - TSE CP | - |  | ACTIVE
5702MJ759498 | EC080 | CENTRIFUGE 5702 24 HOLE | DIAGNOSTIC 2 | EPPENDORF SE (EPPENDORF AG) | GN00002986 | RDC PUSAT - RAWAGELAM | PUSAT | DKI JAKARTA | JAKARTA TIMUR | MAIN UNIT | EMP | - |  | - |  | 20 May 2024 | LEO LANANG SIGIT - TSE CP | - |  | ACTIVE
5702MJ759506 | EC080 | CENTRIFUGE 5702 24 HOLE | DIAGNOSTIC 2 | EPPENDORF SE (EPPENDORF AG) | GN24060002 | CIPUTRA HOSPITAL SURABAYA | SURABAYA-1 | JAWA TIMUR | SURABAYA | MAIN UNIT | CUSTOMER | - |  | 9 August 2024 |  | 20 May 2024 | LEO LANANG SIGIT - TSE CP | 20 August 2024 | ANDI ISMAIL - SPV TSE TIMUR | ACTIVE
5702MJ759531 | EC082 | CENTRIFUGE 5702 30 HOLE | DIAGNOSTIC 2 | EPPENDORF SE (EPPENDORF AG) | GN00000447 | RSU GUNUNG SITOLI | PEMATANG SIANTAR | SUMATERA UTARA | GUNUNGSITOLI | MAIN UNIT | CUSTOMER | - |  | 2 July 2025 |  | 26 July 2024 | LEO LANANG SIGIT - TSE CP | 1 August 2025 | SAHID DERMAWAN - SPV TSE BARAT | ACTIVE
5702MJ859509 | EC080 | CENTRIFUGE 5702 24 HOLE | DIAGNOSTIC 2 | EPPENDORF SE (EPPENDORF AG) | GN00001086 | RS JANTUNG HARAPAN KITA | JAKARTA-2 | DKI JAKARTA | JAKARTA BARAT | MAIN UNIT | CUSTOMER | - |  | 9 September 2024 |  | 20 May 2024 | LEO LANANG SIGIT - TSE CP | 20 September 2024 | SAHID DERMAWAN - SPV TSE BARAT | ACTIVE
5702MJ859510 | EC080 | CENTRIFUGE 5702 24 HOLE | DIAGNOSTIC 2 | EPPENDORF SE (EPPENDORF AG) | GN00002986 | RDC PUSAT - RAWAGELAM | PUSAT | DKI JAKARTA | JAKARTA TIMUR | MAIN UNIT | EMP | - |  | - |  | 20 May 2024 | LEO LANANG SIGIT - TSE CP | - |  | ACTIVE
5702MJ859546 | EC082 | CENTRIFUGE 5702 30 HOLE | DIAGNOSTIC 2 | EPPENDORF SE (EPPENDORF AG) | GN00006018 | RSUD GUNUNGJATI | CIREBON | JAWA BARAT | CIREBON | MAIN UNIT | CUSTOMER | - |  | 24 July 2025 |  | 26 July 2024 | LEO LANANG SIGIT - TSE CP | 4 August 2025 | SAHID DERMAWAN - SPV TSE BARAT | ACTIVE
5702MJ959501 | EC080 | CENTRIFUGE 5702 24 HOLE | DIAGNOSTIC 2 | EPPENDORF SE (EPPENDORF AG) | GN00000674 | RSUD ABDUL WAHAB SJAHRANIE | SAMARINDA | KALIMANTAN TIMUR | SAMARINDA | MAIN UNIT | CUSTOMER | - |  | 23 April 2024 |  | 15 January 2024 | LEO LANANG SIGIT - TSE CP | 20 May 2024 | ANDI ISMAIL - SPV TSE TIMUR | ACTIVE
5702MJ959513 | E5702 | CENTRIFUGE 5702 | DIAGNOSTIC 2 | EPPENDORF SE (EPPENDORF AG) | GN00002986 | RDC PUSAT - RAWAGELAM | PUSAT | DKI JAKARTA | JAKARTA TIMUR | MAIN UNIT | EMP | - |  | - |  | 26 July 2024 | LEO LANANG SIGIT - TSE CP | - |  | ACTIVE
5702MJ959525 | EC082 | CENTRIFUGE 5702 30 HOLE | DIAGNOSTIC 2 | EPPENDORF SE (EPPENDORF AG) | GN00002986 | RDC PUSAT - RAWAGELAM | PUSAT | DKI JAKARTA | JAKARTA TIMUR | MAIN UNIT | EMP | - |  | - |  | 26 August 2025 | ERIS MAHRUS HADI - TSE CP | - |  | ACTIVE
5702MJ959549 | EC082 | CENTRIFUGE 5702 30 HOLE | DIAGNOSTIC 2 | EPPENDORF SE (EPPENDORF AG) | GN00002986 | RDC PUSAT - RAWAGELAM | PUSAT | DKI JAKARTA | JAKARTA TIMUR | MAIN UNIT | EMP | - |  | - |  | 26 July 2024 | LEO LANANG SIGIT - TSE CP | - |  | ACTIVE
5702MJ959550 | EC082 | CENTRIFUGE 5702 30 HOLE | DIAGNOSTIC 2 | EPPENDORF SE (EPPENDORF AG) | GN00002986 | RDC PUSAT - RAWAGELAM | PUSAT | DKI JAKARTA | JAKARTA TIMUR | MAIN UNIT | EMP | - |  | - |  | 26 July 2024 | LEO LANANG SIGIT - TSE CP | - |  | ACTIVE
5702MK059660 | EC019 | CENTRIFUGE 5702230V/50-60HZ | DIAGNOSTIC 2 | EPPENDORF SE (EPPENDORF AG) | GN00002986 | RDC PUSAT - RAWAGELAM | PUSAT | DKI JAKARTA | JAKARTA TIMUR | MAIN UNIT | EMP | - |  | - |  | 26 August 2025 | ERIS MAHRUS HADI - TSE CP | - |  | ACTIVE
5702MK059663 | EC019 | CENTRIFUGE 5702230V/50-60HZ | DIAGNOSTIC 2 | EPPENDORF SE (EPPENDORF AG) | GN00002986 | RDC PUSAT - RAWAGELAM | PUSAT | DKI JAKARTA | JAKARTA TIMUR | MAIN UNIT | EMP | - |  | - |  | 26 August 2025 | ERIS MAHRUS HADI - TSE CP | - |  | ACTIVE
5702MK059672 | EC019 | CENTRIFUGE 5702230V/50-60HZ | DIAGNOSTIC 2 | EPPENDORF SE (EPPENDORF AG) | GN00004409 | LABORATORIUM KLINIK PRODIA (PARMAN, PALU) | PALU | SULAWESI TENGAH | PALU | MAIN UNIT | CUSTOMER | - |  | 10 May 2025 |  | 22 April 2025 | ERIS MAHRUS HADI - TSE CP | 30 October 2025 | ANDI ISMAIL - SPV TSE TIMUR | ACTIVE
5702MK159642 | EC019 | CENTRIFUGE 5702230V/50-60HZ | DIAGNOSTIC 2 | EPPENDORF SE (EPPENDORF AG) | GN00002269 | LAB PRODIA SAMARINDA | SAMARINDA | KALIMANTAN TIMUR | SAMARINDA | MAIN UNIT | CUSTOMER | - |  | 28 August 2024 |  | 15 January 2024 | LEO LANANG SIGIT - TSE CP | 9 September 2024 | ANDI ISMAIL - SPV TSE TIMUR | ACTIVE
5702MK259669 | EC019 | CENTRIFUGE 5702230V/50-60HZ | DIAGNOSTIC 2 | EPPENDORF SE (EPPENDORF AG) | GN00008618 | LAB PRODIA ARTERI | JAKARTA-2 | DKI JAKARTA | JAKARTA BARAT | MAIN UNIT | CUSTOMER | - |  | 28 July 2025 |  | 22 April 2025 | ERIS MAHRUS HADI - TSE CP | 4 August 2025 | SAHID DERMAWAN - SPV TSE BARAT | ACTIVE
5702MK359661 | EC019 | CENTRIFUGE 5702230V/50-60HZ | DIAGNOSTIC 2 | EPPENDORF SE (EPPENDORF AG) | GN00002986 | RDC PUSAT - RAWAGELAM | PUSAT | DKI JAKARTA | JAKARTA TIMUR | MAIN UNIT | EMP | - |  | - |  | 26 August 2025 | ERIS MAHRUS HADI - TSE CP | - |  | ACTIVE
5702MK359673 | EC019 | CENTRIFUGE 5702230V/50-60HZ | DIAGNOSTIC 2 | EPPENDORF SE (EPPENDORF AG) | GN00004852 | PT PRODIA WIDYAHUSADA VETERAN ( LAB PRODIA - PALEMBANG ) | PALEMBANG | SUMATERA SELATAN |  | MAIN UNIT | CUSTOMER | - |  | 22 July 2025 |  | 22 April 2025 | ERIS MAHRUS HADI - TSE CP | 4 August 2025 | SAHID DERMAWAN - SPV TSE BARAT | ACTIVE
5702MK459640 | EC019 | CENTRIFUGE 5702230V/50-60HZ | DIAGNOSTIC 2 | EPPENDORF SE (EPPENDORF AG) | GN00001762 | PT PRODIA WIDYAHUSADA ( LAB PRODIA - MAKASAR) | MAKASSAR | SULAWESI SELATAN | MAKASSAR | MAIN UNIT | CUSTOMER | - |  | 28 October 2024 |  | 15 January 2024 | LEO LANANG SIGIT - TSE CP | 5 November 2024 | ANDI ISMAIL - SPV TSE TIMUR | ACTIVE
5702MK459652 | EC019 | CENTRIFUGE 5702230V/50-60HZ | DIAGNOSTIC 2 | EPPENDORF SE (EPPENDORF AG) | GN00002986 | RDC PUSAT - RAWAGELAM | PUSAT | DKI JAKARTA | JAKARTA TIMUR | MAIN UNIT | EMP | - |  | - |  | 15 January 2024 | LEO LANANG SIGIT - TSE CP | - |  | ACTIVE
5702MK459664 | EC019 | CENTRIFUGE 5702230V/50-60HZ | DIAGNOSTIC 2 | EPPENDORF SE (EPPENDORF AG) | GN00002986 | RDC PUSAT - RAWAGELAM | PUSAT | DKI JAKARTA | JAKARTA TIMUR | MAIN UNIT | EMP | - |  | - |  | 26 August 2025 | ERIS MAHRUS HADI - TSE CP | - |  | ACTIVE
5702MK559667 | EC019 | CENTRIFUGE 5702230V/50-60HZ | DIAGNOSTIC 2 | EPPENDORF SE (EPPENDORF AG) | GN00004852 | PT PRODIA WIDYAHUSADA VETERAN ( LAB PRODIA - PALEMBANG ) | PALEMBANG | SUMATERA SELATAN |  | MAIN UNIT | CUSTOMER | - |  | 23 July 2025 |  | 22 April 2025 | ERIS MAHRUS HADI - TSE CP | 4 August 2025 | SAHID DERMAWAN - SPV TSE BARAT | ACTIVE
5702MK659634 | EC019 | CENTRIFUGE 5702230V/50-60HZ | DIAGNOSTIC 2 | EPPENDORF SE (EPPENDORF AG) | GN00000024 | RS SANTA ELISABETH BATAM | BATAM | KEPULAUAN RIAU | BATAM | MAIN UNIT | CUSTOMER | - |  | 2 December 2024 |  | 15 January 2024 | LEO LANANG SIGIT - TSE CP | 31 December 2024 | SAHID DERMAWAN - SPV TSE BARAT | ACTIVE
5702MK659658 | EC019 | CENTRIFUGE 5702230V/50-60HZ | DIAGNOSTIC 2 | EPPENDORF SE (EPPENDORF AG) | GN00002986 | RDC PUSAT - RAWAGELAM | PUSAT | DKI JAKARTA | JAKARTA TIMUR | MAIN UNIT | EMP | - |  | - |  | 26 August 2025 | ERIS MAHRUS HADI - TSE CP | - |  | ACTIVE
5702MK759662 | EC019 | CENTRIFUGE 5702230V/50-60HZ | DIAGNOSTIC 2 | EPPENDORF SE (EPPENDORF AG) | GN00004852 | PT PRODIA WIDYAHUSADA VETERAN ( LAB PRODIA - PALEMBANG ) | PALEMBANG | SUMATERA SELATAN |  | MAIN UNIT | CUSTOMER | - |  | 23 July 2025 |  | 22 April 2025 | ERIS MAHRUS HADI - TSE CP | 4 August 2025 | SAHID DERMAWAN - SPV TSE BARAT | ACTIVE
5702MK859641 | EC019 | CENTRIFUGE 5702230V/50-60HZ | DIAGNOSTIC 2 | EPPENDORF SE (EPPENDORF AG) | GN00007996 | LAB PRODIA CILACAP | PURWOKERTO | JAWA TENGAH | CILACAP | MAIN UNIT | CUSTOMER | - |  | 10 December 2024 |  | 18 January 2024 | LEO LANANG SIGIT - TSE CP | 17 December 2024 | ANDI ISMAIL - SPV TSE TIMUR | ACTIVE
5702MK859644 | EC019 | CENTRIFUGE 5702230V/50-60HZ | DIAGNOSTIC 2 | EPPENDORF SE (EPPENDORF AG) | GN00002986 | RDC PUSAT - RAWAGELAM | PUSAT | DKI JAKARTA | JAKARTA TIMUR | MAIN UNIT | EMP | - |  | - |  | 15 January 2024 | LEO LANANG SIGIT - TSE CP | - |  | ACTIVE
5702MK959668 | EC019 | CENTRIFUGE 5702230V/50-60HZ | DIAGNOSTIC 2 | EPPENDORF SE (EPPENDORF AG) | GN00001721 | LAB PRODIA PALANGKARAYA | BANJARMASIN | KALIMANTAN TENGAH | PALANGKA RAYA | MAIN UNIT | CUSTOMER | - |  | 22 July 2025 |  | 22 April 2025 | ERIS MAHRUS HADI - TSE CP | 4 August 2025 | SAHID DERMAWAN - SPV TSE BARAT | ACTIVE
5702MO060642 | EC080 | CENTRIFUGE 5702 24 HOLE | DIAGNOSTIC 2 | EPPENDORF SE (EPPENDORF AG) | GN00001830 | RSUD LAWANG | MALANG | JAWA TIMUR | MALANG | MAIN UNIT | CUSTOMER | - |  | 4 February 2025 |  | 1 October 2024 | ARIEF SETIAWAN - TSE CP | 5 February 2025 | ANDI ISMAIL - SPV TSE TIMUR | ACTIVE
5702MO160657 | EC080 | CENTRIFUGE 5702 24 HOLE | DIAGNOSTIC 2 | EPPENDORF SE (EPPENDORF AG) | GN00001466 | RSUD SIDOARJO | SURABAYA-1 | JAWA TIMUR | SIDOARJO | MAIN UNIT | CUSTOMER | - |  | 5 December 2024 |  | 1 October 2024 | ARIEF SETIAWAN - TSE CP | 17 December 2024 | ANDI ISMAIL - SPV TSE TIMUR | ACTIVE
5702MO259417 | E5702 | CENTRIFUGE 5702 | DIAGNOSTIC 2 | EPPENDORF SE (EPPENDORF AG) | GN00002986 | RDC PUSAT - RAWAGELAM | PUSAT | DKI JAKARTA | JAKARTA TIMUR | MAIN UNIT | EMP | - |  | - |  | 31 July 2024 | LEO LANANG SIGIT - TSE CP | - |  | ACTIVE
5702MO460643 | EC080 | CENTRIFUGE 5702 24 HOLE | DIAGNOSTIC 2 | EPPENDORF SE (EPPENDORF AG) | GN23110023 | RS PRIMAYA BEKASI TIMUR | BEKASI | JAWA BARAT | BEKASI | MAIN UNIT | CUSTOMER | - |  | 4 December 2024 |  | 1 October 2024 | ARIEF SETIAWAN - TSE CP | 6 January 2025 | SAHID DERMAWAN - SPV TSE BARAT | ACTIVE
5702MO460657 | EC080 | CENTRIFUGE 5702 24 HOLE | DIAGNOSTIC 2 | EPPENDORF SE (EPPENDORF AG) | GN00002986 | RDC PUSAT - RAWAGELAM | PUSAT | DKI JAKARTA | JAKARTA TIMUR | MAIN UNIT | EMP | - |  | - |  | 1 October 2024 | ARIEF SETIAWAN - TSE CP | - |  | INACTIVE
5702MO860656 | EC080 | CENTRIFUGE 5702 24 HOLE | DIAGNOSTIC 2 | EPPENDORF SE (EPPENDORF AG) | GN24110013 | RS PRIMAYA KELAPA GADING | JAKARTA-1 | DKI JAKARTA | JAKARTA UTARA | MAIN UNIT | CUSTOMER | - |  | 18 February 2025 |  | 1 October 2024 | ARIEF SETIAWAN - TSE CP | 24 February 2025 | SAHID DERMAWAN - SPV TSE BARAT | ACTIVE
5702MP061013 | EC080 | CENTRIFUGE 5702 24 HOLE | DIAGNOSTIC 2 | EPPENDORF SE (EPPENDORF AG) | GN24110013 | RS PRIMAYA KELAPA GADING | JAKARTA-1 | DKI JAKARTA | JAKARTA UTARA | MAIN UNIT | CUSTOMER | - |  | 18 February 2025 |  | 20 November 2024 | ERIS MAHRUS HADI - TSE CP | 24 February 2025 | SAHID DERMAWAN - SPV TSE BARAT | ACTIVE
5702MP661012 | EC080 | CENTRIFUGE 5702 24 HOLE | DIAGNOSTIC 2 | EPPENDORF SE (EPPENDORF AG) | GN00002986 | RDC PUSAT - RAWAGELAM | PUSAT | DKI JAKARTA | JAKARTA TIMUR | MAIN UNIT | EMP | - |  | - |  | 20 November 2024 | ERIS MAHRUS HADI - TSE CP | - |  | ACTIVE
5702MQ061196 | EC080 | CENTRIFUGE 5702 24 HOLE | DIAGNOSTIC 2 | EPPENDORF SE (EPPENDORF AG) | GN00002986 | RDC PUSAT - RAWAGELAM | PUSAT | DKI JAKARTA | JAKARTA TIMUR | MAIN UNIT | EMP | - |  | - |  | 20 November 2024 | ERIS MAHRUS HADI - TSE CP | - |  | ACTIVE
5702MQ061201 | E5702 | CENTRIFUGE 5702 | DIAGNOSTIC 2 | EPPENDORF SE (EPPENDORF AG) | GN25080015 | RS JANTUNG OPUTA YI KOO | MAKASSAR | SULAWESI TENGGARA | KENDARI | MAIN UNIT | CUSTOMER | - |  | 28 August 2025 |  | 20 November 2024 | ERIS MAHRUS HADI - TSE CP | 11 September 2025 | SAHID DERMAWAN - SPV TSE BARAT | ACTIVE
5702MQ061249 | EC080 | CENTRIFUGE 5702 24 HOLE | DIAGNOSTIC 2 | EPPENDORF SE (EPPENDORF AG) | GN00001466 | RSUD SIDOARJO | SURABAYA-1 | JAWA TIMUR | SIDOARJO | MAIN UNIT | CUSTOMER | - |  | 3 September 2025 |  | 26 August 2025 | ERIS MAHRUS HADI - TSE CP | 2 October 2025 | SAHID DERMAWAN - SPV TSE BARAT | ACTIVE
5702MQ161199 | E5702 | CENTRIFUGE 5702 | DIAGNOSTIC 2 | EPPENDORF SE (EPPENDORF AG) | GN00002986 | RDC PUSAT - RAWAGELAM | PUSAT | DKI JAKARTA | JAKARTA TIMUR | MAIN UNIT | EMP | - |  | - |  | 20 November 2024 | ERIS MAHRUS HADI - TSE CP | - |  | ACTIVE
5702MQ161268 | EC080 | CENTRIFUGE 5702 24 HOLE | DIAGNOSTIC 2 | EPPENDORF SE (EPPENDORF AG) | GN00000755 | RSU UNDATA PALU | PALU | SULAWESI TENGAH | PALU | MAIN UNIT | CUSTOMER | - |  | 4 September 2025 |  | 26 August 2025 | ERIS MAHRUS HADI - TSE CP | 2 October 2025 | SAHID DERMAWAN - SPV TSE BARAT | ACTIVE
5702MQ361194 | EC080 | CENTRIFUGE 5702 24 HOLE | DIAGNOSTIC 2 | EPPENDORF SE (EPPENDORF AG) | GN00001471 | RSU DR MOEWARDI SURAKARTA | SOLO | JAWA TENGAH | SURAKARTA | MAIN UNIT | CUSTOMER | - |  | 6 May 2025 |  | 20 November 2024 | ERIS MAHRUS HADI - TSE CP | 17 May 2025 | ANDI ISMAIL - SPV TSE TIMUR | ACTIVE
5702MQ361202 | E5702 | CENTRIFUGE 5702 | DIAGNOSTIC 2 | EPPENDORF SE (EPPENDORF AG) | GN00002986 | RDC PUSAT - RAWAGELAM | PUSAT | DKI JAKARTA | JAKARTA TIMUR | MAIN UNIT | EMP | - |  | - |  | 26 August 2025 | ERIS MAHRUS HADI - TSE CP | - |  | ACTIVE
5702MQ361251 | EC080 | CENTRIFUGE 5702 24 HOLE | DIAGNOSTIC 2 | EPPENDORF SE (EPPENDORF AG) | GN00002024 | LAB WESTERINDO | JAKARTA-2 | DKI JAKARTA | JAKARTA SELATAN | MAIN UNIT | CUSTOMER | - |  | 8 September 2025 |  | 26 August 2025 | ERIS MAHRUS HADI - TSE CP | 2 October 2025 | SAHID DERMAWAN - SPV TSE BARAT | ACTIVE
5702MQ461197 | EC080 | CENTRIFUGE 5702 24 HOLE | DIAGNOSTIC 2 | EPPENDORF SE (EPPENDORF AG) | GN00002986 | RDC PUSAT - RAWAGELAM | PUSAT | DKI JAKARTA | JAKARTA TIMUR | MAIN UNIT | EMP | - |  | - |  | 20 November 2024 | ERIS MAHRUS HADI - TSE CP | - |  | ACTIVE
5702MQ561270 | EC080 | CENTRIFUGE 5702 24 HOLE | DIAGNOSTIC 2 | EPPENDORF SE (EPPENDORF AG) | GN25090003 | RS MITRA KELUARGA SIDOARJO | SURABAYA-1 | JAWA TIMUR | SURABAYA | MAIN UNIT | CUSTOMER | - |  | 17 October 2025 |  | 26 August 2025 | ERIS MAHRUS HADI - TSE CP | 21 October 2025 | SAHID DERMAWAN - SPV TSE BARAT | ACTIVE
5702MQ661200 | E5702 | CENTRIFUGE 5702 | DIAGNOSTIC 2 | EPPENDORF SE (EPPENDORF AG) | GN00002986 | RDC PUSAT - RAWAGELAM | PUSAT | DKI JAKARTA | JAKARTA TIMUR | MAIN UNIT | EMP | - |  | - |  | 26 August 2025 | ERIS MAHRUS HADI - TSE CP | - |  | ACTIVE
5702MQ761195 | EC080 | CENTRIFUGE 5702 24 HOLE | DIAGNOSTIC 2 | EPPENDORF SE (EPPENDORF AG) | GN00002986 | RDC PUSAT - RAWAGELAM | PUSAT | DKI JAKARTA | JAKARTA TIMUR | MAIN UNIT | EMP | - |  | - |  | 20 November 2024 | ERIS MAHRUS HADI - TSE CP | - |  | ACTIVE
5702MQ761203 | E5702 | CENTRIFUGE 5702 | DIAGNOSTIC 2 | EPPENDORF SE (EPPENDORF AG) | GN00002986 | RDC PUSAT - RAWAGELAM | PUSAT | DKI JAKARTA | JAKARTA TIMUR | MAIN UNIT | EMP | - |  | - |  | 26 August 2025 | ERIS MAHRUS HADI - TSE CP | - |  | ACTIVE
5702MQ861198 | EC080 | CENTRIFUGE 5702 24 HOLE | DIAGNOSTIC 2 | EPPENDORF SE (EPPENDORF AG) | GN00002986 | RDC PUSAT - RAWAGELAM | PUSAT | DKI JAKARTA | JAKARTA TIMUR | MAIN UNIT | EMP | - |  | - |  | 20 November 2024 | ERIS MAHRUS HADI - TSE CP | - |  | ACTIVE
5702NG961623 | E5702 | CENTRIFUGE 5702 | DIAGNOSTIC 2 | EPPENDORF SE (EPPENDORF AG) | GN00002986 | RDC PUSAT - RAWAGELAM | PUSAT | DKI JAKARTA | JAKARTA TIMUR | MAIN UNIT | EMP | - |  | - |  | 26 August 2025 | ERIS MAHRUS HADI - TSE CP | - |  | ACTIVE
5702NH061745 | EC080 | CENTRIFUGE 5702 24 HOLE | DIAGNOSTIC 2 | EPPENDORF SE (EPPENDORF AG) | GN00002986 | RDC PUSAT - RAWAGELAM | PUSAT | DKI JAKARTA | JAKARTA TIMUR | MAIN UNIT | EMP | - |  | - |  | 22 April 2025 | ERIS MAHRUS HADI - TSE CP | - |  | ACTIVE
5702NH061748 | EC080 | CENTRIFUGE 5702 24 HOLE | DIAGNOSTIC 2 | EPPENDORF SE (EPPENDORF AG) | GN00002986 | RDC PUSAT - RAWAGELAM | PUSAT | DKI JAKARTA | JAKARTA TIMUR | MAIN UNIT | EMP | - |  | - |  | 26 August 2025 | ERIS MAHRUS HADI - TSE CP | - |  | ACTIVE
5702NH061770 | EC080 | CENTRIFUGE 5702 24 HOLE | DIAGNOSTIC 2 | EPPENDORF SE (EPPENDORF AG) | GN00002986 | RDC PUSAT - RAWAGELAM | PUSAT | DKI JAKARTA | JAKARTA TIMUR | MAIN UNIT | EMP | - |  | - |  | 26 August 2025 | ERIS MAHRUS HADI - TSE CP | - |  | ACTIVE
5702NH061773 | EC080 | CENTRIFUGE 5702 24 HOLE | DIAGNOSTIC 2 | EPPENDORF SE (EPPENDORF AG) | GN00001245 | RS AISYIYAH - KLOJEN MALANG | SURABAYA-1 | JAWA TIMUR | MALANG | MAIN UNIT | CUSTOMER | - |  | 30 May 2025 |  | 22 April 2025 | ERIS MAHRUS HADI - TSE CP | 19 June 2025 | SAHID DERMAWAN - SPV TSE BARAT | ACTIVE
5702NH161752 | EC080 | CENTRIFUGE 5702 24 HOLE | DIAGNOSTIC 2 | EPPENDORF SE (EPPENDORF AG) | GN00001069 | RSUD LEUWILIANG | BOGOR | JAWA BARAT | BOGOR | MAIN UNIT | CUSTOMER | - |  | 6 November 2025 |  | 26 August 2025 | ERIS MAHRUS HADI - TSE CP | 13 November 2025 | SAHID DERMAWAN - SPV TSE BARAT | ACTIVE
5702NH261767 | EC080 | CENTRIFUGE 5702 24 HOLE | DIAGNOSTIC 2 | EPPENDORF SE (EPPENDORF AG) | GN00002986 | RDC PUSAT - RAWAGELAM | PUSAT | DKI JAKARTA | JAKARTA TIMUR | MAIN UNIT | EMP | - |  | - |  | 22 April 2025 | ERIS MAHRUS HADI - TSE CP | - |  | ACTIVE
5702NH361746 | EC080 | CENTRIFUGE 5702 24 HOLE | DIAGNOSTIC 2 | EPPENDORF SE (EPPENDORF AG) | GN25070005 | RSIA PEMERINTAH ACEH | BANDA ACEH | ACEH | BANDA ACEH | MAIN UNIT | CUSTOMER | - |  | 19 June 2025 |  | 22 April 2025 | ERIS MAHRUS HADI - TSE CP | 2 July 2025 | SAHID DERMAWAN - SPV TSE BARAT | ACTIVE
5702NH461749 | EC080 | CENTRIFUGE 5702 24 HOLE | DIAGNOSTIC 2 | EPPENDORF SE (EPPENDORF AG) | GN00001069 | RSUD LEUWILIANG | BOGOR | JAWA BARAT | BOGOR | MAIN UNIT | CUSTOMER | - |  | 6 November 2025 |  | 26 August 2025 | ERIS MAHRUS HADI - TSE CP | 13 November 2025 | SAHID DERMAWAN - SPV TSE BARAT | ACTIVE
5702NH461750 | EC080 | CENTRIFUGE 5702 24 HOLE | DIAGNOSTIC 2 | EPPENDORF SE (EPPENDORF AG) | GN00002986 | RDC PUSAT - RAWAGELAM | PUSAT | DKI JAKARTA | JAKARTA TIMUR | MAIN UNIT | EMP | - |  | - |  | 26 August 2025 | ERIS MAHRUS HADI - TSE CP | - |  | ACTIVE
5702NH561753 | EC080 | CENTRIFUGE 5702 24 HOLE | DIAGNOSTIC 2 | EPPENDORF SE (EPPENDORF AG) | GN00002986 | RDC PUSAT - RAWAGELAM | PUSAT | DKI JAKARTA | JAKARTA TIMUR | MAIN UNIT | EMP | - |  | - |  | 26 August 2025 | ERIS MAHRUS HADI - TSE CP | - |  | ACTIVE
5702NH561765 | EC080 | CENTRIFUGE 5702 24 HOLE | DIAGNOSTIC 2 | EPPENDORF SE (EPPENDORF AG) | GN00002986 | RDC PUSAT - RAWAGELAM | PUSAT | DKI JAKARTA | JAKARTA TIMUR | MAIN UNIT | EMP | - |  | - |  | 22 April 2025 | ERIS MAHRUS HADI - TSE CP | - |  | ACTIVE
5702NH661768 | EC080 | CENTRIFUGE 5702 24 HOLE | DIAGNOSTIC 2 | EPPENDORF SE (EPPENDORF AG) | GN00002986 | RDC PUSAT - RAWAGELAM | PUSAT | DKI JAKARTA | JAKARTA TIMUR | MAIN UNIT | EMP | - |  | - |  | 22 April 2025 | ERIS MAHRUS HADI - TSE CP | - |  | ACTIVE
5702NH761747 | EC080 | CENTRIFUGE 5702 24 HOLE | DIAGNOSTIC 2 | EPPENDORF SE (EPPENDORF AG) | GN00002986 | RDC PUSAT - RAWAGELAM | PUSAT | DKI JAKARTA | JAKARTA TIMUR | MAIN UNIT | EMP | - |  | - |  | 22 April 2025 | ERIS MAHRUS HADI - TSE CP | - |  | ACTIVE
5702NH761772 | EC019 | CENTRIFUGE 5702230V/50-60HZ | DIAGNOSTIC 2 | EPPENDORF SE (EPPENDORF AG) | GN00001721 | LAB PRODIA PALANGKARAYA | BANJARMASIN | KALIMANTAN TENGAH | PALANGKA RAYA | MAIN UNIT | CUSTOMER | - |  | 22 July 2025 |  | 22 April 2025 | ERIS MAHRUS HADI - TSE CP | 4 August 2025 | SAHID DERMAWAN - SPV TSE BARAT | ACTIVE
5702NH861751 | EC019 | CENTRIFUGE 5702230V/50-60HZ | DIAGNOSTIC 2 | EPPENDORF SE (EPPENDORF AG) | GN00001721 | LAB PRODIA PALANGKARAYA | BANJARMASIN | KALIMANTAN TENGAH | PALANGKA RAYA | MAIN UNIT | CUSTOMER | - |  | 22 July 2025 |  | 22 April 2025 | ERIS MAHRUS HADI - TSE CP | 4 August 2025 | SAHID DERMAWAN - SPV TSE BARAT | ACTIVE
5702NH961742 | E5702 | CENTRIFUGE 5702 | DIAGNOSTIC 2 | EPPENDORF SE (EPPENDORF AG) | GN00002986 | RDC PUSAT - RAWAGELAM | PUSAT | DKI JAKARTA | JAKARTA TIMUR | MAIN UNIT | EMP | - |  | - |  | 26 August 2025 | ERIS MAHRUS HADI - TSE CP | - |  | ACTIVE
5702NH961766 | EC019 | CENTRIFUGE 5702230V/50-60HZ | DIAGNOSTIC 2 | EPPENDORF SE (EPPENDORF AG) | GN00001721 | LAB PRODIA PALANGKARAYA | BANJARMASIN | KALIMANTAN TENGAH | PALANGKA RAYA | MAIN UNIT | CUSTOMER | - |  | 22 July 2025 |  | 22 April 2025 | ERIS MAHRUS HADI - TSE CP | 4 August 2025 | SAHID DERMAWAN - SPV TSE BARAT | ACTIVE
5702R924282 | E5702 | CENTRIFUGE 5702 | DIAGNOSTIC 2 | EPPENDORF SE (EPPENDORF AG) | GN00000276 | RSUD PARIAMAN | PADANG | SUMATERA BARAT | PARIAMAN | MAIN UNIT | CUSTOMER | - |  | 1 January 2011 |  | - |  | - |  | ACTIVE
5702WO0014522 | E5702 | CENTRIFUGE 5702 | DIAGNOSTIC 2 | EPPENDORF SE (EPPENDORF AG) | GN00001981 | PT PRODIA WIDYAHUSADA ( LAB PRODIA - BOGOR) SUDIRMAN | BOGOR | JAWA BARAT | BOGOR | MAIN UNIT | CUSTOMER | - |  | 1 January 2012 |  | - |  | - |  | ACTIVE
5702X0417648 | E5702 | CENTRIFUGE 5702 | DIAGNOSTIC 2 | EPPENDORF SE (EPPENDORF AG) | GN00000353 | RS DELI | MEDAN | SUMATERA UTARA | MEDAN | MAIN UNIT | CUSTOMER | - |  | 1 January 2013 |  | - |  | - |  | ACTIVE
5702XH016640 | E5702 | CENTRIFUGE 5702 | DIAGNOSTIC 2 | EPPENDORF SE (EPPENDORF AG) | GN00000932 | RSU IMMANUEL | BANDUNG | JAWA BARAT | BANDUNG | MAIN UNIT | CUSTOMER | - |  | 11 January 2010 |  | - |  | - |  | ACTIVE
5702XK117106 | E5702 | CENTRIFUGE 5702 | DIAGNOSTIC 2 | EPPENDORF SE (EPPENDORF AG) | GN00001981 | PT PRODIA WIDYAHUSADA ( LAB PRODIA - BOGOR) SUDIRMAN | BOGOR | JAWA BARAT | BOGOR | MAIN UNIT | CUSTOMER | - |  | 9 September 2007 |  | - |  | - |  | ACTIVE
5702XN217478 | E5702 | CENTRIFUGE 5702 | DIAGNOSTIC 2 | EPPENDORF SE (EPPENDORF AG) | GN00002178 | RSUD DR SOETOMO SURABAYA | SURABAYA-1 | JAWA TIMUR | SURABAYA | MAIN UNIT | CUSTOMER | - |  | 4 January 2010 |  | - |  | - |  | ACTIVE
5702XO017647 | E5702 | CENTRIFUGE 5702 | DIAGNOSTIC 2 | EPPENDORF SE (EPPENDORF AG) | GN00002142 | PMI UTDC KOTA MALANG | MALANG | JAWA TIMUR | MALANG | MAIN UNIT | CUSTOMER | - |  | 30 September 2009 |  | - |  | - |  | ACTIVE
5702YH018287 | E5702 | CENTRIFUGE 5702 | DIAGNOSTIC 2 | EPPENDORF SE (EPPENDORF AG) | GN00006782 | RS MITRA KELUARGA WARU | SURABAYA-1 | JAWA TIMUR | SURABAYA | MAIN UNIT | CUSTOMER | - |  | 1 January 2010 |  | - |  | - |  | ACTIVE
5702YH718286 | E5702 | CENTRIFUGE 5702 | DIAGNOSTIC 2 | EPPENDORF SE (EPPENDORF AG) | GN00002178 | RSUD DR SOETOMO SURABAYA | SURABAYA-1 | JAWA TIMUR | SURABAYA | MAIN UNIT | CUSTOMER | - |  | 1 January 2010 |  | - |  | - |  | ACTIVE
5702YH918175 | E5702 | CENTRIFUGE 5702 | DIAGNOSTIC 2 | EPPENDORF SE (EPPENDORF AG) | GN00002825 | RSUD KABUPATEN TANGERANG | TANGERANG | BANTEN |  | MAIN UNIT | CUSTOMER | - |  | 1 January 2010 |  | - |  | - |  | ACTIVE
5702YL020483 | E5702 | CENTRIFUGE 5702 | DIAGNOSTIC 2 | EPPENDORF SE (EPPENDORF AG) | GN00006018 | RSUD GUNUNGJATI | CIREBON | JAWA BARAT | CIREBON | MAIN UNIT | CUSTOMER | - |  | 1 January 2010 |  | - |  | - |  | ACTIVE
5702YL020498 | E5702 | CENTRIFUGE 5702 | DIAGNOSTIC 2 | EPPENDORF SE (EPPENDORF AG) | GN00001953 | LAB PRODIA BEKASI | BEKASI | JAWA BARAT | BEKASI | MAIN UNIT | CUSTOMER | - |  | 4 February 2012 |  | - |  | - |  | ACTIVE
5702YL020588 | E5702 | CENTRIFUGE 5702 | DIAGNOSTIC 2 | EPPENDORF SE (EPPENDORF AG) | GN00002463 | RSUD DR SOEDONO | KEDIRI | JAWA TIMUR | MADIUN | MAIN UNIT | CUSTOMER | - |  | 1 January 2010 |  | - |  | - |  | ACTIVE
5702YL220481 | E5702 | CENTRIFUGE 5702 | DIAGNOSTIC 2 | EPPENDORF SE (EPPENDORF AG) | GN00001135 | RSUD ADJIDARMO | TANGERANG | BANTEN | RANGKASBITUNG | MAIN UNIT | CUSTOMER | - |  | 1 January 2010 |  | - |  | - |  | ACTIVE
5702YL220586 | E5702 | CENTRIFUGE 5702 | DIAGNOSTIC 2 | EPPENDORF SE (EPPENDORF AG) | GN00001773 | BALAI BESAR KESEHATAN PARU MASYARAKAT | BANDUNG | JAWA BARAT | BANDUNG | MAIN UNIT | CUSTOMER | - |  | 9 February 2015 |  | - |  | - |  | ACTIVE
5702YL320484 | E5702 | CENTRIFUGE 5702 | DIAGNOSTIC 2 | EPPENDORF SE (EPPENDORF AG) | GN00002985 | WORKSHOOP CSM PUSAT | PUSAT | DKI JAKARTA | JAKARTA TIMUR | MAIN UNIT | EMP | - |  | 1 January 2010 |  | - |  | - |  | ACTIVE
5702YL320589 | E5702 | CENTRIFUGE 5702 | DIAGNOSTIC 2 | EPPENDORF SE (EPPENDORF AG) | GN00001773 | BALAI BESAR KESEHATAN PARU MASYARAKAT | BANDUNG | JAWA BARAT | BANDUNG | MAIN UNIT | CUSTOMER | - |  | 9 February 2015 |  | - |  | - |  | ACTIVE
5702YL320590 | E5702 | CENTRIFUGE 5702 | DIAGNOSTIC 2 | EPPENDORF SE (EPPENDORF AG) | GN00002463 | RSUD DR SOEDONO | KEDIRI | JAWA TIMUR | MADIUN | MAIN UNIT | CUSTOMER | - |  | 1 January 2010 |  | - |  | - |  | ACTIVE
5702YL420487 | E5702 | CENTRIFUGE 5702 | DIAGNOSTIC 2 | EPPENDORF SE (EPPENDORF AG) | GN00000211 | RSU BENGKALIS | PEKAN BARU | RIAU | PEKANBARU | MAIN UNIT | CUSTOMER | - |  | 2 January 2013 |  | - |  | - |  | ACTIVE
5702YL420499 | E5702 | CENTRIFUGE 5702 | DIAGNOSTIC 2 | EPPENDORF SE (EPPENDORF AG) | GN00002569 | PT. PRODIA WIDYAHUSADA ( LAB PRODIA - WASTU KENCANA ) | BANDUNG | JAWA BARAT | BANDUNG | MAIN UNIT | CUSTOMER | - |  | 17 December 2010 |  | - |  | - |  | ACTIVE
5702YL420593 | E5702 | CENTRIFUGE 5702 | DIAGNOSTIC 2 | EPPENDORF SE (EPPENDORF AG) | GN00000535 | RSUP DR KARIADI | SEMARANG | JAWA TENGAH | SEMARANG | MAIN UNIT | CUSTOMER | 1 February 1990 | MUNADI - TSE | 1 January 2013 |  | 1 February 1990 | MUNADI - TSE | - |  | ACTIVE
5702YL620482 | E5702 | CENTRIFUGE 5702 | DIAGNOSTIC 2 | EPPENDORF SE (EPPENDORF AG) | GN00006018 | RSUD GUNUNGJATI | CIREBON | JAWA BARAT | CIREBON | MAIN UNIT | CUSTOMER | - |  | 1 January 2010 |  | - |  | - |  | ACTIVE
5702YL720485 | E5702 | CENTRIFUGE 5702 | DIAGNOSTIC 2 | EPPENDORF SE (EPPENDORF AG) | GN00002108 | RS MITRA SATELIT SURABAYA | SURABAYA-1 | JAWA TIMUR | SURABAYA | MAIN UNIT | CUSTOMER | - |  | 4 January 2010 |  | - |  | - |  | ACTIVE
5702YL920585 | E5702 | CENTRIFUGE 5702 | DIAGNOSTIC 2 | EPPENDORF SE (EPPENDORF AG) | GN00001466 | RSUD SIDOARJO | SURABAYA-1 | JAWA TIMUR | SIDOARJO | MAIN UNIT | CUSTOMER | - |  | 1 January 2010 |  | - |  | - |  | ACTIVE
5702YLI20489 | E5702 | CENTRIFUGE 5702 | DIAGNOSTIC 2 | EPPENDORF SE (EPPENDORF AG) | GN00001901 | RSUP SOERADJI KLATEN | YOGYAKARTA | YOGYAKARTA | YOGYAKARTA | MAIN UNIT | CUSTOMER | - |  | 4 January 2010 |  | - |  | - |  | ACTIVE
5702YM020779 | E5702 | CENTRIFUGE 5702 | DIAGNOSTIC 2 | EPPENDORF SE (EPPENDORF AG) | GN00002178 | RSUD DR SOETOMO SURABAYA | SURABAYA-1 | JAWA TIMUR | SURABAYA | MAIN UNIT | CUSTOMER | - |  | 1 January 2010 |  | - |  | - |  | ACTIVE
5702YM220701 | E5702 | CENTRIFUGE 5702 | DIAGNOSTIC 2 | EPPENDORF SE (EPPENDORF AG) | GN00001121 | RSUD BANJAR | TASIKMALAYA | JAWA BARAT | BANJAR | MAIN UNIT | CUSTOMER | - |  | 1 January 2010 |  | - |  | - |  | ACTIVE
5702YM420663 | E0012 | CENTRIFUGE 5702 R W/O ROTOR REFRIGERATED 230V/50HZ | DIAGNOSTIC 2 | EPPENDORF SE (EPPENDORF AG) | GN00000529 | RSUD RA KARTINI | SEMARANG | JAWA TENGAH | JEPARA | MAIN UNIT | CUSTOMER | - |  | 1 January 2011 |  | - |  | - |  | ACTIVE
5702YM720778 | E5702 | CENTRIFUGE 5702 | DIAGNOSTIC 2 | EPPENDORF SE (EPPENDORF AG) | GN00003554 | RSUD EMBUNG FATIMAH | BATAM | KEPULAUAN RIAU | BATAM | MAIN UNIT | CUSTOMER | - |  | 1 January 2010 |  | - |  | - |  | ACTIVE
5702ZG622398 | E5702 | CENTRIFUGE 5702 | DIAGNOSTIC 2 | EPPENDORF SE (EPPENDORF AG) | GN00002056 | LAB PRODIA KEDOYA | JAKARTA-2 | DKI JAKARTA | JAKARTA BARAT | MAIN UNIT | CUSTOMER | - |  | 1 May 2012 |  | - |  | - |  | ACTIVE
5702ZI822744 | E5702 | CENTRIFUGE 5702 | DIAGNOSTIC 2 | EPPENDORF SE (EPPENDORF AG) | GN00002292 | LAB KLINIK THAMRIN MEDAN | MEDAN | SUMATERA UTARA | MEDAN | MAIN UNIT | CUSTOMER | - |  | 1 January 2013 |  | - |  | - |  | ACTIVE
5702ZI822768 | E5702 | CENTRIFUGE 5702 | DIAGNOSTIC 2 | EPPENDORF SE (EPPENDORF AG) | GN00000491 | RSIA KOTA SABUSSALAM | BANDA ACEH | ACEH | SUBULUSSALAM | MAIN UNIT | CUSTOMER | - |  | 1 January 2011 |  | - |  | - |  | ACTIVE
5702ZJ022860 | E5702 | CENTRIFUGE 5702 | DIAGNOSTIC 2 | EPPENDORF SE (EPPENDORF AG) | GN00001823 | RSUD Dr. SAIFUL ANWAR PROV JAWA TIMUR | MALANG | JAWA TIMUR | MALANG | MAIN UNIT | CUSTOMER | - |  | 4 January 2010 |  | - |  | - |  | ACTIVE
5702ZK622941 | E5702 | CENTRIFUGE 5702 | DIAGNOSTIC 2 | EPPENDORF SE (EPPENDORF AG) | GN00000642 | RSU SARI MULIA ( RSB ) | BANJARMASIN | KALIMANTAN SELATAN | BANJARBARU | MAIN UNIT | CUSTOMER | - |  | 1 January 2010 |  | - |  | - |  | ACTIVE
5702ZL023157 | E5702 | CENTRIFUGE 5702 | DIAGNOSTIC 2 | EPPENDORF SE (EPPENDORF AG) | GN00002052 | LAB PRODIA CIDENG | JAKARTA-2 | DKI JAKARTA | JAKARTA PUSAT | MAIN UNIT | CUSTOMER | - |  | 25 November 2010 |  | - |  | - |  | ACTIVE
5702ZL023211 | E5702 | CENTRIFUGE 5702 | DIAGNOSTIC 2 | EPPENDORF SE (EPPENDORF AG) | GN00001466 | RSUD SIDOARJO | SURABAYA-1 | JAWA TIMUR | SIDOARJO | MAIN UNIT | CUSTOMER | - |  | 1 January 2010 |  | - |  | - |  | ACTIVE
5702ZM023342 | E5702 | CENTRIFUGE 5702 | DIAGNOSTIC 2 | EPPENDORF SE (EPPENDORF AG) | GN00001952 | LAB PARAHITA BEKASI | BEKASI | JAWA BARAT | BEKASI | MAIN UNIT | CUSTOMER | - |  | 8 April 2013 |  | - |  | - |  | ACTIVE
5702ZM323343 | E5702 | CENTRIFUGE 5702 | DIAGNOSTIC 2 | EPPENDORF SE (EPPENDORF AG) | GN00001926 | RS KRISTEN NGESTI WALUYO | YOGYAKARTA | YOGYAKARTA | YOGYAKARTA | MAIN UNIT | CUSTOMER | 1 February 1990 | DIAN FEBRIYANA - TSE | 1 January 1900 |  | 1 February 1990 | DIAN FEBRIYANA - TSE | - |  | ACTIVE
5702ZM723344 | E5702 | CENTRIFUGE 5702 | DIAGNOSTIC 2 | EPPENDORF SE (EPPENDORF AG) | GN00002670 | LAB PRODIA SOLO | SOLO | JAWA TENGAH | SURAKARTA | MAIN UNIT | CUSTOMER | - |  | 1 January 2010 |  | - |  | - |  | ACTIVE
5702ZM823347 | E5702 | CENTRIFUGE 5702 | DIAGNOSTIC 2 | EPPENDORF SE (EPPENDORF AG) | GN00008995 | RSP.DR.H.A.ROTINSULU | BANDUNG-2 | JAWA BARAT | BANDUNG | MAIN UNIT | CUSTOMER | - |  | 28 May 2010 |  | - |  | - |  | ACTIVE
5702ZMI23348 | E5702 | CENTRIFUGE 5702 | DIAGNOSTIC 2 | EPPENDORF SE (EPPENDORF AG) | GN00002342 | RS PELABUHAN MEDAN | MEDAN | SUMATERA UTARA | MEDAN | MAIN UNIT | CUSTOMER | - |  | 1 January 2010 |  | - |  | - |  | ACTIVE
5702ZN023497 | E5702 | CENTRIFUGE 5702 | DIAGNOSTIC 2 | EPPENDORF SE (EPPENDORF AG) | GN00001981 | PT PRODIA WIDYAHUSADA ( LAB PRODIA - BOGOR) SUDIRMAN | BOGOR | JAWA BARAT | BOGOR | MAIN UNIT | CUSTOMER | - |  | 1 January 2012 |  | - |  | - |  | ACTIVE
5702ZN123500 | E5702 | CENTRIFUGE 5702 | DIAGNOSTIC 2 | EPPENDORF SE (EPPENDORF AG) | GN00002633 | LAB PRODIA CEMPAKA | PEKAN BARU | RIAU | PEKANBARU | MAIN UNIT | CUSTOMER | - |  | 1 January 2010 |  | - |  | - |  | ACTIVE
5702ZN223495 | E5702 | CENTRIFUGE 5702 | DIAGNOSTIC 2 | EPPENDORF SE (EPPENDORF AG) | GN00002569 | PT. PRODIA WIDYAHUSADA ( LAB PRODIA - WASTU KENCANA ) | BANDUNG | JAWA BARAT | BANDUNG | MAIN UNIT | CUSTOMER | - |  | 27 February 2010 |  | - |  | - |  | ACTIVE
5702ZN923494 | E5702 | CENTRIFUGE 5702 | DIAGNOSTIC 2 | EPPENDORF SE (EPPENDORF AG) | GN00007999 | LAB PRODIA DAAN MOGOT | JAKARTA-2 | DKI JAKARTA | JAKARTA BARAT | MAIN UNIT | CUSTOMER | 18 June 2020 | FAJAR FAHMI - TSE | 22 June 2020 | ARBIANSYAH - TSE | 18 June 2020 | FAJAR FAHMI - TSE | 22 June 2020 | ARBIANSYAH - TSE | ACTIVE
5702ZQ024105 | E5702 | CENTRIFUGE 5702 | DIAGNOSTIC 2 | EPPENDORF SE (EPPENDORF AG) | GN00003237 | PT PRODIA WIDYAHUSADA ( LAB PRODIA - CIBUBUR ) CILEUNGSI | BOGOR | JAWA BARAT | BOGOR | MAIN UNIT | CUSTOMER | - |  | 6 December 2011 |  | - |  | - |  | ACTIVE
5702ZQ024117 | E5702 | CENTRIFUGE 5702 | DIAGNOSTIC 2 | EPPENDORF SE (EPPENDORF AG) | GN18090013 | GRAHA PRODIA SURABAYA ( Lab. Prodia Gedung Baru ) | SURABAYA-1 | JAWA TIMUR |  | MAIN UNIT | CUSTOMER | - |  | 1 January 2010 |  | - |  | - |  | ACTIVE
5702ZQ024121 | E5702 | CENTRIFUGE 5702 | DIAGNOSTIC 2 | EPPENDORF SE (EPPENDORF AG) | GN18090013 | GRAHA PRODIA SURABAYA ( Lab. Prodia Gedung Baru ) | SURABAYA-1 | JAWA TIMUR |  | MAIN UNIT | CUSTOMER | - |  | 1 January 2010 |  | - |  | - |  | ACTIVE
5702ZQ124112 | E5702 | CENTRIFUGE 5702 | DIAGNOSTIC 2 | EPPENDORF SE (EPPENDORF AG) | GN00002670 | LAB PRODIA SOLO | SOLO | JAWA TENGAH | SURAKARTA | MAIN UNIT | CUSTOMER | - |  | 1 January 2010 |  | - |  | - |  | ACTIVE
5702ZQ224115 | E5702 | CENTRIFUGE 5702 | DIAGNOSTIC 2 | EPPENDORF SE (EPPENDORF AG) | GN00001744 | LAB PRODIA (RE MARTADINATA, TASIKMALAYA) | TASIKMALAYA | JAWA BARAT | TASIKMALAYA | MAIN UNIT | CUSTOMER | - |  | 4 January 2010 |  | - |  | - |  | ACTIVE
5702ZQ324106 | E5702 | CENTRIFUGE 5702 | DIAGNOSTIC 2 | EPPENDORF SE (EPPENDORF AG) | GN00002176 | LAB PRODIA GADING SERPONG | TANGERANG | BANTEN | TANGERANG | MAIN UNIT | CUSTOMER | - |  | 4 January 2010 |  | - |  | - |  | ACTIVE
5702ZQ424109 | E5702 | CENTRIFUGE 5702 | DIAGNOSTIC 2 | EPPENDORF SE (EPPENDORF AG) | GN00001888 | LAB PRODIA YOGYAKARTA | YOGYAKARTA | YOGYAKARTA | YOGYAKARTA | MAIN UNIT | CUSTOMER | 8 April 2014 |  | 1 January 1900 |  | 8 April 2014 |  | - |  | ACTIVE
5702ZQ524113 | E5702 | CENTRIFUGE 5702 | DIAGNOSTIC 2 | EPPENDORF SE (EPPENDORF AG) | GN00002798 | LAB PRODIA PUSAT RUJUKAN NASIONAL (PRN) | JAKARTA-1 | DKI JAKARTA | JAKARTA PUSAT | MAIN UNIT | CUSTOMER | - |  | 8 August 2011 |  | - |  | - |  | ACTIVE
5702zq624104 | E5702 | CENTRIFUGE 5702 | DIAGNOSTIC 2 | EPPENDORF SE (EPPENDORF AG) | GN00001597 | LAB PRODIA BANJARMASIN | BANJARMASIN | KALIMANTAN SELATAN | BANJARMASIN | MAIN UNIT | CUSTOMER | - |  | 5 January 2013 |  | - |  | - |  | ACTIVE
5702ZQ624116 | E5702 | CENTRIFUGE 5702 | DIAGNOSTIC 2 | EPPENDORF SE (EPPENDORF AG) | GN00002799 | LAB PRODIA SUNTER | JAKARTA-1 | DKI JAKARTA | JAKARTA UTARA | MAIN UNIT | CUSTOMER | - |  | 1 January 2010 |  | - |  | - |  | ACTIVE
5702ZQ724120 | E0018 |  |  |  | GN00002705 | LAB PRODIA KUPANG | KUPANG | NUSA TENGGARA TIMUR | KUPANG | MAIN UNIT | CUSTOMER | 26 January 2015 | I KADEK - TSE | 1 January 1900 |  | 26 January 2015 | I KADEK - TSE | - |  | INACTIVE
5702ZQ824111 | E5702 | CENTRIFUGE 5702 | DIAGNOSTIC 2 | EPPENDORF SE (EPPENDORF AG) | GN00004189 | PT. PRODIA WIDYAHUSADA ( LAB PRODIA - KEBAYORAN ) | PEJATEN | DKI JAKARTA | JAKARTA SELATAN | MAIN UNIT | CUSTOMER | - |  | 1 January 2010 |  | - |  | - |  | ACTIVE
5702ZQ924102 | E5702 | CENTRIFUGE 5702 | DIAGNOSTIC 2 | EPPENDORF SE (EPPENDORF AG) | GN00001823 | RSUD Dr. SAIFUL ANWAR PROV JAWA TIMUR | MALANG | JAWA TIMUR | MALANG | MAIN UNIT | CUSTOMER | - |  | 4 January 2010 |  | - |  | - |  | ACTIVE
5702ZQ924114 | E5702 | CENTRIFUGE 5702 | DIAGNOSTIC 2 | EPPENDORF SE (EPPENDORF AG) | GN00000581 | PRODIA (SEMARANG) | SEMARANG | JAWA TENGAH | SEMARANG | MAIN UNIT | CUSTOMER | 1 February 1990 | MUNADI - TSE | 1 January 1900 |  | 1 February 1990 | MUNADI - TSE | - |  | ACTIVE
5702ZR224315 | E5702 | CENTRIFUGE 5702 | DIAGNOSTIC 2 | EPPENDORF SE (EPPENDORF AG) | GN00002673 | Lab Kes Dinkes Kota Surakarta | SOLO | JAWA TENGAH |  | MAIN UNIT | CUSTOMER | - |  | 1 January 2010 |  | - |  | - |  | ACTIVE
5702ZR324318 | E5702 | CENTRIFUGE 5702 | DIAGNOSTIC 2 | EPPENDORF SE (EPPENDORF AG) | GN00002178 | RSUD DR SOETOMO SURABAYA | SURABAYA-1 | JAWA TIMUR | SURABAYA | MAIN UNIT | CUSTOMER | - |  | 1 January 2010 |  | - |  | - |  | ACTIVE
5702ZR424310 | E5702 | CENTRIFUGE 5702 | DIAGNOSTIC 2 | EPPENDORF SE (EPPENDORF AG) | GN00002178 | RSUD DR SOETOMO SURABAYA | SURABAYA-1 | JAWA TIMUR | SURABAYA | MAIN UNIT | CUSTOMER | - |  | 1 January 2010 |  | - |  | - |  | ACTIVE
5702ZR624316 | E5702 | CENTRIFUGE 5702 | DIAGNOSTIC 2 | EPPENDORF SE (EPPENDORF AG) | GN00002302 | LAB THAMRIN BINJAI | MEDAN | SUMATERA UTARA | BINJAI | MAIN UNIT | CUSTOMER | - |  | - |  | 27 April 2022 | LEO LANANG SIGIT - TSE CP | - |  | ACTIVE
5702ZR634216 | E5702 | CENTRIFUGE 5702 | DIAGNOSTIC 2 | EPPENDORF SE (EPPENDORF AG) | GN00002335 | LAB THAMRIN S.BATANGHARI | MEDAN | SUMATERA UTARA | MEDAN | MAIN UNIT | CUSTOMER | - |  | 1 January 2013 |  | - |  | - |  | ACTIVE
5702ZR724319 | E5702 | CENTRIFUGE 5702 | DIAGNOSTIC 2 | EPPENDORF SE (EPPENDORF AG) | GN00002178 | RSUD DR SOETOMO SURABAYA | SURABAYA-1 | JAWA TIMUR | SURABAYA | MAIN UNIT | CUSTOMER | - |  | 4 January 2010 |  | - |  | - |  | ACTIVE
5702ZR724320 | E5702 | CENTRIFUGE 5702 | DIAGNOSTIC 2 | EPPENDORF SE (EPPENDORF AG) | GN00001943 | LAB BIOFIT HEALTH CENTRE | BANDUNG | JAWA BARAT | BANDUNG | MAIN UNIT | CUSTOMER | - |  | 13 June 2012 |  | - |  | - |  | ACTIVE
5702ZR824311 | E5702 | CENTRIFUGE 5702 | DIAGNOSTIC 2 | EPPENDORF SE (EPPENDORF AG) | GN00002178 | RSUD DR SOETOMO SURABAYA | SURABAYA-1 | JAWA TIMUR | SURABAYA | MAIN UNIT | CUSTOMER | - |  | 1 January 2010 |  | - |  | - |  | ACTIVE
5702ZR924314 | E5702 | CENTRIFUGE 5702 | DIAGNOSTIC 2 | EPPENDORF SE (EPPENDORF AG) | GN00001707 | RSUD DR ISKAK TULUNGAGUNG | KEDIRI | JAWA TIMUR | TULUNGAGUNG | MAIN UNIT | CUSTOMER | - |  | 4 January 2010 |  | - |  | - |  | ACTIVE
5703A0110159 | E5702 | CENTRIFUGE 5702 | DIAGNOSTIC 2 | EPPENDORF SE (EPPENDORF AG) | GN00002419 | RS USU ( UNIVERSITAS SUMATERA UTARA ) | MEDAN | SUMATERA UTARA | MEDAN | MAIN UNIT | CUSTOMER | 21 April 2017 |  | 1 January 2013 |  | 21 April 2017 |  | - |  | ACTIVE
5703AN210068 | E5702 | CENTRIFUGE 5702 | DIAGNOSTIC 2 | EPPENDORF SE (EPPENDORF AG) | GN00007913 | DINAS KESEHATAN KAB/KOTA. KLATEN | YOGYAKARTA | YOGYAKARTA | KLATEN | MAIN UNIT | CUSTOMER | 24 January 2017 |  | 1 January 1900 |  | 24 January 2017 |  | - |  | ACTIVE
5703BL011269 | E5702 | CENTRIFUGE 5702 | DIAGNOSTIC 2 | EPPENDORF SE (EPPENDORF AG) | GN00001936 | POLTEKKES YOGYAKARTA | YOGYAKARTA | YOGYAKARTA | YOGYAKARTA | MAIN UNIT | CUSTOMER | 1 February 1990 | DIAN FEBRIYANA - TSE | 1 January 1900 |  | 1 February 1990 | DIAN FEBRIYANA - TSE | - |  | ACTIVE
5703BL311267 | E5702 | CENTRIFUGE 5702 | DIAGNOSTIC 2 | EPPENDORF SE (EPPENDORF AG) | GN00001909 | RSUD MUNTILAN | YOGYAKARTA | YOGYAKARTA | YOGYAKARTA | MAIN UNIT | CUSTOMER | 28 March 2015 | DIAN FEBRIYANA - TSE | 1 January 1900 |  | 28 March 2015 | DIAN FEBRIYANA - TSE | - |  | ACTIVE
5703CK81227 | E5702 | CENTRIFUGE 5702 | DIAGNOSTIC 2 | EPPENDORF SE (EPPENDORF AG) | GN00002613 | PMI UTD GORONTALO | MANADO | SULAWESI UTARA | GORONTALO | MAIN UNIT | CUSTOMER | - |  | 6 November 2014 |  | - |  | - |  | ACTIVE
5703CM212451 | E5702 | CENTRIFUGE 5702 | DIAGNOSTIC 2 | EPPENDORF SE (EPPENDORF AG) | GN00002986 | RDC PUSAT - RAWAGELAM | PUSAT | DKI JAKARTA | JAKARTA TIMUR | MAIN UNIT | EMP | 8 September 2014 | WISPI SIAGARI - TSE | 1 January 1900 |  | 8 September 2014 | WISPI SIAGARI - TSE | - |  | ACTIVE
5703CN012417 | E5702 | CENTRIFUGE 5702 | DIAGNOSTIC 2 | EPPENDORF SE (EPPENDORF AG) | GN00003153 | BALAI BESAR VETERINER MAROS | MAKASSAR | SULAWESI SELATAN | MAROS | MAIN UNIT | CUSTOMER | - |  | 30 June 2015 |  | - |  | - |  | ACTIVE
5703CN012421 | E5702 | CENTRIFUGE 5702 | DIAGNOSTIC 2 | EPPENDORF SE (EPPENDORF AG) | GN00002986 | RDC PUSAT - RAWAGELAM | PUSAT | DKI JAKARTA | JAKARTA TIMUR | MAIN UNIT | EMP | 16 September 2014 | WISPI SIAGARI - TSE | 1 January 1900 |  | 16 September 2014 | WISPI SIAGARI - TSE | - |  | ACTIVE
5703CN212415 | E5702 | CENTRIFUGE 5702 | DIAGNOSTIC 2 | EPPENDORF SE (EPPENDORF AG) | GN00002986 | RDC PUSAT - RAWAGELAM | PUSAT | DKI JAKARTA | JAKARTA TIMUR | MAIN UNIT | EMP | 8 September 2014 | WISPI SIAGARI - TSE | 1 January 1900 |  | 8 September 2014 | WISPI SIAGARI - TSE | - |  | ACTIVE
5703CN612416 | E5702 | CENTRIFUGE 5702 | DIAGNOSTIC 2 | EPPENDORF SE (EPPENDORF AG) | GN00008179 | BP 4 MADIUN | KEDIRI | JAWA TIMUR | KEDIRI | MAIN UNIT | CUSTOMER | - |  | 10 December 2014 |  | - |  | - |  | ACTIVE
5703CN712420 | E5702 | CENTRIFUGE 5702 | DIAGNOSTIC 2 | EPPENDORF SE (EPPENDORF AG) | GN00004893 | RS PENDIDIKAN UNS SURAKARTA | SOLO | JAWA TENGAH | SURAKARTA | MAIN UNIT | CUSTOMER | - |  | 16 November 2016 |  | - |  | - |  | ACTIVE
5703CN912414 | E5702 | CENTRIFUGE 5702 | DIAGNOSTIC 2 | EPPENDORF SE (EPPENDORF AG) | GN00008010 | UPTD BP4 LUBUK ALUNG ( RS PARU SUMATERA BARAT ) | PADANG | SUMATERA BARAT | PADANG | MAIN UNIT | CUSTOMER | - |  | 27 October 2014 |  | - |  | - |  | ACTIVE
5703GH716828 | E5702 | CENTRIFUGE 5702 | DIAGNOSTIC 2 | EPPENDORF SE (EPPENDORF AG) | GN00002813 | RS Universitas Yarsi | JAKARTA-1 | DKI JAKARTA |  | MAIN UNIT | CUSTOMER | 7 June 2018 | LEONARDUS ADI | 7 June 2018 |  | 7 June 2018 | LEONARDUS ADI | - |  | ACTIVE
5703M0225848 | E0012 | CENTRIFUGE 5702 R W/O ROTOR REFRIGERATED 230V/50HZ | DIAGNOSTIC 2 | EPPENDORF SE (EPPENDORF AG) | GN00001205 | RSUD BANYUMAS | PURWOKERTO | JAWA TENGAH | BANYUMAS | MAIN UNIT | CUSTOMER | - |  | 17 September 2024 |  | 17 September 2024 | LEO LANANG SIGIT - TSE CP | 23 September 2024 | ANDI ISMAIL - SPV TSE TIMUR | ACTIVE
5703MO125845 | E0012 | CENTRIFUGE 5702 R W/O ROTOR REFRIGERATED 230V/50HZ | DIAGNOSTIC 2 | EPPENDORF SE (EPPENDORF AG) | GN00010064 | RS ATMAJAYA | JAKARTA-2 | DKI JAKARTA |  | MAIN UNIT | CUSTOMER | - |  | 21 November 2024 |  | 20 November 2024 | ERIS MAHRUS HADI - TSE CP | 2 December 2024 | SAHID DERMAWAN - SPV TSE BARAT | ACTIVE
5703MO425843 | E0012 | CENTRIFUGE 5702 R W/O ROTOR REFRIGERATED 230V/50HZ | DIAGNOSTIC 2 | EPPENDORF SE (EPPENDORF AG) | GN00002986 | RDC PUSAT - RAWAGELAM | PUSAT | DKI JAKARTA | JAKARTA TIMUR | MAIN UNIT | EMP | - |  | - |  | 20 November 2024 | ERIS MAHRUS HADI - TSE CP | - |  | ACTIVE
5703MO525846 | E0012 | CENTRIFUGE 5702 R W/O ROTOR REFRIGERATED 230V/50HZ | DIAGNOSTIC 2 | EPPENDORF SE (EPPENDORF AG) | GN00002986 | RDC PUSAT - RAWAGELAM | PUSAT | DKI JAKARTA | JAKARTA TIMUR | MAIN UNIT | EMP | - |  | - |  | 20 November 2024 | ERIS MAHRUS HADI - TSE CP | - |  | ACTIVE
5703MO825844 | E0012 | CENTRIFUGE 5702 R W/O ROTOR REFRIGERATED 230V/50HZ | DIAGNOSTIC 2 | EPPENDORF SE (EPPENDORF AG) | GN00002986 | RDC PUSAT - RAWAGELAM | PUSAT | DKI JAKARTA | JAKARTA TIMUR | MAIN UNIT | EMP | - |  | - |  | 20 November 2024 | ERIS MAHRUS HADI - TSE CP | - |  | ACTIVE
5703MO925847 | E0012 | CENTRIFUGE 5702 R W/O ROTOR REFRIGERATED 230V/50HZ | DIAGNOSTIC 2 | EPPENDORF SE (EPPENDORF AG) | GN00002986 | RDC PUSAT - RAWAGELAM | PUSAT | DKI JAKARTA | JAKARTA TIMUR | MAIN UNIT | EMP | - |  | - |  | 20 November 2024 | ERIS MAHRUS HADI - TSE CP | - |  | ACTIVE
5703XN707022 | E5702 | CENTRIFUGE 5702 | DIAGNOSTIC 2 | EPPENDORF SE (EPPENDORF AG) | GN00001728 | RSUD TANJUNG PANDAN | PANGKAL PINANG | KEPULAUAN BANGKA BELITUNG | BANGKA | MAIN UNIT | CUSTOMER | - |  | 1 January 2013 |  | - |  | - |  | ACTIVE
5703YL308147 | E5702 | CENTRIFUGE 5702 | DIAGNOSTIC 2 | EPPENDORF SE (EPPENDORF AG) | GN00001823 | RSUD Dr. SAIFUL ANWAR PROV JAWA TIMUR | MALANG | JAWA TIMUR | MALANG | MAIN UNIT | CUSTOMER | - |  | 4 January 2010 |  | - |  | - |  | ACTIVE
5703YM308254 | E5702 | CENTRIFUGE 5702 | DIAGNOSTIC 2 | EPPENDORF SE (EPPENDORF AG) | GN00001823 | RSUD Dr. SAIFUL ANWAR PROV JAWA TIMUR | MALANG | JAWA TIMUR | MALANG | MAIN UNIT | CUSTOMER | - |  | 3 December 2009 |  | - |  | - |  | ACTIVE
5703YM908298 | E5702 | CENTRIFUGE 5702 | DIAGNOSTIC 2 | EPPENDORF SE (EPPENDORF AG) | GN00001171 | RS Pertamina Klayan | CIREBON | JAWA BARAT | CIREBON | MAIN UNIT | CUSTOMER | - |  | 1 May 2013 |  | - |  | - |  | ACTIVE
5703ZP309187 | E5702 | CENTRIFUGE 5702 | DIAGNOSTIC 2 | EPPENDORF SE (EPPENDORF AG) | GN00000786 | RS PENDIDIKAN UNHAS | MAKASSAR | SULAWESI SELATAN | MAKASSAR | MAIN UNIT | CUSTOMER | - |  | 1 January 2010 |  | - |  | - |  | ACTIVE
5704EM903333 | E5702 | CENTRIFUGE 5702 | DIAGNOSTIC 2 | EPPENDORF SE (EPPENDORF AG) | GN00002178 | RSUD DR SOETOMO SURABAYA | SURABAYA-1 | JAWA TIMUR | SURABAYA | MAIN UNIT | CUSTOMER | - |  | 10 December 2015 |  | - |  | - |  | ACTIVE
570EG637249 | E5702 | CENTRIFUGE 5702 | DIAGNOSTIC 2 | EPPENDORF SE (EPPENDORF AG) | GN00002986 | RDC PUSAT - RAWAGELAM | PUSAT | DKI JAKARTA | JAKARTA TIMUR | MAIN UNIT | EMP | 9 June 2015 | ANASTASIA OCTAVIN | 1 January 1900 |  | 9 June 2015 | ANASTASIA OCTAVIN | - |  | ACTIVE
570IM349719 | E5702 | CENTRIFUGE 5702 | DIAGNOSTIC 2 | EPPENDORF SE (EPPENDORF AG) | GN00002986 | RDC PUSAT - RAWAGELAM | PUSAT | DKI JAKARTA | JAKARTA TIMUR | MAIN UNIT | EMP | 9 June 2020 | LEO LANANG SIGIT - TSE CP | - |  | 8 June 2020 | LEO LANANG SIGIT - TSE CP | - |  | INACTIVE
571/XII/13 | TE032 | UV ROOM TSN 88 UV | IMAGING | TESENA INOVINDO, PT | GN00002406 | RUMKIT TK II DR. SOEDJONO | YOGYAKARTA | YOGYAKARTA | MAGELANG | MAIN UNIT | CUSTOMER | 3 December 2014 | DIAN FEBRIYANA - TSE | 30 December 2013 |  | 3 December 2014 | DIAN FEBRIYANA - TSE | - |  | ACTIVE
57130208 | FDRSM | DRYPIX SMART | IMAGING | FUJIFILM INDONESIA, PT. | GN00000658 | RSUD DR DORIS SYLVANUS | BANJARMASIN | KALIMANTAN TENGAH | PALANGKA RAYA | MAIN UNIT | CUSTOMER | - |  | 3 October 2022 | AHMAD FATKHUDIN - TSE | 23 September 2022 | ANTONIUS SAGITA - KALIBRASI | 3 October 2022 | AHMAD FATKHUDIN - TSE | ACTIVE
572/XII/13 | TE032 | UV ROOM TSN 88 UV | IMAGING | TESENA INOVINDO, PT | GN00002406 | RUMKIT TK II DR. SOEDJONO | YOGYAKARTA | YOGYAKARTA | MAGELANG | MAIN UNIT | CUSTOMER | 3 December 2014 | DIAN FEBRIYANA - TSE | 30 December 2013 |  | 3 December 2014 | DIAN FEBRIYANA - TSE | - |  | ACTIVE
573/XII/13 | TE032 | UV ROOM TSN 88 UV | IMAGING | TESENA INOVINDO, PT | GN00002406 | RUMKIT TK II DR. SOEDJONO | YOGYAKARTA | YOGYAKARTA | MAGELANG | MAIN UNIT | CUSTOMER | 3 December 2014 | DIAN FEBRIYANA - TSE | 30 December 2013 |  | 3 December 2014 | DIAN FEBRIYANA - TSE | - |  | ACTIVE
574/XII/13 | TE032 | UV ROOM TSN 88 UV | IMAGING | TESENA INOVINDO, PT | GN00002406 | RUMKIT TK II DR. SOEDJONO | YOGYAKARTA | YOGYAKARTA | MAGELANG | MAIN UNIT | CUSTOMER | 3 December 2014 | DIAN FEBRIYANA - TSE | 30 December 2013 |  | 3 December 2014 | DIAN FEBRIYANA - TSE | - |  | ACTIVE
575/XII/13 | TE032 | UV ROOM TSN 88 UV | IMAGING | TESENA INOVINDO, PT | GN00002406 | RUMKIT TK II DR. SOEDJONO | YOGYAKARTA | YOGYAKARTA | MAGELANG | MAIN UNIT | CUSTOMER | 3 December 2014 | DIAN FEBRIYANA - TSE | 30 December 2013 |  | 3 December 2014 | DIAN FEBRIYANA - TSE | - |  | ACTIVE
576/XII/13 | TE032 | UV ROOM TSN 88 UV | IMAGING | TESENA INOVINDO, PT | GN00002406 | RUMKIT TK II DR. SOEDJONO | YOGYAKARTA | YOGYAKARTA | MAGELANG | MAIN UNIT | CUSTOMER | 3 December 2014 | DIAN FEBRIYANA - TSE | 30 December 2013 |  | 3 December 2014 | DIAN FEBRIYANA - TSE | - |  | ACTIVE
577/X/10T87 | TE009 | INCUBATOR TSN87 | IMAGING | TESENA INOVINDO, PT | GN00008336 | RSUD NGIMBANG | SURABAYA-1 | JAWA TIMUR | SURABAYA | MAIN UNIT | CUSTOMER | - |  | 1 January 1900 |  | - |  | - |  | ACTIVE
578/X/10T87 | TE009 | INCUBATOR TSN87 | IMAGING | TESENA INOVINDO, PT | GN00008336 | RSUD NGIMBANG | SURABAYA-1 | JAWA TIMUR | SURABAYA | MAIN UNIT | CUSTOMER | - |  | 1 January 1900 |  | - |  | - |  | ACTIVE
57918 | SC550 |  |  |  | GN00002999 | LAB. IBRC SUMARECON SERPONG | TANGERANG | BANTEN | TANGERANG | MAIN UNIT | CUSTOMER | 20 January 2015 |  | 1 January 1900 |  | 20 January 2015 |  | - |  | INACTIVE
58/IX/13 | 807IW |  |  |  | GN00008621 | PUSKESMAS PONED | BANDUNG | JAWA BARAT | BANDUNG | MAIN UNIT | CUSTOMER | 5 May 2015 | SUKMA WIJAYA - TSE | 5 May 2015 |  | 5 May 2015 | SUKMA WIJAYA - TSE | - |  | INACTIVE
58001 | SM325 |  |  |  | GN00002476 | RSUD CARUBAN | KEDIRI | JAWA TIMUR | MADIUN | MAIN UNIT | CUSTOMER | - |  | 1 January 1900 |  | - |  | - |  | INACTIVE
58002 | SM325 |  |  |  | GN00001131 | RSUD SERANG | TANGERANG | BANTEN | SERANG | MAIN UNIT | CUSTOMER | 1 February 1990 | TRIYONO - TSE AREA BARAT | 1 January 2010 |  | 1 February 1990 | TRIYONO - TSE AREA BARAT | - |  | INACTIVE
58003 | SM325 |  |  |  | GN00005553 | DR ANDI FAJAR WELA | MAKASSAR | SULAWESI SELATAN | MAKASSAR | MAIN UNIT | CUSTOMER | 22 May 2015 |  | 1 January 1900 |  | 22 May 2015 |  | - |  | INACTIVE
58004 | SM325 |  |  |  | GN00002975 | POLTEKKES SEMARANG | SEMARANG | JAWA TENGAH | SEMARANG | MAIN UNIT | CUSTOMER | 2 April 2015 | MUNADI - TSE | 1 January 1900 |  | 2 April 2015 | MUNADI - TSE | - |  | INACTIVE
58005 | SM325 |  |  |  | GN00001160 | RSUD Arjawinangun | CIREBON | JAWA BARAT | CIREBON | MAIN UNIT | CUSTOMER | - |  | 13 December 2013 |  | - |  | - |  | INACTIVE
5804DL063571 | E012P |  |  |  | GN00002806 | RS PUSAT OTAK NASIONAL | JAKARTA-1 | DKI JAKARTA | JAKARTA TIMUR | MAIN UNIT | CUSTOMER | - |  | 9 December 2014 |  | - |  | - |  | INACTIVE
5804DL763569 | E012P |  |  |  | GN00002806 | RS PUSAT OTAK NASIONAL | JAKARTA-1 | DKI JAKARTA | JAKARTA TIMUR | MAIN UNIT | CUSTOMER | - |  | 9 December 2014 |  | - |  | - |  | INACTIVE
5804DL963576 | E012P |  |  |  | GN00002806 | RS PUSAT OTAK NASIONAL | JAKARTA-1 | DKI JAKARTA | JAKARTA TIMUR | MAIN UNIT | CUSTOMER | - |  | 9 December 2014 |  | - |  | - |  | INACTIVE
5804YP314990 | EC017 |  |  |  | GN00000514 | RS ST. ELISABETH (RJ) | SEMARANG | JAWA TENGAH | SEMARANG | MAIN UNIT | CUSTOMER | 5 August 2015 |  | 1 January 1900 |  | 5 August 2015 |  | - |  | INACTIVE
5805AR062631 | E013P |  |  |  | GN00001846 | BBVET | YOGYAKARTA | YOGYAKARTA | YOGYAKARTA | MAIN UNIT | CUSTOMER | 1 February 1990 | DIAN FEBRIYANA - TSE | 1 January 1900 |  | 1 February 1990 | DIAN FEBRIYANA - TSE | - |  | INACTIVE
5805BL663317 | E013P |  |  |  | GN00002283 | BALAI PENYIDIKAN & PENGUJIAN VETERINER MEDAN ( BALITVET ) | MEDAN | SUMATERA UTARA | MEDAN | MAIN UNIT | CUSTOMER | 1 February 1990 | TRIYONO - TSE AREA BARAT | 1 January 2010 |  | 1 February 1990 | TRIYONO - TSE AREA BARAT | - |  | INACTIVE
5805ZM861140 | EC017 |  |  |  | GN00001724 | BLK PALANGKARAYA | BANJARMASIN | KALIMANTAN TENGAH | PALANGKA RAYA | MAIN UNIT | CUSTOMER | 10 April 2015 |  | 1 January 1900 |  | 10 April 2015 |  | - |  | INACTIVE
5810AL961591 | E014P |  |  |  | GN00002817 | PMI DKI JAKARTA | JAKARTA-1 | DKI JAKARTA | JAKARTA PUSAT | MAIN UNIT | CUSTOMER | 28 June 2016 |  | 1 January 2012 |  | 28 June 2016 |  | - |  | INACTIVE
5810AN261719 | E014P |  |  |  | GN00002419 | RS USU ( UNIVERSITAS SUMATERA UTARA ) | MEDAN | SUMATERA UTARA | MEDAN | MAIN UNIT | CUSTOMER | 1 February 1990 | TRIYONO - TSE AREA BARAT | 1 January 2010 |  | 1 February 1990 | TRIYONO - TSE AREA BARAT | - |  | INACTIVE
5810CH862864 | E014P |  |  |  | GN00001466 | RSUD SIDOARJO | SURABAYA-1 | JAWA TIMUR | SIDOARJO | MAIN UNIT | CUSTOMER | - |  | 7 November 2015 |  | - |  | - |  | INACTIVE
5810XK013684 | E014P |  |  |  | GN00001774 | BALAI BESAR LABORATORIUM KESEHATAN (BBLK) BANDUNG | BANDUNG | JAWA BARAT | BANDUNG | MAIN UNIT | CUSTOMER | 24 December 2014 | SUKMA WIJAYA - TSE | 16 October 2011 |  | 24 December 2014 | SUKMA WIJAYA - TSE | - |  | INACTIVE
5811AN964300 | E015P |  |  |  | GN00008545 | BP2GAKI (BALAI PEN DAN PENGEM AKIBAT KEKURANGAN IODIUM) | YOGYAKARTA | YOGYAKARTA | YOGYAKARTA | MAIN UNIT | CUSTOMER | 1 February 1990 | DIAN FEBRIYANA - TSE | 1 January 1900 |  | 1 February 1990 | DIAN FEBRIYANA - TSE | - |  | INACTIVE
5811AQ165076 | E015P |  |  |  | GN00002581 | LAB FARMACO KINETIC | BANDUNG | JAWA BARAT | BANDUNG | MAIN UNIT | CUSTOMER | 20 July 2016 |  | 25 February 2011 |  | 20 July 2016 |  | - |  | INACTIVE
5811BP567983 | E015P |  |  |  | GN00001774 | BALAI BESAR LABORATORIUM KESEHATAN (BBLK) BANDUNG | BANDUNG | JAWA BARAT | BANDUNG | MAIN UNIT | CUSTOMER | 17 February 2015 | SUKMA WIJAYA - TSE | 22 December 2011 |  | 17 February 2015 | SUKMA WIJAYA - TSE | - |  | INACTIVE
5811LL598082 | EC58R | Centrifuge 5810 R | DIAGNOSTIC 2 | EPPENDORF SE (EPPENDORF AG) | GN00002986 | RDC PUSAT - RAWAGELAM | PUSAT | DKI JAKARTA | JAKARTA TIMUR | MAIN UNIT | EMP | - |  | - |  | 24 October 2022 | LEO LANANG SIGIT - TSE CP | - |  | ACTIVE
5811LP698861 | EC58R | Centrifuge 5810 R | DIAGNOSTIC 2 | EPPENDORF SE (EPPENDORF AG) | GN00007813 | DINAS KESEHATAN KAB. PADANG PARIAMAN - AROSUKA | PADANG | SUMATERA BARAT | BUKITTINGGI | MAIN UNIT | CUSTOMER | - |  | 31 July 2023 |  | 15 March 2023 | LEO LANANG SIGIT - TSE CP | 19 October 2023 | SAHID DERMAWAN - SPV TSE BARAT | ACTIVE
5811MK601261 | E527R | Centrifuge 5427R , 48 Hole | DIAGNOSTIC 2 | EPPENDORF SE (EPPENDORF AG) | GN00000201 | RSUD ARIFIN ACHMAD - PEKANBARU | PEKAN BARU | RIAU | PEKANBARU | MAIN UNIT | CUSTOMER | - |  | 31 July 2024 |  | 3 January 2024 | LEO LANANG SIGIT - TSE CP | 6 August 2024 | SAHID DERMAWAN - SPV TSE BARAT | ACTIVE
5811ML601753 | EC58R | Centrifuge 5810 R | DIAGNOSTIC 2 | EPPENDORF SE (EPPENDORF AG) | GN25110002 | BALAI PENGOBATAN PENYAKIT PARU-PARU | SEMARANG | JAWA TENGAH | SEMARANG | MAIN UNIT | CUSTOMER | - |  | 3 October 2025 |  | 26 September 2025 | ERIS MAHRUS HADI - TSE CP | 6 November 2025 | SAHID DERMAWAN - SPV TSE BARAT | ACTIVE
5811ZL746292 | E015P |  |  |  | GN00002586 | PT BIOFARMA | BANDUNG | JAWA BARAT | BANDUNG | MAIN UNIT | CUSTOMER | 1 February 1990 | SUKMA WIJAYA - TSE | 14 March 2010 |  | 1 February 1990 | SUKMA WIJAYA - TSE | - |  | INACTIVE
5811ZL746295 | E014P |  |  |  | GN00002790 | LAB KESMAVET JAKARTA | JAKARTA-1 | DKI JAKARTA | JAKARTA TIMUR | MAIN UNIT | CUSTOMER | 8 April 2014 |  | 1 January 1900 |  | 8 April 2014 |  | - |  | INACTIVE
58319447 | FDRSM | DRYPIX SMART | IMAGING | FUJIFILM INDONESIA, PT. | GN00003405 | RS ISLAM PEKAJANGAN | TEGAL | JAWA TENGAH | PEKALONGAN | MAIN UNIT | CUSTOMER | - |  | 6 November 2025 |  | 14 November 2025 | LEO LANANG SIGIT - TSE CP | 17 November 2025 | SAHID DERMAWAN - SPV TSE BARAT | ACTIVE
584/X/10 | TE007 | INCUBATOR TSN876MCD CBNT | IMAGING | TESENA INOVINDO, PT | GN00002652 | RSU ELISABETH | PURWOKERTO | JAWA TENGAH | PURWOKERTO | MAIN UNIT | CUSTOMER | 1 February 1990 | DIAN FEBRIYANA - TSE | 1 January 1900 |  | 1 February 1990 | DIAN FEBRIYANA - TSE | - |  | ACTIVE
585/VIII/13 | TE011 | SIMPLE INCUBATOR W/ STAND TROLLEY | IMAGING | TESENA INOVINDO, PT | GN00000944 | RS SANTOSA KEBON JATI | BANDUNG | JAWA BARAT | BANDUNG | MAIN UNIT | CUSTOMER | 1 February 1990 | SUKMA WIJAYA - TSE | 13 June 2012 |  | 1 February 1990 | SUKMA WIJAYA - TSE | - |  | ACTIVE
586/VIII/13 | TE011 | SIMPLE INCUBATOR W/ STAND TROLLEY | IMAGING | TESENA INOVINDO, PT | GN00000944 | RS SANTOSA KEBON JATI | BANDUNG | JAWA BARAT | BANDUNG | MAIN UNIT | CUSTOMER | 1 February 1990 | SUKMA WIJAYA - TSE | 13 June 2012 |  | 1 February 1990 | SUKMA WIJAYA - TSE | - |  | ACTIVE
586/XI/10 | TE009 | INCUBATOR TSN87 | IMAGING | TESENA INOVINDO, PT | GN00003399 | DINAS KESEHATAN PEMALANG | TEGAL | JAWA TENGAH | PEMALANG | MAIN UNIT | CUSTOMER | 27 July 2015 |  | 1 January 1900 |  | 27 July 2015 |  | - |  | ACTIVE
587/VIII/13 | TE011 | SIMPLE INCUBATOR W/ STAND TROLLEY | IMAGING | TESENA INOVINDO, PT | GN00001216 | RSUD BANJARNEGARA | PURWOKERTO | JAWA TENGAH | BANJARNEGARA | MAIN UNIT | CUSTOMER | 1 February 1990 | DIAN FEBRIYANA - TSE | 1 January 1900 |  | 1 February 1990 | DIAN FEBRIYANA - TSE | - |  | ACTIVE
588/VIII/13 | TE011 | SIMPLE INCUBATOR W/ STAND TROLLEY | IMAGING | TESENA INOVINDO, PT | GN00001216 | RSUD BANJARNEGARA | PURWOKERTO | JAWA TENGAH | BANJARNEGARA | MAIN UNIT | CUSTOMER | 1 February 1990 | DIAN FEBRIYANA - TSE | 1 January 1900 |  | 1 February 1990 | DIAN FEBRIYANA - TSE | - |  | ACTIVE
589/VIII/13 | TE011 | SIMPLE INCUBATOR W/ STAND TROLLEY | IMAGING | TESENA INOVINDO, PT | GN00001216 | RSUD BANJARNEGARA | PURWOKERTO | JAWA TENGAH | BANJARNEGARA | MAIN UNIT | CUSTOMER | 9 April 2015 | DIAN FEBRIYANA - TSE | 1 January 1900 |  | 9 April 2015 | DIAN FEBRIYANA - TSE | - |  | ACTIVE
58937 | ST121 | STP120-1 | DIAGNOSTIC 2 | SHANDON DIAGNOSTICS Ltd. | GN00000180 | RSU DUMAI | PEKAN BARU | RIAU | DUMAI | MAIN UNIT | CUSTOMER | 26 December 2014 | MULKAN | 12 December 2013 |  | 26 December 2014 | MULKAN | - |  | ACTIVE
58938 | ST121 | STP120-1 | DIAGNOSTIC 2 | SHANDON DIAGNOSTICS Ltd. | GN00006640 | SANTOSA HOSPITAL KOPO | BANDUNG | JAWA BARAT | BANDUNG | MAIN UNIT | CUSTOMER | 7 January 2015 | SUKMA WIJAYA - TSE | 29 September 2014 |  | 7 January 2015 | SUKMA WIJAYA - TSE | - |  | ACTIVE
590/VIII/13 | TE011 | SIMPLE INCUBATOR W/ STAND TROLLEY | IMAGING | TESENA INOVINDO, PT | GN00001216 | RSUD BANJARNEGARA | PURWOKERTO | JAWA TENGAH | BANJARNEGARA | MAIN UNIT | CUSTOMER | 9 April 2015 | DIAN FEBRIYANA - TSE | 1 January 1900 |  | 9 April 2015 | DIAN FEBRIYANA - TSE | - |  | ACTIVE
591/VIII/13 | TE011 | SIMPLE INCUBATOR W/ STAND TROLLEY | IMAGING | TESENA INOVINDO, PT | GN00001216 | RSUD BANJARNEGARA | PURWOKERTO | JAWA TENGAH | BANJARNEGARA | MAIN UNIT | CUSTOMER | 1 February 1990 | DIAN FEBRIYANA - TSE | 1 January 1900 |  | 1 February 1990 | DIAN FEBRIYANA - TSE | - |  | ACTIVE
59278 | SF325 | HM325 PACKAGE | DIAGNOSTIC 2 | THERMO FISHER - GER | GN00000226 | RSU INDRASARI RENGAT | PEKAN BARU | RIAU | RENGAT | MAIN UNIT | CUSTOMER | - |  | 23 June 2017 |  | - |  | - |  | ACTIVE
59441 | SF120 | COOL-CUT SYTEM | DIAGNOSTIC 2 | SHANDON DIAGNOSTICS Ltd. | GN00008020 | SENTRA DIAGNOSTIK PATOLOGI MAKASSAR | MAKASSAR | SULAWESI SELATAN | MAKASSAR | MAIN UNIT | CUSTOMER | 9 March 2015 | HARI UDI RAHARJO - TSE | 9 March 2015 |  | 9 March 2015 | HARI UDI RAHARJO - TSE | - |  | ACTIVE
595597 | SMI5F | SHANDON FINESSE 325 (EXCLUDED BLADE HOLDER) |  |  | GN00000005 | RSUD KARAWANG | BEKASI | JAWA BARAT | BEKASI | MAIN UNIT | CUSTOMER | - |  | 30 November 2010 |  | - |  | - |  | ACTIVE
59598 | SM325 |  |  |  | GN00001967 | RS DEWI SRI | BEKASI | JAWA BARAT | KARAWANG | MAIN UNIT | CUSTOMER | 3 May 2016 | TRIYONO - TSE AREA BARAT | 8 January 2014 |  | 3 May 2016 | TRIYONO - TSE AREA BARAT | - |  | INACTIVE
59599 | SF355 | MICROM HM355S UNIT | DIAGNOSTIC 2 | SHANDON DIAGNOSTICS Ltd. | GN00000069 | RSUD DR HI ABDUL MOELOEK | BANDAR LAMPUNG | LAMPUNG | BANDAR LAMPUNG | MAIN UNIT | CUSTOMER | - |  | 27 December 2013 |  | - |  | - |  | ACTIVE
59600 | SMI5F | SHANDON FINESSE 325 (EXCLUDED BLADE HOLDER) |  |  | GN00001124 | RSUD DR. SOEKARDJO KOTA TASIKMALAYA | TASIKMALAYA | JAWA BARAT | TASIKMALAYA | MAIN UNIT | CUSTOMER | - |  | 1 January 2010 |  | - |  | - |  | ACTIVE
59629 | SF355 | MICROM HM355S UNIT | DIAGNOSTIC 2 | SHANDON DIAGNOSTICS Ltd. | GN00002287 | LAB BIOKIMIA & P K FK. UMSU | MEDAN | SUMATERA UTARA | MEDAN | MAIN UNIT | CUSTOMER | 29 February 2016 | ARBIANSYAH - TSE | 28 September 2015 |  | 29 February 2016 | ARBIANSYAH - TSE | - |  | ACTIVE
59973 | STP23 | STP120-3 | DIAGNOSTIC 2 | SHANDON DIAGNOSTICS Ltd. | GN00001206 | RSUD PROF DR MARGONO SOEKARJO | PURWOKERTO | JAWA TENGAH | BANYUMAS | MAIN UNIT | CUSTOMER | - |  | 9 October 2014 |  | - |  | - |  | ACTIVE
600/III/14 T88 UV | TM11U |  |  |  | GN00008043 | PUSKESMAS DTP-PONED PURBARATU | TASIKMALAYA | JAWA BARAT | TASIKMALAYA | MAIN UNIT | CUSTOMER | 3 November 2014 | SUKMA WIJAYA - TSE | 3 November 2014 |  | 3 November 2014 | SUKMA WIJAYA - TSE | - |  | INACTIVE
601CL3734 | 47006 | BACT/ALERT 3D COMBO 230V | DIAGNOSTIC 1 | BIOMERIEUX, INC. | GN00000528 | RSUD DR LOEKMONOHADI KUDUS | KUDUS | JAWA TENGAH | KUDUS | MAIN UNIT | CUSTOMER | - |  | 13 July 2016 |  | - |  | - |  | ACTIVE
601CL3735 | 47006 | BACT/ALERT 3D COMBO 230V | DIAGNOSTIC 1 | BIOMERIEUX, INC. | GN00005094 | RSU PANGKALAN BUN | BANJARMASIN | KALIMANTAN TENGAH | BANJARMASIN | MAIN UNIT | CUSTOMER | 20 July 2018 | TRIYONO - TSE AREA BARAT | 23 November 2016 |  | 20 July 2018 | TRIYONO - TSE AREA BARAT | - |  | ACTIVE
601CL3736 | 47006 | BACT/ALERT 3D COMBO 230V | DIAGNOSTIC 1 | BIOMERIEUX, INC. | GN00000357 | RSUD DR PIRNGADI | MEDAN | SUMATERA UTARA | MEDAN | MAIN UNIT | CUSTOMER | - |  | 30 October 2020 | BARITA P-SIMAMORA - TSE | - |  | 30 October 2020 | BARITA P-SIMAMORA - TSE | ACTIVE
601CL3737 | 47006 | BACT/ALERT 3D COMBO 230V | DIAGNOSTIC 1 | BIOMERIEUX, INC. | GN00002818 | PT. INNOLAB SAINS INTERNATIONAL ( KALGEN INNOLAB ) | JAKARTA-1 | DKI JAKARTA | JAKARTA TIMUR | MAIN UNIT | CUSTOMER | - |  | 16 June 2017 |  | - |  | - |  | ACTIVE
601CL3738 | 47006 | BACT/ALERT 3D COMBO 230V | DIAGNOSTIC 1 | BIOMERIEUX, INC. | GN00009084 | RSU CUT MUTIA LHOKSEUMAWE | LHOKSEUMAWE | ACEH | LHOKSEUMAWE | MAIN UNIT | CUSTOMER | - |  | 14 December 2016 |  | - |  | - |  | ACTIVE
601CL3739 | 47006 | BACT/ALERT 3D COMBO 230V | DIAGNOSTIC 1 | BIOMERIEUX, INC. | GN00002875 | RSUD PASAR MINGGU | PEJATEN | DKI JAKARTA | JAKARTA SELATAN | MAIN UNIT | CUSTOMER | - |  | 13 July 2016 |  | - |  | - |  | ACTIVE
602/IV/14 | TE032 | UV ROOM TSN 88 UV | IMAGING | TESENA INOVINDO, PT | GN00001004 | RS JASA KARTINI TASIK | TASIKMALAYA | JAWA BARAT | TASIKMALAYA | MAIN UNIT | CUSTOMER | 3 November 2014 | SUKMA WIJAYA - TSE | 7 June 2014 |  | 3 November 2014 | SUKMA WIJAYA - TSE | - |  | ACTIVE
602CL3740 | 47006 | BACT/ALERT 3D COMBO 230V | DIAGNOSTIC 1 | BIOMERIEUX, INC. | GN00002788 | LAB BIOTEST MENTENG | JAKARTA-1 | DKI JAKARTA | JAKARTA PUSAT | MAIN UNIT | EMP | 2 October 2019 | FARIDA ADELINA | 2 October 2019 |  | 2 October 2019 | FARIDA ADELINA | - |  | ACTIVE
602CL3741 | 47006 | BACT/ALERT 3D COMBO 230V | DIAGNOSTIC 1 | BIOMERIEUX, INC. | GN00001334 | RSUD Sanjiwani Gianyar | DENPASAR | BALI |  | MAIN UNIT | CUSTOMER | - |  | 13 July 2016 |  | - |  | - |  | ACTIVE
602CL3742 | 47006 | BACT/ALERT 3D COMBO 230V | DIAGNOSTIC 1 | BIOMERIEUX, INC. | GN00004918 | RSUD PASAR REBO | JAKARTA-1 | DKI JAKARTA | JAKARTA TIMUR | MAIN UNIT | CUSTOMER | - |  | 20 July 2017 |  | - |  | - |  | ACTIVE
602CL3743 | 47006 | BACT/ALERT 3D COMBO 230V | DIAGNOSTIC 1 | BIOMERIEUX, INC. | GN00009328 | RSUD. UMBU RARA MEHA | KUPANG | NUSA TENGGARA TIMUR | WAINGAPU | MAIN UNIT | CUSTOMER | - |  | 13 July 2016 |  | - |  | - |  | ACTIVE
602CL3744 | 48009 | BACT ALERT 3D 60 | DIAGNOSTIC 1 | BIOMERIEUX, INC. | GN00000008 | RSPAD GATOT SOEBROTO | JAKARTA-1 | DKI JAKARTA | JAKARTA PUSAT | MAIN UNIT | CUSTOMER | 17 November 2017 | ARDI HERMAWAN - TSE CP | 17 November 2017 |  | 17 November 2017 | ARDI HERMAWAN - TSE CP | - |  | ACTIVE
603015 | FIC30 | IP CASS-CC BW-PB 24X30 | IMAGING | FUJIFILM INDONESIA, PT. | GN00002986 | RDC PUSAT - RAWAGELAM | PUSAT | DKI JAKARTA | JAKARTA TIMUR | ACCESSORIES | EMP | 21 April 2022 | ANTONIUS SAGITA - KALIBRASI | - |  | 28 September 2021 | ANTONIUS SAGITA - KALIBRASI | - |  | ACTIVE
604/III/14 | FV14D | VIEWER TSN 014.D | IMAGING | TESENA INOVINDO, PT | GN00000967 | RSUD CILILIN | BANDUNG | JAWA BARAT | BANDUNG BARAT | MAIN UNIT | CUSTOMER | 18 December 2014 | SUKMA WIJAYA - TSE | 18 December 2014 |  | 18 December 2014 | SUKMA WIJAYA - TSE | - |  | ACTIVE
604BS5266 | 48009 | BACT ALERT 3D 60 | DIAGNOSTIC 1 | BIOMERIEUX, INC. | GN00000351 | RS SANTA ELISABETH MEDAN | MEDAN | SUMATERA UTARA | MEDAN | MAIN UNIT | EMP | - |  | 3 January 2017 |  | - |  | - |  | ACTIVE
604BS5267 | 48009 | BACT ALERT 3D 60 | DIAGNOSTIC 1 | BIOMERIEUX, INC. | GN00000634 | RSUD RATU ZALECHA | BANJARMASIN | KALIMANTAN SELATAN | BANJARMASIN | MAIN UNIT | CUSTOMER | - |  | 12 July 2016 |  | - |  | - |  | ACTIVE
604BS5268 | 48009 | BACT ALERT 3D 60 | DIAGNOSTIC 1 | BIOMERIEUX, INC. | GN00002986 | RDC PUSAT - RAWAGELAM | PUSAT | DKI JAKARTA | JAKARTA TIMUR | MAIN UNIT | EMP | - |  | 12 July 2016 |  | - |  | - |  | ACTIVE
604BS5269 | 48009 | BACT ALERT 3D 60 | DIAGNOSTIC 1 | BIOMERIEUX, INC. | GN00000073 | RSUD MENGGALA TULANG BAWANG | BANDAR LAMPUNG | LAMPUNG | BANDAR LAMPUNG | MAIN UNIT | CUSTOMER | 4 March 2020 | AZLI YUDHA - TSE | 4 March 2020 |  | 4 March 2020 | AZLI YUDHA - TSE | - |  | ACTIVE
605 / IX / 13 | TM02U |  |  |  | GN00006719 | DINAS KESEHATAN KAB/ KOTA SIGI | PALU | SULAWESI TENGAH | SIGI BIROMARU | MAIN UNIT | CUSTOMER | 12 August 2014 | IBNUL AZIZ - TSE | 1 November 2013 |  | 12 August 2014 | IBNUL AZIZ - TSE | - |  | INACTIVE
605/III/14 | FV14D | VIEWER TSN 014.D | IMAGING | TESENA INOVINDO, PT | GN00000967 | RSUD CILILIN | BANDUNG | JAWA BARAT | BANDUNG BARAT | MAIN UNIT | CUSTOMER | 18 December 2014 | SUKMA WIJAYA - TSE | 18 December 2014 |  | 18 December 2014 | SUKMA WIJAYA - TSE | - |  | ACTIVE
605/VI/14 | TE032 | UV ROOM TSN 88 UV | IMAGING | TESENA INOVINDO, PT | GN00001004 | RS JASA KARTINI TASIK | TASIKMALAYA | JAWA BARAT | TASIKMALAYA | MAIN UNIT | CUSTOMER | 3 November 2014 | SUKMA WIJAYA - TSE | 7 June 2014 |  | 3 November 2014 | SUKMA WIJAYA - TSE | - |  | ACTIVE
605BS1563 | 48009 | BACT ALERT 3D 60 | DIAGNOSTIC 1 | BIOMERIEUX, INC. | GN00001759 | BALAI BESAR LABORATORIUM KESEHATAN (BBLK) MAKASSAR | MAKASSAR | SULAWESI SELATAN | MAKASSAR | MAIN UNIT | CUSTOMER | 10 April 2015 |  | 1 January 1900 |  | 10 April 2015 |  | - |  | ACTIVE
605BS1564 | 48009 | BACT ALERT 3D 60 | DIAGNOSTIC 1 | BIOMERIEUX, INC. | GN00001602 | BBTKL PENYAKIT MENULAR | BANJARMASIN | KALIMANTAN SELATAN | BANJARMASIN | MAIN UNIT | CUSTOMER | 10 April 2015 |  | 1 January 1900 |  | 10 April 2015 |  | - |  | ACTIVE
606/IV/14 | TE032 | UV ROOM TSN 88 UV | IMAGING | TESENA INOVINDO, PT | GN00006655 | RS WIRA BHAKTI MATARAM | MATARAM | NUSA TENGGARA BARAT | MATARAM | MAIN UNIT | CUSTOMER | 13 November 2014 | HARI UDI RAHARJO - TSE | 1 January 1900 |  | 13 November 2014 | HARI UDI RAHARJO - TSE | - |  | ACTIVE
607/V/14 | TE032 | UV ROOM TSN 88 UV | IMAGING | TESENA INOVINDO, PT | GN00001004 | RS JASA KARTINI TASIK | TASIKMALAYA | JAWA BARAT | TASIKMALAYA | MAIN UNIT | CUSTOMER | 3 November 2014 | SUKMA WIJAYA - TSE | 7 June 2014 |  | 3 November 2014 | SUKMA WIJAYA - TSE | - |  | ACTIVE
607000002 | Z0267 |  |  |  | GN00011756 | UNIT TRANSFUSI DARAH PROV SULAWESI SELATAN | MAKASSAR | SULAWESI SELATAN | MAKASSAR | MAIN UNIT | EMP | 18 August 2016 | DEA MASJA SADALI - TSE | 4 August 2016 |  | 18 August 2016 | DEA MASJA SADALI - TSE | - |  | INACTIVE
607CL3801 | 47006 | BACT/ALERT 3D COMBO 230V | DIAGNOSTIC 1 | BIOMERIEUX, INC. | GN00000952 | RS AU SALAMUN | BANDUNG | JAWA BARAT | BANDUNG | MAIN UNIT | CUSTOMER | - |  | 30 January 2018 |  | - |  | - |  | ACTIVE
608000004 | 00267 |  |  |  | GN00002985 | WORKSHOOP CSM PUSAT | PUSAT | DKI JAKARTA | JAKARTA TIMUR | MAIN UNIT | EMP | 30 August 2016 |  | 1 January 1900 |  | 30 August 2016 |  | - |  | INACTIVE
608000008 | 00267 |  |  |  | GN00001898 | POLTEK BSI JOGJA | YOGYAKARTA | YOGYAKARTA | YOGYAKARTA | MAIN UNIT | CUSTOMER | - |  | 1 January 1900 |  | - |  | - |  | INACTIVE
608000016 | 00267 |  |  |  | GN00002285 | KLINIK SPESIALIS ANUGERAH IBU | MEDAN | SUMATERA UTARA | MEDAN | MAIN UNIT | EMP | 15 May 2019 | BARITA P-SIMAMORA - TSE | 1 January 2013 |  | 15 May 2019 | BARITA P-SIMAMORA - TSE | - |  | INACTIVE
608000018 | 00267 |  |  |  | GN00002985 | WORKSHOOP CSM PUSAT | PUSAT | DKI JAKARTA | JAKARTA TIMUR | MAIN UNIT | EMP | - |  | 1 January 1900 |  | - |  | - |  | INACTIVE
60800020 | 00267 |  |  |  | GN00003133 | UMY YOGYAKARTA | YOGYAKARTA | YOGYAKARTA | YOGYAKARTA | MAIN UNIT | CUSTOMER | - |  | 1 January 1900 |  | - |  | - |  | INACTIVE
609/VII/14T88UV | TE032 | UV ROOM TSN 88 UV | IMAGING | TESENA INOVINDO, PT | GN00002463 | RSUD DR SOEDONO | KEDIRI | JAWA TIMUR | MADIUN | MAIN UNIT | CUSTOMER | - |  | 10 September 2014 |  | - |  | - |  | ACTIVE
609CL2501 | 47006 | BACT/ALERT 3D COMBO 230V | DIAGNOSTIC 1 | BIOMERIEUX, INC. | GN00000011 | RSUD BUDHI ASIH | JAKARTA-1 | DKI JAKARTA | JAKARTA TIMUR | MAIN UNIT | CUSTOMER | - |  | 1 January 2010 |  | - |  | - |  | ACTIVE
61/III/11 T50S | TE043 | SUCTION TSN 50 S | IMAGING | TESENA INOVINDO, PT | GN00002419 | RS USU ( UNIVERSITAS SUMATERA UTARA ) | MEDAN | SUMATERA UTARA | MEDAN | MAIN UNIT | CUSTOMER | 7 July 2014 | ARBIANSYAH - TSE | 20 December 2013 |  | 7 July 2014 | ARBIANSYAH - TSE | - |  | ACTIVE
610CL3834 | 47006 | BACT/ALERT 3D COMBO 230V | DIAGNOSTIC 1 | BIOMERIEUX, INC. | GN00002813 | RS Universitas Yarsi | JAKARTA-1 | DKI JAKARTA |  | MAIN UNIT | CUSTOMER | 7 June 2018 | LEONARDUS ADI | 7 June 2018 |  | 7 June 2018 | LEONARDUS ADI | - |  | ACTIVE
610CL3835 | 47006 | BACT/ALERT 3D COMBO 230V | DIAGNOSTIC 1 | BIOMERIEUX, INC. | GN00002629 | RSUP DR M DJAMIL | PADANG | SUMATERA BARAT | PADANG | MAIN UNIT | CUSTOMER | 3 April 2018 | TRIYONO - TSE AREA BARAT | 3 April 2018 |  | 3 April 2018 | TRIYONO - TSE AREA BARAT | - |  | ACTIVE
610CL3849 | 47006 | BACT/ALERT 3D COMBO 230V | DIAGNOSTIC 1 | BIOMERIEUX, INC. | GN00000099 | RSUD M YUNUS | BENGKULU | BENGKULU | BENGKULU | MAIN UNIT | CUSTOMER | 21 April 2018 |  | 21 April 2018 |  | 21 April 2018 |  | - |  | ACTIVE
611000019 | 00267 |  |  |  | GN00000319 | RSUP H ADAM MALIK | MEDAN | SUMATERA UTARA | MEDAN | MAIN UNIT | EMP | 1 February 1990 | TRIYONO - TSE AREA BARAT | 1 January 2010 |  | 1 February 1990 | TRIYONO - TSE AREA BARAT | - |  | INACTIVE
612/XII/13 | TM02U |  |  |  | GN00003152 | RS TK IV CIJANTUNG KESDAM JAYA | JAKARTA-1 | DKI JAKARTA | JAKARTA TIMUR | MAIN UNIT | CUSTOMER | - |  | 17 December 2013 |  | - |  | - |  | INACTIVE
61216 | SM325 |  |  |  | GN00006688 | PUSAT DIAGNOSTIC PATOLOGI ANATOMI | MANADO | SULAWESI UTARA | MANADO | MAIN UNIT | CUSTOMER | 3 May 2016 | TRIYONO - TSE AREA BARAT | 7 October 2014 |  | 3 May 2016 | TRIYONO - TSE AREA BARAT | - |  | INACTIVE
61228 | SM325 |  |  |  | GN00006640 | SANTOSA HOSPITAL KOPO | BANDUNG | JAWA BARAT | BANDUNG | MAIN UNIT | CUSTOMER | 3 May 2016 | TRIYONO - TSE AREA BARAT | 30 September 2014 |  | 3 May 2016 | TRIYONO - TSE AREA BARAT | - |  | INACTIVE
61229 | SF325 | HM325 PACKAGE | DIAGNOSTIC 2 | THERMO FISHER - GER | GN00001077 | RS PELNI PETAMBURAN | JAKARTA-2 | DKI JAKARTA | JAKARTA BARAT | MAIN UNIT | CUSTOMER | 16 September 2014 | GATOT SURYA ADIPUTRA - TSE | 13 March 2021 | ARDI HERMAWAN - TSE CP | 16 September 2014 | GATOT SURYA ADIPUTRA - TSE | 13 March 2021 | ARDI HERMAWAN - TSE CP | ACTIVE
61230 | SM325 |  |  |  | GN00008195 | RS SILOAM ( PT SILOAM INTERNATIONAL HOSPITALS ) KUPANG | KUPANG | NUSA TENGGARA TIMUR | KUPANG | MAIN UNIT | CUSTOMER | 3 May 2016 | TRIYONO - TSE AREA BARAT | 6 December 2014 |  | 3 May 2016 | TRIYONO - TSE AREA BARAT | - |  | INACTIVE
612CL3851 | 47006 | BACT/ALERT 3D COMBO 230V | DIAGNOSTIC 1 | BIOMERIEUX, INC. | GN00000201 | RSUD ARIFIN ACHMAD - PEKANBARU | PEKAN BARU | RIAU | PEKANBARU | MAIN UNIT | CUSTOMER | - |  | 23 May 2019 |  | - |  | - |  | ACTIVE
612CL3852 | 47006 | BACT/ALERT 3D COMBO 230V | DIAGNOSTIC 1 | BIOMERIEUX, INC. | GN00003169 | RSUD DR. WAHIDIN SUDIRO HUSODO MOJOKERTO | SURABAYA-2 | JAWA TIMUR | MOJOKERTO | MAIN UNIT | CUSTOMER | 12 January 2018 | ANDI ISMAIL - SPV TSE TIMUR | 1 January 1900 |  | 12 January 2018 | ANDI ISMAIL - SPV TSE TIMUR | - |  | ACTIVE
613/VII/14T88UV | TE032 | UV ROOM TSN 88 UV | IMAGING | TESENA INOVINDO, PT | GN00002463 | RSUD DR SOEDONO | KEDIRI | JAWA TIMUR | MADIUN | MAIN UNIT | CUSTOMER | - |  | 10 September 2014 |  | - |  | - |  | ACTIVE
614/VII/14T88UV | TE032 | UV ROOM TSN 88 UV | IMAGING | TESENA INOVINDO, PT | GN00002463 | RSUD DR SOEDONO | KEDIRI | JAWA TIMUR | MADIUN | MAIN UNIT | CUSTOMER | - |  | 10 September 2014 |  | - |  | - |  | ACTIVE
615/VI/14 | FV14D | VIEWER TSN 014.D | IMAGING | TESENA INOVINDO, PT | GN00000965 | RSUD CICALENGKA | BANDUNG | JAWA BARAT | BANDUNG | MAIN UNIT | CUSTOMER | 1 December 2014 | SUKMA WIJAYA - TSE | 1 December 2014 |  | 1 December 2014 | SUKMA WIJAYA - TSE | - |  | ACTIVE
61546 | SMI5F | SHANDON FINESSE 325 (EXCLUDED BLADE HOLDER) |  |  | GN00000716 | RS RESTU IBU-BALIKPAPAN | BALIKPAPAN | KALIMANTAN TIMUR | BALIKPAPAN | MAIN UNIT | CUSTOMER | - |  | 16 October 2014 |  | - |  | - |  | ACTIVE
61547 | SF325 | HM325 PACKAGE | DIAGNOSTIC 2 | THERMO FISHER - GER | GN00002986 | RDC PUSAT - RAWAGELAM | PUSAT | DKI JAKARTA | JAKARTA TIMUR | MAIN UNIT | EMP | 2 September 2014 | AGUS FAUZI | 1 January 1900 |  | 2 September 2014 | AGUS FAUZI | - |  | ACTIVE
61548 | ECA09 | MANUAL ROTARY MICROTOMES (WITH RETRACTION) | DIAGNOSTIC 2 | SHANDON DIAGNOSTICS Ltd. | GN00011695 | UPT laboratorium Terpadu Universitas Diponegoro | SEMARANG | JAWA TENGAH | SEMARANG | MAIN UNIT | CUSTOMER | 2 September 2016 | MUNADI - TSE | 23 December 2015 |  | 2 September 2016 | MUNADI - TSE | - |  | ACTIVE
61553 | SMI5F | SHANDON FINESSE 325 (EXCLUDED BLADE HOLDER) |  |  | GN00000484 | RSUD KOTA IDI RAYEUK | BANDA ACEH | ACEH | ACEH TIMUR | MAIN UNIT | CUSTOMER | - |  | 22 October 2015 |  | - |  | - |  | ACTIVE
61568 | SF325 | HM325 PACKAGE | DIAGNOSTIC 2 | THERMO FISHER - GER | GN00002798 | LAB PRODIA PUSAT RUJUKAN NASIONAL (PRN) | JAKARTA-1 | DKI JAKARTA | JAKARTA PUSAT | MAIN UNIT | CUSTOMER | - |  | 1 January 2010 |  | 3 May 2016 | TRIYONO - TSE AREA BARAT | - |  | ACTIVE
61569 | SMI5F | SHANDON FINESSE 325 (EXCLUDED BLADE HOLDER) |  |  | GN00000241 | RSI SITI RAHMAH | PADANG | SUMATERA BARAT | PADANG | MAIN UNIT | CUSTOMER | - |  | 31 October 2014 |  | - |  | - |  | ACTIVE
616/VI/14 | FV14D | VIEWER TSN 014.D | IMAGING | TESENA INOVINDO, PT | GN00000965 | RSUD CICALENGKA | BANDUNG | JAWA BARAT | BANDUNG | MAIN UNIT | CUSTOMER | 1 December 2014 | SUKMA WIJAYA - TSE | 1 December 2014 |  | 1 December 2014 | SUKMA WIJAYA - TSE | - |  | ACTIVE
616/VII/14T88UV | TE032 | UV ROOM TSN 88 UV | IMAGING | TESENA INOVINDO, PT | GN00002463 | RSUD DR SOEDONO | KEDIRI | JAWA TIMUR | MADIUN | MAIN UNIT | CUSTOMER | - |  | 10 September 2014 |  | - |  | - |  | ACTIVE
617/VII/14T88UV | TE032 | UV ROOM TSN 88 UV | IMAGING | TESENA INOVINDO, PT | GN00002463 | RSUD DR SOEDONO | KEDIRI | JAWA TIMUR | MADIUN | MAIN UNIT | CUSTOMER | - |  | 10 September 2014 |  | - |  | - |  | ACTIVE
61752 | SM325 |  |  |  | GN00001085 | RSAB HARAPAN KITA | JAKARTA-2 | DKI JAKARTA | JAKARTA BARAT | MAIN UNIT | CUSTOMER | 3 May 2016 | TRIYONO - TSE AREA BARAT | 24 November 2014 |  | 3 May 2016 | TRIYONO - TSE AREA BARAT | - |  | INACTIVE
61753 | SF325 | HM325 PACKAGE | DIAGNOSTIC 2 | THERMO FISHER - GER | GN00002464 | RSUD DR HARJONO S PONOROGO | KEDIRI | JAWA TIMUR | PONOROGO | MAIN UNIT | CUSTOMER | - |  | 11 November 2015 |  | - |  | - |  | ACTIVE
61754 | SM325 |  |  |  | GN00002986 | RDC PUSAT - RAWAGELAM | PUSAT | DKI JAKARTA | JAKARTA TIMUR | MAIN UNIT | EMP | - |  | 1 January 1900 |  | - |  | - |  | INACTIVE
61755 | SMI5F | SHANDON FINESSE 325 (EXCLUDED BLADE HOLDER) |  |  | GN00000930 | RS DUSTIRA | BANDUNG | JAWA BARAT | CIMAHI | MAIN UNIT | CUSTOMER | - |  | 5 January 2015 |  | - |  | - |  | ACTIVE
61756 | SM325 |  |  |  | GN00008020 | SENTRA DIAGNOSTIK PATOLOGI MAKASSAR | MAKASSAR | SULAWESI SELATAN | MAKASSAR | MAIN UNIT | CUSTOMER | - |  | 9 March 2015 |  | - |  | - |  | INACTIVE
61758 | SF325 | HM325 PACKAGE | DIAGNOSTIC 2 | THERMO FISHER - GER | GN00002985 | WORKSHOOP CSM PUSAT | PUSAT | DKI JAKARTA | JAKARTA TIMUR | MAIN UNIT | EMP | 3 July 2015 | SURYADI | 1 January 1900 |  | 3 July 2015 | SURYADI | - |  | ACTIVE
61759 | SF325 | HM325 PACKAGE | DIAGNOSTIC 2 | THERMO FISHER - GER | GN00011270 | RS SILOAM YOGYAKARTA | YOGYAKARTA | YOGYAKARTA | YOGYAKARTA | MAIN UNIT | CUSTOMER | - |  | 2 May 2016 |  | - |  | - |  | ACTIVE
61760 | SM325 |  |  |  | GN00002986 | RDC PUSAT - RAWAGELAM | PUSAT | DKI JAKARTA | JAKARTA TIMUR | MAIN UNIT | EMP | 3 May 2016 | TRIYONO - TSE AREA BARAT | 1 January 1900 |  | 3 May 2016 | TRIYONO - TSE AREA BARAT | - |  | INACTIVE
61761 | SF325 | HM325 PACKAGE | DIAGNOSTIC 2 | THERMO FISHER - GER | GN00000514 | RS ST. ELISABETH (RJ) | SEMARANG | JAWA TENGAH | SEMARANG | MAIN UNIT | CUSTOMER | 13 February 2017 | ANDRIAS NUGROHO - TSE | 1 March 2016 |  | 13 February 2017 | ANDRIAS NUGROHO - TSE | - |  | ACTIVE
61762 | SF325 | HM325 PACKAGE | DIAGNOSTIC 2 | THERMO FISHER - GER | GN00001102 | RSUD Cengkareng | JAKARTA-2 | DKI JAKARTA | JAKARTA BARAT | MAIN UNIT | CUSTOMER | - |  | 4 May 2016 |  | - |  | - |  | ACTIVE
618/VII/14T88UV | TE032 | UV ROOM TSN 88 UV | IMAGING | TESENA INOVINDO, PT | GN00002463 | RSUD DR SOEDONO | KEDIRI | JAWA TIMUR | MADIUN | MAIN UNIT | CUSTOMER | - |  | 10 September 2014 |  | - |  | - |  | ACTIVE
61825 | SF325 | HM325 PACKAGE | DIAGNOSTIC 2 | THERMO FISHER - GER | GN00001320 | RSUD MANGUSADA BADUNG | DENPASAR | BALI | BADUNG | MAIN UNIT | CUSTOMER | 2 September 2014 | I KADEK - TSE | 29 April 2016 |  | 2 September 2014 | I KADEK - TSE | - |  | ACTIVE
61826 | SF325 | HM325 PACKAGE | DIAGNOSTIC 2 | THERMO FISHER - GER | GN00001320 | RSUD MANGUSADA BADUNG | DENPASAR | BALI | BADUNG | MAIN UNIT | CUSTOMER | 2 September 2014 | I KADEK - TSE | 29 April 2016 |  | 2 September 2014 | I KADEK - TSE | - |  | ACTIVE
61827 | SF325 | HM325 PACKAGE | DIAGNOSTIC 2 | THERMO FISHER - GER | GN00002986 | RDC PUSAT - RAWAGELAM | PUSAT | DKI JAKARTA | JAKARTA TIMUR | MAIN UNIT | EMP | 16 September 2014 | WISPI SIAGARI - TSE | 1 January 1900 |  | 16 September 2014 | WISPI SIAGARI - TSE | - |  | ACTIVE
62/III/11 T50S | TE043 | SUCTION TSN 50 S | IMAGING | TESENA INOVINDO, PT | GN00002419 | RS USU ( UNIVERSITAS SUMATERA UTARA ) | MEDAN | SUMATERA UTARA | MEDAN | MAIN UNIT | CUSTOMER | 7 July 2014 | ARBIANSYAH - TSE | 21 December 2013 |  | 7 July 2014 | ARBIANSYAH - TSE | - |  | ACTIVE
620/VIII/14 T 88 UV | TE032 | UV ROOM TSN 88 UV | IMAGING | TESENA INOVINDO, PT | GN00003419 | DINAS KESEHATAN KOTA. PEKALONGAN | TEGAL | JAWA TENGAH | PEKALONGAN | MAIN UNIT | CUSTOMER | - |  | 5 December 2014 |  | - |  | - |  | ACTIVE
621/VIII/14 T88 UV | TE032 | UV ROOM TSN 88 UV | IMAGING | TESENA INOVINDO, PT | GN00003419 | DINAS KESEHATAN KOTA. PEKALONGAN | TEGAL | JAWA TENGAH | PEKALONGAN | MAIN UNIT | CUSTOMER | - |  | 5 December 2014 |  | - |  | - |  | ACTIVE
63/X/13 T50S | TE043 | SUCTION TSN 50 S | IMAGING | TESENA INOVINDO, PT | GN00002419 | RS USU ( UNIVERSITAS SUMATERA UTARA ) | MEDAN | SUMATERA UTARA | MEDAN | MAIN UNIT | CUSTOMER | 7 July 2014 | ARBIANSYAH - TSE | 21 December 2013 |  | 7 July 2014 | ARBIANSYAH - TSE | - |  | ACTIVE
63/XI/13 | I807L |  |  |  | GN00001665 | RSUD ABDUL MADJID BATOE | JAMBI | JAMBI | JAMBI | MAIN UNIT | CUSTOMER | 3 March 2015 | INDRA BUDI GUNAWAN | 1 January 2014 |  | 3 March 2015 | INDRA BUDI GUNAWAN | - |  | INACTIVE
631/IX/14 | TE009 | INCUBATOR TSN87 | IMAGING | TESENA INOVINDO, PT | GN00008433 | PUSKESMAS NANGGUNG | BOGOR | JAWA BARAT | BOGOR | MAIN UNIT | CUSTOMER | 20 March 2015 | IBNUL AZIZ - TSE | 20 March 2015 |  | 20 March 2015 | IBNUL AZIZ - TSE | - |  | ACTIVE
631/XI/14 | TE032 | UV ROOM TSN 88 UV | IMAGING | TESENA INOVINDO, PT | GN00003088 | RSUD ABU NAWAS | MAKASSAR | SULAWESI SELATAN | MAKASSAR | MAIN UNIT | CUSTOMER | 8 December 2014 | HARI UDI RAHARJO - TSE | 8 December 2014 |  | 8 December 2014 | HARI UDI RAHARJO - TSE | - |  | ACTIVE
632/X/14 | TE009 | INCUBATOR TSN87 | IMAGING | TESENA INOVINDO, PT | GN00008418 | PUSKESMAS JASINGA | BOGOR | JAWA BARAT | BOGOR | MAIN UNIT | CUSTOMER | 27 March 2015 | IBNUL AZIZ - TSE | 27 March 2015 |  | 27 March 2015 | IBNUL AZIZ - TSE | - |  | ACTIVE
6325AK013320 | E0510 | Mastercycler Pro CTRL PNL |  |  | GN00002586 | PT BIOFARMA | BANDUNG | JAWA BARAT | BANDUNG | MAIN UNIT | CUSTOMER | 1 February 1990 | SUKMA WIJAYA - TSE | 14 March 2010 |  | 1 February 1990 | SUKMA WIJAYA - TSE | - |  | INACTIVE
6325BH816105 | E0510 | Mastercycler Pro CTRL PNL |  |  | GN00002286 | LAB TERPADU USU | MEDAN | SUMATERA UTARA | MEDAN | MAIN UNIT | CUSTOMER | 23 June 2016 |  | 1 January 2013 |  | 23 June 2016 |  | - |  | INACTIVE
6325ZO310824 | E0510 | Mastercycler Pro CTRL PNL |  |  | GN00002586 | PT BIOFARMA | BANDUNG | JAWA BARAT | BANDUNG | MAIN UNIT | CUSTOMER | 24 December 2014 | SUKMA WIJAYA - TSE | 30 December 2010 |  | 24 December 2014 | SUKMA WIJAYA - TSE | - |  | INACTIVE
633/X/14 T87 | TE009 | INCUBATOR TSN87 | IMAGING | TESENA INOVINDO, PT | GN00008426 | PUSKESMAS SUKARAJA | BOGOR | JAWA BARAT | BOGOR | MAIN UNIT | CUSTOMER | - |  | 9 March 2015 |  | - |  | - |  | ACTIVE
634/X/14 | TE009 | INCUBATOR TSN87 | IMAGING | TESENA INOVINDO, PT | GN00008432 | PUSKESMAS PARUNG | BOGOR | JAWA BARAT | BOGOR | MAIN UNIT | CUSTOMER | 4 March 2015 | IBNUL AZIZ - TSE | 4 March 2015 |  | 4 March 2015 | IBNUL AZIZ - TSE | - |  | ACTIVE
634000000 | EH381 | Elva H3D Hematology Analyzer | DIAGNOSTIC 2 | DIATRON MI ZRT. | GN19020006 | PUSKESMAS PIMPING BULUNGAN KAL-UT | SAMARINDA | KALIMANTAN TIMUR | SAMARINDA | MAIN UNIT | EMP | - |  | 25 October 2024 | ASRULLAH - TSE | 10 November 2021 | LEO LANANG SIGIT - TSE CP | 5 November 2024 | ANDI ISMAIL - SPV TSE TIMUR | ACTIVE
634000001 | EH381 | Elva H3D Hematology Analyzer | DIAGNOSTIC 2 | DIATRON MI ZRT. | GN00011690 | SHOWROOM PT EMP | PUSAT | DKI JAKARTA | JAKARTA TIMUR | MAIN UNIT | EMP | - |  | 11 December 2024 |  | 10 November 2021 | LEO LANANG SIGIT - TSE CP | 11 December 2024 | SAHID DERMAWAN - SPV TSE BARAT | ACTIVE
634000002 | EH381 | Elva H3D Hematology Analyzer | DIAGNOSTIC 2 | DIATRON MI ZRT. | GN22080028 | PUSKESMAS LAFEU KAB MOROWALI | MAKASSAR | SULAWESI SELATAN | MAKASSAR | MAIN UNIT | CUSTOMER | - |  | 12 August 2022 | ASRULLAH - TSE | 1 July 2022 | LEO LANANG SIGIT - TSE CP | 12 August 2022 | ASRULLAH - TSE | ACTIVE
634000003 | EH381 | Elva H3D Hematology Analyzer | DIAGNOSTIC 2 | DIATRON MI ZRT. | GN22080027 | PUSKESMAS LANTULA JAYA KAB MOROWALI | MAKASSAR | SULAWESI SELATAN | MAKASSAR | MAIN UNIT | CUSTOMER | - |  | 12 August 2022 | ASRULLAH - TSE | 1 July 2022 | LEO LANANG SIGIT - TSE CP | 12 August 2022 | ASRULLAH - TSE | ACTIVE
634000004 | EH381 | Elva H3D Hematology Analyzer | DIAGNOSTIC 2 | DIATRON MI ZRT. | GN24090006 | APOTEK MUQADDIM | SAMARINDA | KALIMANTAN TIMUR | SAMARINDA | MAIN UNIT | EMP | - |  | 19 July 2022 |  | 1 July 2022 | LEO LANANG SIGIT - TSE CP | 10 September 2024 | SAHID DERMAWAN - SPV TSE BARAT | ACTIVE
634000005 | EH381 | Elva H3D Hematology Analyzer | DIAGNOSTIC 2 | DIATRON MI ZRT. | GN00007531 | PT. ENSEVAL MEDIKA PRIMA - CIREBON | CIREBON | JAWA BARAT | CIREBON | MAIN UNIT | EMP | - |  | 19 July 2022 |  | 1 July 2022 | LEO LANANG SIGIT - TSE CP | 2 September 2024 | SAHID DERMAWAN - SPV TSE BARAT | ACTIVE
634000006 | EH381 | Elva H3D Hematology Analyzer | DIAGNOSTIC 2 | DIATRON MI ZRT. | GN25010015 | LAB ANUGRAH PANDAN | MEDAN | SUMATERA UTARA | MEDAN | MAIN UNIT | EMP | - |  | 2 September 2022 |  | 1 July 2022 | LEO LANANG SIGIT - TSE CP | 23 January 2025 | SAHID DERMAWAN - SPV TSE BARAT | ACTIVE
634000007 | EH381 | Elva H3D Hematology Analyzer | DIAGNOSTIC 2 | DIATRON MI ZRT. | GN00008797 | PUSKESMAS CIGUDEG | BOGOR | JAWA BARAT | BOGOR | MAIN UNIT | EMP | - |  | 9 March 2023 | MUHAMMAD FAJAR - TSE | 1 July 2022 | LEO LANANG SIGIT - TSE CP | 20 October 2023 | SAHID DERMAWAN - SPV TSE BARAT | ACTIVE
634000008 | EH381 | Elva H3D Hematology Analyzer | DIAGNOSTIC 2 | DIATRON MI ZRT. | GN22080049 | PUSKEMAS KEMBARAN II | PURWOKERTO | JAWA TENGAH | PURWOKERTO | MAIN UNIT | CUSTOMER | - |  | 22 December 2022 |  | 27 October 2022 | LEO LANANG SIGIT - TSE CP | 18 December 2023 | ANDI ISMAIL - SPV TSE TIMUR | ACTIVE
634000009 | EH381 | Elva H3D Hematology Analyzer | DIAGNOSTIC 2 | DIATRON MI ZRT. | GN22080051 | KLINIK AORTA LAB | MAKASSAR | SULAWESI SELATAN | MAKASSAR | MAIN UNIT | CUSTOMER | - |  | 14 February 2023 |  | 27 October 2022 | LEO LANANG SIGIT - TSE CP | 12 October 2023 | ANDI ISMAIL - SPV TSE TIMUR | ACTIVE
634000010 | EH381 | Elva H3D Hematology Analyzer | DIAGNOSTIC 2 | DIATRON MI ZRT. | GN24090015 | PUSKESMAS SUSUKAN 2 | PURWOKERTO | JAWA TENGAH | PURWOKERTO | MAIN UNIT | CUSTOMER | - |  | 1 April 2023 |  | 27 October 2022 | LEO LANANG SIGIT - TSE CP | 18 September 2024 | ANDI ISMAIL - SPV TSE TIMUR | ACTIVE
634000011 | EH381 | Elva H3D Hematology Analyzer | DIAGNOSTIC 2 | DIATRON MI ZRT. | GN24090016 | PUSKESMAS PURWAREJA KLAMPOK 2 | PURWOKERTO | JAWA TENGAH | PURWOKERTO | MAIN UNIT | CUSTOMER | - |  | 1 April 2023 |  | 27 October 2022 | LEO LANANG SIGIT - TSE CP | 18 September 2024 | ANDI ISMAIL - SPV TSE TIMUR | ACTIVE
634000012 | EH381 | Elva H3D Hematology Analyzer | DIAGNOSTIC 2 | DIATRON MI ZRT. | GN24090011 | PUSKESMAS WANADADI 2 | PURWOKERTO | JAWA TENGAH | PURWOKERTO | MAIN UNIT | CUSTOMER | - |  | 31 March 2023 |  | 27 October 2022 | LEO LANANG SIGIT - TSE CP | 18 September 2024 | ANDI ISMAIL - SPV TSE TIMUR | ACTIVE
634000013 | EH381 | Elva H3D Hematology Analyzer | DIAGNOSTIC 2 | DIATRON MI ZRT. | GN24070012 | PUSKESMAS PAGENTAN 2 | PURWOKERTO | JAWA TENGAH | PURWOKERTO | MAIN UNIT | CUSTOMER | - |  | 30 March 2023 |  | 27 October 2022 | LEO LANANG SIGIT - TSE CP | 8 July 2024 | ANDI ISMAIL - SPV TSE TIMUR | ACTIVE
634000014 | EH381 | Elva H3D Hematology Analyzer | DIAGNOSTIC 2 | DIATRON MI ZRT. | GN24090013 | PUSKESMAS BAWANG 2 | PURWOKERTO | JAWA TENGAH | PURWOKERTO | MAIN UNIT | CUSTOMER | - |  | 31 March 2023 |  | 27 October 2022 | LEO LANANG SIGIT - TSE CP | 18 September 2024 | ANDI ISMAIL - SPV TSE TIMUR | ACTIVE
634000015 | EH381 | Elva H3D Hematology Analyzer | DIAGNOSTIC 2 | DIATRON MI ZRT. | GN24070010 | PUSKESMAS BANJARNEGARA 1 | PURWOKERTO | JAWA TENGAH | PURWOKERTO | MAIN UNIT | CUSTOMER | - |  | 29 March 2023 |  | 27 October 2022 | LEO LANANG SIGIT - TSE CP | 8 July 2024 | ANDI ISMAIL - SPV TSE TIMUR | ACTIVE
634000016 | EH381 | Elva H3D Hematology Analyzer | DIAGNOSTIC 2 | DIATRON MI ZRT. | GN24090014 | PUSKESMAS PURWONEGARA 3 | PURWOKERTO | JAWA TENGAH | PURWOKERTO | MAIN UNIT | CUSTOMER | - |  | 31 March 2023 |  | 27 October 2022 | LEO LANANG SIGIT - TSE CP | 18 September 2024 | ANDI ISMAIL - SPV TSE TIMUR | ACTIVE
634000017 | EH381 | Elva H3D Hematology Analyzer | DIAGNOSTIC 2 | DIATRON MI ZRT. | GN24070013 | PUSKESMAS BATUR 2 | PURWOKERTO | JAWA TENGAH | PURWOKERTO | MAIN UNIT | CUSTOMER | - |  | 30 March 2023 |  | 28 October 2022 | LEO LANANG SIGIT - TSE CP | 8 July 2024 | ANDI ISMAIL - SPV TSE TIMUR | ACTIVE
634000018 | EH381 | Elva H3D Hematology Analyzer | DIAGNOSTIC 2 | DIATRON MI ZRT. | GN24070009 | PUSKESMAS SIGALUH 2 | PURWOKERTO | JAWA TENGAH | PURWOKERTO | MAIN UNIT | CUSTOMER | - |  | 29 March 2023 |  | 27 October 2022 | LEO LANANG SIGIT - TSE CP | 8 July 2024 | ANDI ISMAIL - SPV TSE TIMUR | ACTIVE
634000019 | EH381 | Elva H3D Hematology Analyzer | DIAGNOSTIC 2 | DIATRON MI ZRT. | GN24090010 | PUSKESMAS PANDANARUM - BANJARNEGARA | PURWOKERTO | JAWA TENGAH | PURWOKERTO | MAIN UNIT | CUSTOMER | - |  | 30 March 2023 |  | 27 October 2022 | LEO LANANG SIGIT - TSE CP | 18 September 2024 | ANDI ISMAIL - SPV TSE TIMUR | ACTIVE
634000020 | EH381 | Elva H3D Hematology Analyzer | DIAGNOSTIC 2 | DIATRON MI ZRT. | GN24090012 | PUSKESMAS RAKIT 2 | PURWOKERTO | JAWA TENGAH | PURWOKERTO | MAIN UNIT | CUSTOMER | - |  | 31 March 2023 |  | 27 October 2022 | LEO LANANG SIGIT - TSE CP | 18 September 2024 | ANDI ISMAIL - SPV TSE TIMUR | ACTIVE
634000021 | EH381 | Elva H3D Hematology Analyzer | DIAGNOSTIC 2 | DIATRON MI ZRT. | GN24070006 | PUSKESMAS MADUKARA 2 | PURWOKERTO | JAWA TENGAH | PURWOKERTO | MAIN UNIT | CUSTOMER | - |  | 29 March 2023 |  | 27 October 2022 | LEO LANANG SIGIT - TSE CP | 8 July 2024 | ANDI ISMAIL - SPV TSE TIMUR | ACTIVE
634000022 | EH381 | Elva H3D Hematology Analyzer | DIAGNOSTIC 2 | DIATRON MI ZRT. | GN24070011 | PUSKESMAS WANAYASA 2 | PURWOKERTO | JAWA TENGAH | PURWOKERTO | MAIN UNIT | CUSTOMER | - |  | 30 March 2023 |  | 28 October 2022 | LEO LANANG SIGIT - TSE CP | 8 July 2024 | ANDI ISMAIL - SPV TSE TIMUR | ACTIVE
634000023 | EH381 | Elva H3D Hematology Analyzer | DIAGNOSTIC 2 | DIATRON MI ZRT. | GN25010014 | LABORATORIUM KLINIK PRATAMI | MEDAN | SUMATERA UTARA | MEDAN | MAIN UNIT | EMP | - |  | 30 January 2024 |  | 28 October 2022 | LEO LANANG SIGIT - TSE CP | 22 January 2025 | SAHID DERMAWAN - SPV TSE BARAT | ACTIVE
634000024 | EH381 | Elva H3D Hematology Analyzer | DIAGNOSTIC 2 | DIATRON MI ZRT. | GN00008613 | LABORATORIUM KLINIK ANUGERAH KABANJAHE | MEDAN | SUMATERA UTARA | MEDAN | MAIN UNIT | EMP | - |  | 22 March 2024 |  | 27 October 2022 | LEO LANANG SIGIT - TSE CP | 15 November 2024 | SAHID DERMAWAN - SPV TSE BARAT | ACTIVE
634000025 | EH381 | Elva H3D Hematology Analyzer | DIAGNOSTIC 2 | DIATRON MI ZRT. | GN00008427 | PUSKESMAS RUMPIN | BOGOR | JAWA BARAT | BOGOR | MAIN UNIT | EMP | - |  | 23 February 2024 |  | 27 October 2022 | LEO LANANG SIGIT - TSE CP | 14 March 2024 | SAHID DERMAWAN - SPV TSE BARAT | ACTIVE
634000026 | EH381 | Elva H3D Hematology Analyzer | DIAGNOSTIC 2 | DIATRON MI ZRT. | GN19020006 | PUSKESMAS PIMPING BULUNGAN KAL-UT | SAMARINDA | KALIMANTAN TIMUR | SAMARINDA | MAIN UNIT | EMP | - |  | 17 March 2025 |  | 27 October 2022 | LEO LANANG SIGIT - TSE CP | 28 July 2025 | SAHID DERMAWAN - SPV TSE BARAT | ACTIVE
634000027 | EH381 | Elva H3D Hematology Analyzer | DIAGNOSTIC 2 | DIATRON MI ZRT. | GN18080009 | KLINIK SUCI MEDIKA - BANGKA | PANGKAL PINANG | KEPULAUAN BANGKA BELITUNG | BANGKA | MAIN UNIT | EMP | - |  | 26 September 2024 |  | 27 October 2022 | LEO LANANG SIGIT - TSE CP | 26 November 2024 | SAHID DERMAWAN - SPV TSE BARAT | ACTIVE
634000028 | EH381 | Elva H3D Hematology Analyzer | DIAGNOSTIC 2 | DIATRON MI ZRT. | GN20010079 | RS ISLAM AT TAQWA GUMAWANG | PALEMBANG | SUMATERA SELATAN | PALEMBANG | MAIN UNIT | EMP | - |  | 16 September 2025 |  | 28 March 2023 | NOVAN KURNIARTATO - TSE | 2 October 2025 | SAHID DERMAWAN - SPV TSE BARAT | ACTIVE
634000029 | EH381 | Elva H3D Hematology Analyzer | DIAGNOSTIC 2 | DIATRON MI ZRT. | GN00000450 | RSUD SABANG | BANDA ACEH | ACEH | SABANG | MAIN UNIT | EMP | - |  | 12 September 2024 |  | 28 March 2023 | NOVAN KURNIARTATO - TSE | 20 September 2024 | SAHID DERMAWAN - SPV TSE BARAT | ACTIVE
634000030 | EH381 | Elva H3D Hematology Analyzer | DIAGNOSTIC 2 | DIATRON MI ZRT. | GN00002986 | RDC PUSAT - RAWAGELAM | PUSAT | DKI JAKARTA | JAKARTA TIMUR | MAIN UNIT | EMP | - |  | - |  | 28 March 2023 | NOVAN KURNIARTATO - TSE | - |  | ACTIVE
634000031 | EH381 | Elva H3D Hematology Analyzer | DIAGNOSTIC 2 | DIATRON MI ZRT. | GN00002986 | RDC PUSAT - RAWAGELAM | PUSAT | DKI JAKARTA | JAKARTA TIMUR | MAIN UNIT | EMP | - |  | - |  | 28 March 2023 | NOVAN KURNIARTATO - TSE | - |  | ACTIVE
634000032 | EH381 | Elva H3D Hematology Analyzer | DIAGNOSTIC 2 | DIATRON MI ZRT. | GN00002986 | RDC PUSAT - RAWAGELAM | PUSAT | DKI JAKARTA | JAKARTA TIMUR | MAIN UNIT | EMP | - |  | - |  | 28 March 2023 | NOVAN KURNIARTATO - TSE | - |  | ACTIVE
634000033 | EH381 | Elva H3D Hematology Analyzer | DIAGNOSTIC 2 | DIATRON MI ZRT. | GN00002986 | RDC PUSAT - RAWAGELAM | PUSAT | DKI JAKARTA | JAKARTA TIMUR | MAIN UNIT | EMP | - |  | - |  | 28 March 2023 | NOVAN KURNIARTATO - TSE | - |  | ACTIVE
634000034 | EH381 | Elva H3D Hematology Analyzer | DIAGNOSTIC 2 | DIATRON MI ZRT. | GN00002986 | RDC PUSAT - RAWAGELAM | PUSAT | DKI JAKARTA | JAKARTA TIMUR | MAIN UNIT | EMP | - |  | - |  | 28 March 2023 | NOVAN KURNIARTATO - TSE | - |  | ACTIVE
634000035 | EH381 | Elva H3D Hematology Analyzer | DIAGNOSTIC 2 | DIATRON MI ZRT. | GN00002986 | RDC PUSAT - RAWAGELAM | PUSAT | DKI JAKARTA | JAKARTA TIMUR | MAIN UNIT | EMP | - |  | - |  | 28 March 2023 | NOVAN KURNIARTATO - TSE | - |  | ACTIVE
634000036 | EH381 | Elva H3D Hematology Analyzer | DIAGNOSTIC 2 | DIATRON MI ZRT. | GN00002986 | RDC PUSAT - RAWAGELAM | PUSAT | DKI JAKARTA | JAKARTA TIMUR | MAIN UNIT | EMP | - |  | - |  | 28 March 2023 | NOVAN KURNIARTATO - TSE | - |  | ACTIVE
634000037 | EH381 | Elva H3D Hematology Analyzer | DIAGNOSTIC 2 | DIATRON MI ZRT. | GN00002986 | RDC PUSAT - RAWAGELAM | PUSAT | DKI JAKARTA | JAKARTA TIMUR | MAIN UNIT | EMP | - |  | - |  | 28 March 2023 | NOVAN KURNIARTATO - TSE | - |  | ACTIVE
634000038 | EH381 | Elva H3D Hematology Analyzer | DIAGNOSTIC 2 | DIATRON MI ZRT. | GN00002986 | RDC PUSAT - RAWAGELAM | PUSAT | DKI JAKARTA | JAKARTA TIMUR | MAIN UNIT | EMP | - |  | - |  | 22 May 2023 | LEO LANANG SIGIT - TSE CP | - |  | ACTIVE
634000039 | EH381 | Elva H3D Hematology Analyzer | DIAGNOSTIC 2 | DIATRON MI ZRT. | GN00002986 | RDC PUSAT - RAWAGELAM | PUSAT | DKI JAKARTA | JAKARTA TIMUR | MAIN UNIT | EMP | - |  | - |  | 22 May 2023 | LEO LANANG SIGIT - TSE CP | - |  | ACTIVE
634000040 | EH381 | Elva H3D Hematology Analyzer | DIAGNOSTIC 2 | DIATRON MI ZRT. | GN00002986 | RDC PUSAT - RAWAGELAM | PUSAT | DKI JAKARTA | JAKARTA TIMUR | MAIN UNIT | EMP | - |  | - |  | 22 May 2023 | LEO LANANG SIGIT - TSE CP | - |  | ACTIVE
634000041 | EH381 | Elva H3D Hematology Analyzer | DIAGNOSTIC 2 | DIATRON MI ZRT. | GN00002986 | RDC PUSAT - RAWAGELAM | PUSAT | DKI JAKARTA | JAKARTA TIMUR | MAIN UNIT | EMP | - |  | - |  | 22 May 2023 | LEO LANANG SIGIT - TSE CP | - |  | ACTIVE
634000042 | EH381 | Elva H3D Hematology Analyzer | DIAGNOSTIC 2 | DIATRON MI ZRT. | GN00002986 | RDC PUSAT - RAWAGELAM | PUSAT | DKI JAKARTA | JAKARTA TIMUR | MAIN UNIT | EMP | - |  | - |  | 22 May 2023 | LEO LANANG SIGIT - TSE CP | - |  | ACTIVE
634000043 | EH381 | Elva H3D Hematology Analyzer | DIAGNOSTIC 2 | DIATRON MI ZRT. | GN00002986 | RDC PUSAT - RAWAGELAM | PUSAT | DKI JAKARTA | JAKARTA TIMUR | MAIN UNIT | EMP | - |  | - |  | 22 May 2023 | LEO LANANG SIGIT - TSE CP | - |  | ACTIVE
634000044 | EH381 | Elva H3D Hematology Analyzer | DIAGNOSTIC 2 | DIATRON MI ZRT. | GN00002986 | RDC PUSAT - RAWAGELAM | PUSAT | DKI JAKARTA | JAKARTA TIMUR | MAIN UNIT | EMP | - |  | - |  | 22 May 2023 | LEO LANANG SIGIT - TSE CP | - |  | ACTIVE
634000045 | EH381 | Elva H3D Hematology Analyzer | DIAGNOSTIC 2 | DIATRON MI ZRT. | GN00002986 | RDC PUSAT - RAWAGELAM | PUSAT | DKI JAKARTA | JAKARTA TIMUR | MAIN UNIT | EMP | - |  | - |  | 22 May 2023 | LEO LANANG SIGIT - TSE CP | - |  | ACTIVE
634000046 | EH381 | Elva H3D Hematology Analyzer | DIAGNOSTIC 2 | DIATRON MI ZRT. | GN00002986 | RDC PUSAT - RAWAGELAM | PUSAT | DKI JAKARTA | JAKARTA TIMUR | MAIN UNIT | EMP | - |  | - |  | 22 May 2023 | LEO LANANG SIGIT - TSE CP | - |  | ACTIVE
634000047 | EH381 | Elva H3D Hematology Analyzer | DIAGNOSTIC 2 | DIATRON MI ZRT. | GN25040010 | KLINIK AN NUR BANGKA | PANGKAL PINANG | KEPULAUAN BANGKA BELITUNG | PANGKAL PINANG | MAIN UNIT | EMP | - |  | 22 July 2025 | SELAMAT SIPAHUTAR - TSE | 22 May 2023 | LEO LANANG SIGIT - TSE CP | 4 August 2025 | SAHID DERMAWAN - SPV TSE BARAT | ACTIVE
634000048 | EH381 | Elva H3D Hematology Analyzer | DIAGNOSTIC 2 | DIATRON MI ZRT. | GN00002986 | RDC PUSAT - RAWAGELAM | PUSAT | DKI JAKARTA | JAKARTA TIMUR | MAIN UNIT | EMP | - |  | - |  | 4 July 2023 | LEO LANANG SIGIT - TSE CP | - |  | ACTIVE
634000049 | EH381 | Elva H3D Hematology Analyzer | DIAGNOSTIC 2 | DIATRON MI ZRT. | GN00002986 | RDC PUSAT - RAWAGELAM | PUSAT | DKI JAKARTA | JAKARTA TIMUR | MAIN UNIT | EMP | - |  | - |  | 4 July 2023 | LEO LANANG SIGIT - TSE CP | - |  | ACTIVE
634000050 | EH381 | Elva H3D Hematology Analyzer | DIAGNOSTIC 2 | DIATRON MI ZRT. | GN00002986 | RDC PUSAT - RAWAGELAM | PUSAT | DKI JAKARTA | JAKARTA TIMUR | MAIN UNIT | EMP | - |  | - |  | 4 July 2023 | LEO LANANG SIGIT - TSE CP | - |  | ACTIVE
634000051 | EH381 | Elva H3D Hematology Analyzer | DIAGNOSTIC 2 | DIATRON MI ZRT. | GN00002986 | RDC PUSAT - RAWAGELAM | PUSAT | DKI JAKARTA | JAKARTA TIMUR | MAIN UNIT | EMP | - |  | - |  | 4 July 2023 | LEO LANANG SIGIT - TSE CP | - |  | ACTIVE
634000052 | EH381 | Elva H3D Hematology Analyzer | DIAGNOSTIC 2 | DIATRON MI ZRT. | GN00002986 | RDC PUSAT - RAWAGELAM | PUSAT | DKI JAKARTA | JAKARTA TIMUR | MAIN UNIT | EMP | - |  | - |  | 4 July 2023 | LEO LANANG SIGIT - TSE CP | - |  | ACTIVE
634000053 | EH381 | Elva H3D Hematology Analyzer | DIAGNOSTIC 2 | DIATRON MI ZRT. | GN00002986 | RDC PUSAT - RAWAGELAM | PUSAT | DKI JAKARTA | JAKARTA TIMUR | MAIN UNIT | EMP | - |  | - |  | 4 July 2023 | LEO LANANG SIGIT - TSE CP | - |  | ACTIVE
634000054 | EH381 | Elva H3D Hematology Analyzer | DIAGNOSTIC 2 | DIATRON MI ZRT. | GN00002986 | RDC PUSAT - RAWAGELAM | PUSAT | DKI JAKARTA | JAKARTA TIMUR | MAIN UNIT | EMP | - |  | - |  | 4 July 2023 | LEO LANANG SIGIT - TSE CP | - |  | ACTIVE
634000055 | EH381 | Elva H3D Hematology Analyzer | DIAGNOSTIC 2 | DIATRON MI ZRT. | GN00002986 | RDC PUSAT - RAWAGELAM | PUSAT | DKI JAKARTA | JAKARTA TIMUR | MAIN UNIT | EMP | - |  | - |  | 4 July 2023 | LEO LANANG SIGIT - TSE CP | - |  | ACTIVE
634000056 | EH381 | Elva H3D Hematology Analyzer | DIAGNOSTIC 2 | DIATRON MI ZRT. | GN00002986 | RDC PUSAT - RAWAGELAM | PUSAT | DKI JAKARTA | JAKARTA TIMUR | MAIN UNIT | EMP | - |  | - |  | 4 July 2023 | LEO LANANG SIGIT - TSE CP | - |  | ACTIVE
634000057 | EH381 | Elva H3D Hematology Analyzer | DIAGNOSTIC 2 | DIATRON MI ZRT. | GN00002986 | RDC PUSAT - RAWAGELAM | PUSAT | DKI JAKARTA | JAKARTA TIMUR | MAIN UNIT | EMP | - |  | - |  | 4 July 2023 | LEO LANANG SIGIT - TSE CP | - |  | ACTIVE
634000058 | EH381 | Elva H3D Hematology Analyzer | DIAGNOSTIC 2 | DIATRON MI ZRT. | GN00002986 | RDC PUSAT - RAWAGELAM | PUSAT | DKI JAKARTA | JAKARTA TIMUR | MAIN UNIT | EMP | - |  | - |  | 11 August 2023 | LEO LANANG SIGIT - TSE CP | - |  | ACTIVE
634000059 | EH381 | Elva H3D Hematology Analyzer | DIAGNOSTIC 2 | DIATRON MI ZRT. | GN00002986 | RDC PUSAT - RAWAGELAM | PUSAT | DKI JAKARTA | JAKARTA TIMUR | MAIN UNIT | EMP | - |  | - |  | 11 August 2023 | LEO LANANG SIGIT - TSE CP | - |  | ACTIVE
634000060 | EH381 | Elva H3D Hematology Analyzer | DIAGNOSTIC 2 | DIATRON MI ZRT. | GN00002986 | RDC PUSAT - RAWAGELAM | PUSAT | DKI JAKARTA | JAKARTA TIMUR | MAIN UNIT | EMP | - |  | - |  | 11 August 2023 | LEO LANANG SIGIT - TSE CP | - |  | ACTIVE
634000061 | EH381 | Elva H3D Hematology Analyzer | DIAGNOSTIC 2 | DIATRON MI ZRT. | GN00002986 | RDC PUSAT - RAWAGELAM | PUSAT | DKI JAKARTA | JAKARTA TIMUR | MAIN UNIT | EMP | - |  | - |  | 11 August 2023 | LEO LANANG SIGIT - TSE CP | - |  | ACTIVE
634000062 | EH381 | Elva H3D Hematology Analyzer | DIAGNOSTIC 2 | DIATRON MI ZRT. | GN00002986 | RDC PUSAT - RAWAGELAM | PUSAT | DKI JAKARTA | JAKARTA TIMUR | MAIN UNIT | EMP | - |  | - |  | 11 August 2023 | LEO LANANG SIGIT - TSE CP | - |  | ACTIVE
634000063 | EH381 | Elva H3D Hematology Analyzer | DIAGNOSTIC 2 | DIATRON MI ZRT. | GN00002986 | RDC PUSAT - RAWAGELAM | PUSAT | DKI JAKARTA | JAKARTA TIMUR | MAIN UNIT | EMP | - |  | - |  | 11 August 2023 | LEO LANANG SIGIT - TSE CP | - |  | ACTIVE
634000064 | EH381 | Elva H3D Hematology Analyzer | DIAGNOSTIC 2 | DIATRON MI ZRT. | GN00002986 | RDC PUSAT - RAWAGELAM | PUSAT | DKI JAKARTA | JAKARTA TIMUR | MAIN UNIT | EMP | - |  | - |  | 11 August 2023 | LEO LANANG SIGIT - TSE CP | - |  | ACTIVE
634000065 | EH381 | Elva H3D Hematology Analyzer | DIAGNOSTIC 2 | DIATRON MI ZRT. | GN00002986 | RDC PUSAT - RAWAGELAM | PUSAT | DKI JAKARTA | JAKARTA TIMUR | MAIN UNIT | EMP | - |  | - |  | 11 August 2023 | LEO LANANG SIGIT - TSE CP | - |  | ACTIVE
634000066 | EH381 | Elva H3D Hematology Analyzer | DIAGNOSTIC 2 | DIATRON MI ZRT. | GN00002986 | RDC PUSAT - RAWAGELAM | PUSAT | DKI JAKARTA | JAKARTA TIMUR | MAIN UNIT | EMP | - |  | - |  | 11 August 2023 | LEO LANANG SIGIT - TSE CP | - |  | ACTIVE
634000067 | EH381 | Elva H3D Hematology Analyzer | DIAGNOSTIC 2 | DIATRON MI ZRT. | GN00002986 | RDC PUSAT - RAWAGELAM | PUSAT | DKI JAKARTA | JAKARTA TIMUR | MAIN UNIT | EMP | - |  | - |  | 11 August 2023 | LEO LANANG SIGIT - TSE CP | - |  | ACTIVE
634000068 | EH381 | Elva H3D Hematology Analyzer | DIAGNOSTIC 2 | DIATRON MI ZRT. | GN00002986 | RDC PUSAT - RAWAGELAM | PUSAT | DKI JAKARTA | JAKARTA TIMUR | MAIN UNIT | EMP | - |  | - |  | 11 August 2023 | LEO LANANG SIGIT - TSE CP | - |  | ACTIVE
634000069 | EH381 | Elva H3D Hematology Analyzer | DIAGNOSTIC 2 | DIATRON MI ZRT. | GN00002986 | RDC PUSAT - RAWAGELAM | PUSAT | DKI JAKARTA | JAKARTA TIMUR | MAIN UNIT | EMP | - |  | - |  | 11 August 2023 | LEO LANANG SIGIT - TSE CP | - |  | ACTIVE
634000070 | EH381 | Elva H3D Hematology Analyzer | DIAGNOSTIC 2 | DIATRON MI ZRT. | GN00002986 | RDC PUSAT - RAWAGELAM | PUSAT | DKI JAKARTA | JAKARTA TIMUR | MAIN UNIT | EMP | - |  | - |  | 11 August 2023 | LEO LANANG SIGIT - TSE CP | - |  | ACTIVE
634000071 | EH381 | Elva H3D Hematology Analyzer | DIAGNOSTIC 2 | DIATRON MI ZRT. | GN00002986 | RDC PUSAT - RAWAGELAM | PUSAT | DKI JAKARTA | JAKARTA TIMUR | MAIN UNIT | EMP | - |  | - |  | 11 August 2023 | LEO LANANG SIGIT - TSE CP | - |  | ACTIVE
634000072 | EH381 | Elva H3D Hematology Analyzer | DIAGNOSTIC 2 | DIATRON MI ZRT. | GN00002986 | RDC PUSAT - RAWAGELAM | PUSAT | DKI JAKARTA | JAKARTA TIMUR | MAIN UNIT | EMP | - |  | - |  | 11 August 2023 | LEO LANANG SIGIT - TSE CP | - |  | ACTIVE
634000073 | EH381 | Elva H3D Hematology Analyzer | DIAGNOSTIC 2 | DIATRON MI ZRT. | GN00002986 | RDC PUSAT - RAWAGELAM | PUSAT | DKI JAKARTA | JAKARTA TIMUR | MAIN UNIT | EMP | - |  | - |  | 11 August 2023 | LEO LANANG SIGIT - TSE CP | - |  | ACTIVE
634000074 | EH381 | Elva H3D Hematology Analyzer | DIAGNOSTIC 2 | DIATRON MI ZRT. | GN00002986 | RDC PUSAT - RAWAGELAM | PUSAT | DKI JAKARTA | JAKARTA TIMUR | MAIN UNIT | EMP | - |  | - |  | 11 August 2023 | LEO LANANG SIGIT - TSE CP | - |  | ACTIVE
634000075 | EH381 | Elva H3D Hematology Analyzer | DIAGNOSTIC 2 | DIATRON MI ZRT. | GN00002986 | RDC PUSAT - RAWAGELAM | PUSAT | DKI JAKARTA | JAKARTA TIMUR | MAIN UNIT | EMP | - |  | - |  | 11 August 2023 | LEO LANANG SIGIT - TSE CP | - |  | ACTIVE
634000076 | EH381 | Elva H3D Hematology Analyzer | DIAGNOSTIC 2 | DIATRON MI ZRT. | GN00002986 | RDC PUSAT - RAWAGELAM | PUSAT | DKI JAKARTA | JAKARTA TIMUR | MAIN UNIT | EMP | - |  | - |  | 11 August 2023 | LEO LANANG SIGIT - TSE CP | - |  | ACTIVE
634000077 | EH381 | Elva H3D Hematology Analyzer | DIAGNOSTIC 2 | DIATRON MI ZRT. | GN00002986 | RDC PUSAT - RAWAGELAM | PUSAT | DKI JAKARTA | JAKARTA TIMUR | MAIN UNIT | EMP | - |  | - |  | 11 August 2023 | LEO LANANG SIGIT - TSE CP | - |  | ACTIVE
634000078 | EH381 | Elva H3D Hematology Analyzer | DIAGNOSTIC 2 | DIATRON MI ZRT. | GN00002986 | RDC PUSAT - RAWAGELAM | PUSAT | DKI JAKARTA | JAKARTA TIMUR | MAIN UNIT | EMP | - |  | - |  | 11 August 2023 | LEO LANANG SIGIT - TSE CP | - |  | ACTIVE
634000079 | EH381 | Elva H3D Hematology Analyzer | DIAGNOSTIC 2 | DIATRON MI ZRT. | GN00002986 | RDC PUSAT - RAWAGELAM | PUSAT | DKI JAKARTA | JAKARTA TIMUR | MAIN UNIT | EMP | - |  | - |  | 11 August 2023 | LEO LANANG SIGIT - TSE CP | - |  | ACTIVE
634000080 | EH381 | Elva H3D Hematology Analyzer | DIAGNOSTIC 2 | DIATRON MI ZRT. | GN00002986 | RDC PUSAT - RAWAGELAM | PUSAT | DKI JAKARTA | JAKARTA TIMUR | MAIN UNIT | EMP | - |  | - |  | 11 August 2023 | LEO LANANG SIGIT - TSE CP | - |  | ACTIVE
634000081 | EH381 | Elva H3D Hematology Analyzer | DIAGNOSTIC 2 | DIATRON MI ZRT. | GN00002986 | RDC PUSAT - RAWAGELAM | PUSAT | DKI JAKARTA | JAKARTA TIMUR | MAIN UNIT | EMP | - |  | - |  | 11 August 2023 | LEO LANANG SIGIT - TSE CP | - |  | ACTIVE
634000082 | EH381 | Elva H3D Hematology Analyzer | DIAGNOSTIC 2 | DIATRON MI ZRT. | GN00002986 | RDC PUSAT - RAWAGELAM | PUSAT | DKI JAKARTA | JAKARTA TIMUR | MAIN UNIT | EMP | - |  | - |  | 11 August 2023 | LEO LANANG SIGIT - TSE CP | - |  | ACTIVE
634000083 | EH381 | Elva H3D Hematology Analyzer | DIAGNOSTIC 2 | DIATRON MI ZRT. | GN00002986 | RDC PUSAT - RAWAGELAM | PUSAT | DKI JAKARTA | JAKARTA TIMUR | MAIN UNIT | EMP | - |  | - |  | 11 August 2023 | LEO LANANG SIGIT - TSE CP | - |  | ACTIVE
634000084 | EH381 | Elva H3D Hematology Analyzer | DIAGNOSTIC 2 | DIATRON MI ZRT. | GN00002986 | RDC PUSAT - RAWAGELAM | PUSAT | DKI JAKARTA | JAKARTA TIMUR | MAIN UNIT | EMP | - |  | - |  | 11 August 2023 | LEO LANANG SIGIT - TSE CP | - |  | ACTIVE
634000085 | EH381 | Elva H3D Hematology Analyzer | DIAGNOSTIC 2 | DIATRON MI ZRT. | GN00002986 | RDC PUSAT - RAWAGELAM | PUSAT | DKI JAKARTA | JAKARTA TIMUR | MAIN UNIT | EMP | - |  | - |  | 11 August 2023 | LEO LANANG SIGIT - TSE CP | - |  | ACTIVE
634000086 | EH381 | Elva H3D Hematology Analyzer | DIAGNOSTIC 2 | DIATRON MI ZRT. | GN00002986 | RDC PUSAT - RAWAGELAM | PUSAT | DKI JAKARTA | JAKARTA TIMUR | MAIN UNIT | EMP | - |  | - |  | 11 August 2023 | LEO LANANG SIGIT - TSE CP | - |  | ACTIVE
634000087 | EH381 | Elva H3D Hematology Analyzer | DIAGNOSTIC 2 | DIATRON MI ZRT. | GN00002986 | RDC PUSAT - RAWAGELAM | PUSAT | DKI JAKARTA | JAKARTA TIMUR | MAIN UNIT | EMP | - |  | - |  | 11 August 2023 | LEO LANANG SIGIT - TSE CP | - |  | ACTIVE
6352456 | FCP12 | PRIMA CONSOLE CL A12 | IMAGING | FUJIFILM INDONESIA, PT. | GN00002986 | RDC PUSAT - RAWAGELAM | PUSAT | DKI JAKARTA | JAKARTA TIMUR | MAIN UNIT | EMP | 21 April 2022 | ANTONIUS SAGITA - KALIBRASI | - |  | 21 September 2021 | ANTONIUS SAGITA - KALIBRASI | - |  | ACTIVE
636/XI/14 | TE009 | INCUBATOR TSN87 | IMAGING | TESENA INOVINDO, PT | GN00008427 | PUSKESMAS RUMPIN | BOGOR | JAWA BARAT | BOGOR | MAIN UNIT | CUSTOMER | 16 March 2015 | IBNUL AZIZ - TSE | 16 March 2015 |  | 16 March 2015 | IBNUL AZIZ - TSE | - |  | ACTIVE
638/XI/14T87 | TM02U |  |  |  | GN00008425 | PUSKESMAS JONGGOL | BOGOR | JAWA BARAT | BOGOR | MAIN UNIT | CUSTOMER | - |  | 26 February 2015 |  | - |  | - |  | INACTIVE
64/X/13 | 807IW |  |  |  | GN00001665 | RSUD ABDUL MADJID BATOE | JAMBI | JAMBI | JAMBI | MAIN UNIT | CUSTOMER | - |  | 1 January 2007 |  | - |  | - |  | INACTIVE
64/X/13 T50S | TE043 | SUCTION TSN 50 S | IMAGING | TESENA INOVINDO, PT | GN00002419 | RS USU ( UNIVERSITAS SUMATERA UTARA ) | MEDAN | SUMATERA UTARA | MEDAN | MAIN UNIT | CUSTOMER | 7 July 2014 | ARBIANSYAH - TSE | 21 December 2013 |  | 7 July 2014 | ARBIANSYAH - TSE | - |  | ACTIVE
6442426 | FCA11 | CONSOLE ADVANCE A12 V11 | IMAGING | FUJIFILM INDONESIA, PT. | GN00002986 | RDC PUSAT - RAWAGELAM | PUSAT | DKI JAKARTA | JAKARTA TIMUR | MAIN UNIT | EMP | 21 April 2022 | ANTONIUS SAGITA - KALIBRASI | - |  | 28 September 2021 | ANTONIUS SAGITA - KALIBRASI | - |  | ACTIVE
648/VIII-IX/14 | FV14D | VIEWER TSN 014.D | IMAGING | TESENA INOVINDO, PT | GN00001122 | RSUD KAB CIAMIS | TASIKMALAYA | JAWA BARAT | CIAMIS | MAIN UNIT | CUSTOMER | 13 November 2014 | SUKMA WIJAYA - TSE | 13 November 2014 |  | 13 November 2014 | SUKMA WIJAYA - TSE | - |  | ACTIVE
649/VIII-IX/14 | FV14D | VIEWER TSN 014.D | IMAGING | TESENA INOVINDO, PT | GN00001122 | RSUD KAB CIAMIS | TASIKMALAYA | JAWA BARAT | CIAMIS | MAIN UNIT | CUSTOMER | 13 November 2014 | SUKMA WIJAYA - TSE | 13 November 2014 |  | 13 November 2014 | SUKMA WIJAYA - TSE | - |  | ACTIVE
65/X/07 | BD910 |  |  |  | GN00001903 | RSUD WATES | YOGYAKARTA | YOGYAKARTA | YOGYAKARTA | MAIN UNIT | CUSTOMER | 1 February 1990 | ANDRIAS NUGROHO - TSE | 1 January 1900 |  | 1 February 1990 | ANDRIAS NUGROHO - TSE | - |  | INACTIVE
65/XII/13 | TE043 | SUCTION TSN 50 S | IMAGING | TESENA INOVINDO, PT | GN00002419 | RS USU ( UNIVERSITAS SUMATERA UTARA ) | MEDAN | SUMATERA UTARA | MEDAN | MAIN UNIT | CUSTOMER | 7 July 2014 | ARBIANSYAH - TSE | 21 December 2013 |  | 7 July 2014 | ARBIANSYAH - TSE | - |  | ACTIVE
652/IX/14T 014D | F14DL | TESENA X-RAY VIEWER DOUBLE FILM TSN 014 D-LED | IMAGING | TESENA INOVINDO, PT | GN00003454 | DINAS KESEHATAN KAB/KOTA. MUARA BUNGO | JAMBI | JAMBI | JAMBI | MAIN UNIT | CUSTOMER | - |  | 19 December 2014 |  | - |  | - |  | ACTIVE
6520733 | 00267 |  |  |  | GN00011539 | PG23 | PUSAT | DKI JAKARTA | JAKARTA TIMUR | MAIN UNIT | EMP | 28 May 2014 | FIRMAN GEA | 1 January 1900 |  | 28 May 2014 | FIRMAN GEA | - |  | INACTIVE
6520745 | 00267 |  |  |  | GN00002985 | WORKSHOOP CSM PUSAT | PUSAT | DKI JAKARTA | JAKARTA TIMUR | MAIN UNIT | EMP | 7 August 2015 | TRIYONO - TSE AREA BARAT | 1 January 1900 |  | 7 August 2015 | TRIYONO - TSE AREA BARAT | - |  | INACTIVE
6520988 | 00205 |  |  |  | GN00000009 | RSU DR CIPTO MANGUNKUSUMO | JAKARTA-1 | DKI JAKARTA | JAKARTA PUSAT | MAIN UNIT | CUSTOMER | - |  | 1 January 2011 |  | - |  | - |  | INACTIVE
6520990 | 00267 |  |  |  | GN00001890 | PMI SLEMAN | YOGYAKARTA | YOGYAKARTA | YOGYAKARTA | MAIN UNIT | EMP | 1 February 1990 | DIAN FEBRIYANA - TSE | 1 January 1900 |  | 1 February 1990 | DIAN FEBRIYANA - TSE | - |  | INACTIVE
6521054 | 00267 |  |  |  | GN00001657 | PMI JAMBI | JAMBI | JAMBI | JAMBI | MAIN UNIT | EMP | 26 June 2015 | INDRA BUDI GUNAWAN | 1 January 1900 |  | 26 June 2015 | INDRA BUDI GUNAWAN | - |  | INACTIVE
6521055 | 00267 |  |  |  | GN00003001 | PT. ENSEVAL MEDIKA PRIMA - HO | PUSAT | DKI JAKARTA | JAKARTA TIMUR | MAIN UNIT | EMP | 20 August 2014 | RUDI RAHMADIAN FIRDAUS | 1 January 1900 |  | 20 August 2014 | RUDI RAHMADIAN FIRDAUS | - |  | INACTIVE
6521056 | 00267 |  |  |  | GN00002985 | WORKSHOOP CSM PUSAT | PUSAT | DKI JAKARTA | JAKARTA TIMUR | MAIN UNIT | EMP | 17 June 2014 | ANASTASIA OCTAVIN | 1 January 1900 |  | 17 June 2014 | ANASTASIA OCTAVIN | - |  | INACTIVE
6521061 | Z0267 |  |  |  | GN00001001 | RS Ketergantungan Obat Jakarta (RSKO) | JAKARTA-1 | DKI JAKARTA | JAKARTA TIMUR | MAIN UNIT | CUSTOMER | 31 July 2014 | LEONARDUS ADI | 10 June 2011 |  | 31 July 2014 | LEONARDUS ADI | - |  | INACTIVE
653/IX/14T 014 D | F14DL | TESENA X-RAY VIEWER DOUBLE FILM TSN 014 D-LED | IMAGING | TESENA INOVINDO, PT | GN00003454 | DINAS KESEHATAN KAB/KOTA. MUARA BUNGO | JAMBI | JAMBI | JAMBI | MAIN UNIT | CUSTOMER | - |  | 19 December 2014 |  | - |  | - |  | ACTIVE
654/IX/14T 014 D | F14DL | TESENA X-RAY VIEWER DOUBLE FILM TSN 014 D-LED | IMAGING | TESENA INOVINDO, PT | GN00003454 | DINAS KESEHATAN KAB/KOTA. MUARA BUNGO | JAMBI | JAMBI | JAMBI | MAIN UNIT | CUSTOMER | - |  | 19 December 2014 |  | - |  | - |  | ACTIVE
655/IX/14T 014 D | F14DL | TESENA X-RAY VIEWER DOUBLE FILM TSN 014 D-LED | IMAGING | TESENA INOVINDO, PT | GN00003454 | DINAS KESEHATAN KAB/KOTA. MUARA BUNGO | JAMBI | JAMBI | JAMBI | MAIN UNIT | CUSTOMER | - |  | 19 December 2014 |  | - |  | - |  | ACTIVE
656/IX/14T 014 D | F14DL | TESENA X-RAY VIEWER DOUBLE FILM TSN 014 D-LED | IMAGING | TESENA INOVINDO, PT | GN00003454 | DINAS KESEHATAN KAB/KOTA. MUARA BUNGO | JAMBI | JAMBI | JAMBI | MAIN UNIT | CUSTOMER | - |  | 19 December 2014 |  | - |  | - |  | ACTIVE
66/VII/14 | TE012 | TRANSPORT TSN 705 TRSC | IMAGING | TESENA INOVINDO, PT | GN00001066 | RSUD CIBINONG | BOGOR | JAWA BARAT | BOGOR | MAIN UNIT | CUSTOMER | 12 January 2015 | IBNUL AZIZ - TSE | 1 January 2013 |  | 12 January 2015 | IBNUL AZIZ - TSE | - |  | ACTIVE
66/XI/13 | I807L |  |  |  | GN00001665 | RSUD ABDUL MADJID BATOE | JAMBI | JAMBI | JAMBI | MAIN UNIT | CUSTOMER | - |  | 1 January 2013 |  | - |  | - |  | INACTIVE
66/XII/13 | TE043 | SUCTION TSN 50 S | IMAGING | TESENA INOVINDO, PT | GN00002419 | RS USU ( UNIVERSITAS SUMATERA UTARA ) | MEDAN | SUMATERA UTARA | MEDAN | MAIN UNIT | CUSTOMER | 7 July 2014 | ARBIANSYAH - TSE | 21 December 2013 |  | 7 July 2014 | ARBIANSYAH - TSE | - |  | ACTIVE
66224257 | FDFED | DPX LITE FEEDER : E | IMAGING | FUJIFILM INDONESIA, PT. | GN00001096 | RS PERMATA BEKASI | BEKASI | JAWA BARAT | BEKASI | MAIN UNIT | EMP | 31 October 2019 | GATOT SURYA ADIPUTRA - TSE | 31 October 2019 |  | 31 October 2019 | GATOT SURYA ADIPUTRA - TSE | - |  | ACTIVE
66832640 | FDSMP | DRYPIX SMART BOOKBIL | IMAGING | FUJIFILM INDONESIA, PT. | GN00002178 | RSUD DR SOETOMO SURABAYA | SURABAYA-1 | JAWA TIMUR | SURABAYA | MAIN UNIT | CUSTOMER | 11 May 2020 | MIKKI FAHRIZI - TSE | - |  | 11 May 2020 | MIKKI FAHRIZI - TSE | - |  | ACTIVE
66916485 | FDRLC | DRYPIX LITE | IMAGING | FUJIFILM INDONESIA, PT. | GN00002986 | RDC PUSAT - RAWAGELAM | PUSAT | DKI JAKARTA | JAKARTA TIMUR | MAIN UNIT | EMP | - |  | - |  | 26 August 2025 | LEO LANANG SIGIT - TSE CP | - |  | ACTIVE
67/VIII/14 | TE012 | TRANSPORT TSN 705 TRSC | IMAGING | TESENA INOVINDO, PT | GN00006640 | SANTOSA HOSPITAL KOPO | BANDUNG | JAWA BARAT | BANDUNG | MAIN UNIT | CUSTOMER | 7 October 2014 | SUKMA WIJAYA - TSE | 6 October 2014 |  | 7 October 2014 | SUKMA WIJAYA - TSE | - |  | ACTIVE
67/XII/13 | TE043 | SUCTION TSN 50 S | IMAGING | TESENA INOVINDO, PT | GN00002419 | RS USU ( UNIVERSITAS SUMATERA UTARA ) | MEDAN | SUMATERA UTARA | MEDAN | MAIN UNIT | CUSTOMER | 7 July 2014 | ARBIANSYAH - TSE | 21 December 2013 |  | 7 July 2014 | ARBIANSYAH - TSE | - |  | ACTIVE
67124835 | FDFED | DPX LITE FEEDER : E | IMAGING | FUJIFILM INDONESIA, PT. | GN00002986 | RDC PUSAT - RAWAGELAM | PUSAT | DKI JAKARTA | JAKARTA TIMUR | ACCESSORIES | EMP | 31 May 2021 | ANTONIUS SAGITA - KALIBRASI | - |  | 27 May 2021 | ANTONIUS SAGITA - KALIBRASI | - |  | ACTIVE
67124837 | FDFED | DPX LITE FEEDER : E | IMAGING | FUJIFILM INDONESIA, PT. | GN00003034 | RS PERMATA BLORA | SOLO | JAWA TENGAH | BLORA | ACCESSORIES | EMP | - |  | 1 March 2019 |  | - |  | - |  | ACTIVE
67124838 | FDFED | DPX LITE FEEDER : E | IMAGING | FUJIFILM INDONESIA, PT. | GN00002986 | RDC PUSAT - RAWAGELAM | PUSAT | DKI JAKARTA | JAKARTA TIMUR | ACCESSORIES | EMP | 31 May 2021 | ANTONIUS SAGITA - KALIBRASI | - |  | 27 May 2021 | ANTONIUS SAGITA - KALIBRASI | - |  | ACTIVE
67124839 | FDFED | DPX LITE FEEDER : E | IMAGING | FUJIFILM INDONESIA, PT. | GN00002986 | RDC PUSAT - RAWAGELAM | PUSAT | DKI JAKARTA | JAKARTA TIMUR | ACCESSORIES | EMP | 31 May 2021 | ANTONIUS SAGITA - KALIBRASI | - |  | 27 May 2021 | ANTONIUS SAGITA - KALIBRASI | - |  | ACTIVE
67124880 | FDFED | DPX LITE FEEDER : E | IMAGING | FUJIFILM INDONESIA, PT. | GN00001800 | RS PERMATA MEDIKA | SEMARANG | JAWA TENGAH | SEMARANG | ACCESSORIES | EMP | - |  | 24 April 2019 |  | - |  | - |  | ACTIVE
67124881 | FDFED | DPX LITE FEEDER : E | IMAGING | FUJIFILM INDONESIA, PT. | GN19030028 | RS SURYA MEDIKA | SURABAYA-2 | JAWA TIMUR | SURABAYA | ACCESSORIES | EMP | - |  | 4 April 2019 |  | - |  | - |  | ACTIVE
67124882 | FDFED | DPX LITE FEEDER : E | IMAGING | FUJIFILM INDONESIA, PT. | GN00001226 | RS Muhammadiyah Sumberrejo Bojonegoro | SURABAYA-2 | JAWA TIMUR | BOJONEGORO | MAIN UNIT | EMP | 21 June 2019 | GANDHI YANRANGGA | 21 June 2019 |  | 21 June 2019 | GANDHI YANRANGGA | - |  | ACTIVE
67129682 | FDMAL | DPX LITE MAGAZINE L : E | IMAGING | FUJIFILM INDONESIA, PT. | GN00000532 | RSUD SUNAN KALIJAGA DEMAK | SEMARANG | JAWA TENGAH | DEMAK | MAIN UNIT | EMP | 19 December 2019 | SAHID DERMAWAN - SPV TSE BARAT | 10 November 2019 |  | 19 December 2019 | SAHID DERMAWAN - SPV TSE BARAT | - |  | ACTIVE
67133399 | FDSMP | DRYPIX SMART BOOKBIL | IMAGING | FUJIFILM INDONESIA, PT. | GN00002178 | RSUD DR SOETOMO SURABAYA | SURABAYA-1 | JAWA TIMUR | SURABAYA | MAIN UNIT | CUSTOMER | 11 May 2020 | MIKKI FAHRIZI - TSE | - |  | 11 May 2020 | MIKKI FAHRIZI - TSE | - |  | ACTIVE
67224955 | FDFED | DPX LITE FEEDER : E | IMAGING | FUJIFILM INDONESIA, PT. | GN00002985 | WORKSHOOP CSM PUSAT | PUSAT | DKI JAKARTA | JAKARTA TIMUR | MAIN UNIT | EMP | - |  | 7 May 2019 |  | - |  | - |  | ACTIVE
67224956 | FDFED | DPX LITE FEEDER : E | IMAGING | FUJIFILM INDONESIA, PT. | GN00002986 | RDC PUSAT - RAWAGELAM | PUSAT | DKI JAKARTA | JAKARTA TIMUR | MAIN UNIT | EMP | - |  | 7 May 2019 |  | - |  | - |  | ACTIVE
67224957 | FDFED | DPX LITE FEEDER : E | IMAGING | FUJIFILM INDONESIA, PT. | GN00002986 | RDC PUSAT - RAWAGELAM | PUSAT | DKI JAKARTA | JAKARTA TIMUR | MAIN UNIT | EMP | 12 September 2018 | ARIEF SETIAWAN - TSE CP | 4 April 2018 |  | 12 September 2018 | ARIEF SETIAWAN - TSE CP | - |  | ACTIVE
67224958 | FDFED | DPX LITE FEEDER : E | IMAGING | FUJIFILM INDONESIA, PT. | GN21020005 | Klinik Utama Citra Mulia - Blora | KUDUS | JAWA TENGAH | KUDUS | MAIN UNIT | EMP | - |  | 30 October 2021 | ANDRIAS NUGROHO - TSE | - |  | 30 October 2021 | ANDRIAS NUGROHO - TSE | ACTIVE
67224959 | FDFED | DPX LITE FEEDER : E | IMAGING | FUJIFILM INDONESIA, PT. | GN00000003 | RSUD KAB BEKASI | BEKASI | JAWA BARAT | BEKASI | MAIN UNIT | EMP | 12 September 2018 | System Auto | 4 April 2018 |  | 12 September 2018 | System Auto | - |  | ACTIVE
67230283 | FDMAL | DPX LITE MAGAZINE L : E | IMAGING | FUJIFILM INDONESIA, PT. | GN00003001 | PT. ENSEVAL MEDIKA PRIMA - HO | PUSAT | DKI JAKARTA | JAKARTA TIMUR | MAIN UNIT | EMP | 12 September 2018 | AGUS YULIANTO - MSS SWASTA | 2 April 2018 |  | 12 September 2018 | AGUS YULIANTO - MSS SWASTA | - |  | ACTIVE
67230284 | FDMAL | DPX LITE MAGAZINE L : E | IMAGING | FUJIFILM INDONESIA, PT. | GN18110012 | PT. SADADO SEJAHTERA MEDIKA | MEDAN | SUMATERA UTARA | MEDAN | MAIN UNIT | EMP | 7 May 2019 | FARIDA ADELINA | 7 May 2019 |  | 7 May 2019 | FARIDA ADELINA | - |  | ACTIVE
67230285 | FDMAL | DPX LITE MAGAZINE L : E | IMAGING | FUJIFILM INDONESIA, PT. | GN00002986 | RDC PUSAT - RAWAGELAM | PUSAT | DKI JAKARTA | JAKARTA TIMUR | MAIN UNIT | EMP | 12 September 2018 | ARIEF SETIAWAN - TSE CP | 2 April 2018 |  | 12 September 2018 | ARIEF SETIAWAN - TSE CP | - |  | ACTIVE
67230286 | FDMAL | DPX LITE MAGAZINE L : E | IMAGING | FUJIFILM INDONESIA, PT. | GN00002986 | RDC PUSAT - RAWAGELAM | PUSAT | DKI JAKARTA | JAKARTA TIMUR | MAIN UNIT | EMP | 12 September 2018 | ARIEF SETIAWAN - TSE CP | 2 April 2018 |  | 12 September 2018 | ARIEF SETIAWAN - TSE CP | - |  | ACTIVE
67230289 | FDMAL | DPX LITE MAGAZINE L : E | IMAGING | FUJIFILM INDONESIA, PT. | GN19030028 | RS SURYA MEDIKA | SURABAYA-2 | JAWA TIMUR | SURABAYA | MAIN UNIT | EMP | - |  | 7 May 2019 |  | - |  | - |  | ACTIVE
67230291 | FDMAL | DPX LITE MAGAZINE L : E | IMAGING | FUJIFILM INDONESIA, PT. | GN00002986 | RDC PUSAT - RAWAGELAM | PUSAT | DKI JAKARTA | JAKARTA TIMUR | MAIN UNIT | EMP | 12 September 2018 | ARIEF SETIAWAN - TSE CP | 2 April 2018 |  | 12 September 2018 | ARIEF SETIAWAN - TSE CP | - |  | ACTIVE
67230292 | FDMAL | DPX LITE MAGAZINE L : E | IMAGING | FUJIFILM INDONESIA, PT. | GN00002985 | WORKSHOOP CSM PUSAT | PUSAT | DKI JAKARTA | JAKARTA TIMUR | MAIN UNIT | EMP | - |  | 7 May 2019 |  | - |  | - |  | ACTIVE
67230337 | FDMAL | DPX LITE MAGAZINE L : E | IMAGING | FUJIFILM INDONESIA, PT. | GN00002986 | RDC PUSAT - RAWAGELAM | PUSAT | DKI JAKARTA | JAKARTA TIMUR | MAIN UNIT | EMP | 12 September 2018 | ARIEF SETIAWAN - TSE CP | 2 April 2018 |  | 12 September 2018 | ARIEF SETIAWAN - TSE CP | - |  | ACTIVE
67230338 | FDMAL | DPX LITE MAGAZINE L : E | IMAGING | FUJIFILM INDONESIA, PT. | GN00002986 | RDC PUSAT - RAWAGELAM | PUSAT | DKI JAKARTA | JAKARTA TIMUR | MAIN UNIT | EMP | 12 September 2018 | ARIEF SETIAWAN - TSE CP | 2 April 2018 |  | 12 September 2018 | ARIEF SETIAWAN - TSE CP | - |  | ACTIVE
67230361 | FDMAL | DPX LITE MAGAZINE L : E | IMAGING | FUJIFILM INDONESIA, PT. | GN00002986 | RDC PUSAT - RAWAGELAM | PUSAT | DKI JAKARTA | JAKARTA TIMUR | MAIN UNIT | EMP | 12 September 2018 | ARIEF SETIAWAN - TSE CP | 2 April 2018 |  | 12 September 2018 | ARIEF SETIAWAN - TSE CP | - |  | ACTIVE
67230362 | FDMAL | DPX LITE MAGAZINE L : E | IMAGING | FUJIFILM INDONESIA, PT. | GN00003001 | PT. ENSEVAL MEDIKA PRIMA - HO | PUSAT | DKI JAKARTA | JAKARTA TIMUR | MAIN UNIT | EMP | 12 September 2018 | System Auto | 2 April 2018 |  | 12 September 2018 | System Auto | - |  | ACTIVE
67230364 | FDMAL | DPX LITE MAGAZINE L : E | IMAGING | FUJIFILM INDONESIA, PT. | GN00003034 | RS PERMATA BLORA | SOLO | JAWA TENGAH | BLORA | ACCESSORIES | EMP | - |  | 18 March 2019 |  | - |  | - |  | ACTIVE
67230625 | FDMAL | DPX LITE MAGAZINE L : E | IMAGING | FUJIFILM INDONESIA, PT. | GN00002986 | RDC PUSAT - RAWAGELAM | PUSAT | DKI JAKARTA | JAKARTA TIMUR | MAIN UNIT | EMP | - |  | 7 May 2019 |  | - |  | - |  | ACTIVE
68/VIII/14 | TE012 | TRANSPORT TSN 705 TRSC | IMAGING | TESENA INOVINDO, PT | GN00006640 | SANTOSA HOSPITAL KOPO | BANDUNG | JAWA BARAT | BANDUNG | MAIN UNIT | CUSTOMER | 7 October 2014 | SUKMA WIJAYA - TSE | 6 October 2014 |  | 7 October 2014 | SUKMA WIJAYA - TSE | - |  | ACTIVE
68/XI/13 | 807IW |  |  |  | GN00000453 | RS IBU DAN ANAK PROPINSI NAD | BANDA ACEH | ACEH | BANDA ACEH | MAIN UNIT | CUSTOMER | 16 September 2014 | ARBIANSYAH - TSE | 1 January 2013 |  | 16 September 2014 | ARBIANSYAH - TSE | - |  | INACTIVE
69030507 | FS75U | Spiroanalyser St-75 |  |  | GN00001972 | RS MITRA KELUARGA BEKASI TIMUR | BEKASI | JAWA BARAT | BEKASI | MAIN UNIT | CUSTOMER | 14 October 2014 | GATOT SURYA ADIPUTRA - TSE | 3 March 2011 |  | 14 October 2014 | GATOT SURYA ADIPUTRA - TSE | - |  | INACTIVE
69100637 | FS75U | Spiroanalyser St-75 |  |  | GN00001265 | RS Husada Utama | SURABAYA-1 | JAWA TIMUR | SURABAYA | MAIN UNIT | CUSTOMER | 17 March 2020 | ANDI ISMAIL - SPV TSE TIMUR | 17 March 2020 |  | 17 March 2020 | ANDI ISMAIL - SPV TSE TIMUR | 25 January 2025 | ANDI ISMAIL - SPV TSE TIMUR | INACTIVE
6944315 | FCA11 | CONSOLE ADVANCE A12 V11 | IMAGING | FUJIFILM INDONESIA, PT. | GN00002986 | RDC PUSAT - RAWAGELAM | PUSAT | DKI JAKARTA | JAKARTA TIMUR | MAIN UNIT | EMP | - |  | - |  | 28 July 2022 | ANTONIUS SAGITA - KALIBRASI | - |  | ACTIVE
6944316 | FCA11 | CONSOLE ADVANCE A12 V11 | IMAGING | FUJIFILM INDONESIA, PT. | GN19020019 | RS HERMINA PURWOKERTO | PURWOKERTO | JAWA TENGAH | PURWOKERTO | MAIN UNIT | CUSTOMER | - |  | 30 May 2023 |  | 28 July 2022 | ANTONIUS SAGITA - KALIBRASI | 20 May 2024 | ANDI ISMAIL - SPV TSE TIMUR | ACTIVE
69443318 | FCA11 | CONSOLE ADVANCE A12 V11 | IMAGING | FUJIFILM INDONESIA, PT. | GN00002986 | RDC PUSAT - RAWAGELAM | PUSAT | DKI JAKARTA | JAKARTA TIMUR | MAIN UNIT | EMP | - |  | - |  | 28 July 2022 | ANTONIUS SAGITA - KALIBRASI | - |  | ACTIVE
70/11/10 | TE007 | INCUBATOR TSN876MCD CBNT | IMAGING | TESENA INOVINDO, PT | GN00007916 | PUSKESMAS GAMBIR | JAKARTA-1 | DKI JAKARTA | JAKARTA PUSAT | MAIN UNIT | CUSTOMER | 24 September 2014 | WISPI SIAGARI - TSE | 24 September 1900 |  | 24 September 2014 | WISPI SIAGARI - TSE | - |  | ACTIVE
70/VIII/14 | T75TR |  |  |  | GN00001905 | RSUD TIDAR KAB MAGELANG | YOGYAKARTA | YOGYAKARTA | YOGYAKARTA | MAIN UNIT | CUSTOMER | - |  | 22 October 2014 |  | - |  | - |  | INACTIVE
70100875 | FS75U | Spiroanalyser St-75 |  |  | GN00001029 | RS Mitra Kemayoran | JAKARTA-1 | DKI JAKARTA | JAKARTA PUSAT | MAIN UNIT | CUSTOMER | - |  | 1 January 2012 |  | - |  | - |  | INACTIVE
7011007 | FIC30 | IP CASS-CC BW-PB 24X30 | IMAGING | FUJIFILM INDONESIA, PT. | GN00000434 | RS HKBP BALIGE | PEMATANG SIANTAR | SUMATERA UTARA | BALIGE | ACCESSORIES | EMP | - |  | 20 October 2020 |  | 28 July 2022 | ANTONIUS SAGITA - KALIBRASI | 14 March 2024 | SAHID DERMAWAN - SPV TSE BARAT | ACTIVE
7016683 | FIC30 | IP CASS-CC BW-PB 24X30 | IMAGING | FUJIFILM INDONESIA, PT. | GN00002986 | RDC PUSAT - RAWAGELAM | PUSAT | DKI JAKARTA | JAKARTA TIMUR | ACCESSORIES | EMP | 21 April 2022 | ANTONIUS SAGITA - KALIBRASI | - |  | 28 September 2021 | ANTONIUS SAGITA - KALIBRASI | - |  | ACTIVE
701BS1660 | 48009 | BACT ALERT 3D 60 | DIAGNOSTIC 1 | BIOMERIEUX, INC. | GN00003817 | NIKI DIAGNOSTIC CENTER | DENPASAR | BALI | DENPASAR | MAIN UNIT | CUSTOMER | 20 October 2016 | I KADEK - TSE | 1 January 1900 |  | 20 October 2016 | I KADEK - TSE | - |  | ACTIVE
7038073 | FDRLI | DRYPIX LITE | IMAGING | FUJIFILM INDONESIA, PT. | GN00002986 | RDC PUSAT - RAWAGELAM | PUSAT | DKI JAKARTA | JAKARTA TIMUR | MAIN UNIT | EMP | 21 April 2022 | ANTONIUS SAGITA - KALIBRASI | - |  | 21 September 2021 | ANTONIUS SAGITA - KALIBRASI | - |  | ACTIVE
7039322 | FIC43 | IP CASS-CC BW-PB 35.4X43 | IMAGING | FUJIFILM INDONESIA, PT. | GN00000434 | RS HKBP BALIGE | PEMATANG SIANTAR | SUMATERA UTARA | BALIGE | ACCESSORIES | EMP | - |  | 23 October 2020 |  | 28 July 2022 | ANTONIUS SAGITA - KALIBRASI | 14 March 2024 | SAHID DERMAWAN - SPV TSE BARAT | ACTIVE
703BS5628 | 48009 | BACT ALERT 3D 60 | DIAGNOSTIC 1 | BIOMERIEUX, INC. | GN00008221 | RSUD MIMIKA JAYAPURA | JAYAPURA | PAPUA | MIMIKA | MAIN UNIT | CUSTOMER | - |  | 3 November 2017 |  | - |  | - |  | ACTIVE
703BS5629 | 48009 | BACT ALERT 3D 60 | DIAGNOSTIC 1 | BIOMERIEUX, INC. | GN00000238 | RSUD M NATSIR SOLOK | PADANG | SUMATERA BARAT | SOLOK | MAIN UNIT | CUSTOMER | 5 September 2017 | TRIYONO - TSE AREA BARAT | 1 January 1900 |  | 5 September 2017 | TRIYONO - TSE AREA BARAT | - |  | ACTIVE
704023 | NI20P | DOPPLER FETUS DETECTOR KD 250 | IMAGING | NAKAMURA MEDICAL | GN00007237 | RSUD SEI DAREH ( SUNGAI DAREH ) | PADANG | SUMATERA BARAT | PULAU PUNJUNG | MAIN UNIT | CUSTOMER | 26 December 2014 | TRIYONO - TSE AREA BARAT | 1 January 2015 |  | 26 December 2014 | TRIYONO - TSE AREA BARAT | - |  | ACTIVE
704094 | NI20P | DOPPLER FETUS DETECTOR KD 250 | IMAGING | NAKAMURA MEDICAL | GN00007237 | RSUD SEI DAREH ( SUNGAI DAREH ) | PADANG | SUMATERA BARAT | PULAU PUNJUNG | MAIN UNIT | CUSTOMER | 26 December 2014 | TRIYONO - TSE AREA BARAT | 1 January 2015 |  | 26 December 2014 | TRIYONO - TSE AREA BARAT | - |  | ACTIVE
704BS5643 | 48009 | BACT ALERT 3D 60 | DIAGNOSTIC 1 | BIOMERIEUX, INC. | GN00001822 | RSUD SOEDARSONO | MALANG | JAWA TIMUR | PASURUAN | MAIN UNIT | CUSTOMER | 20 September 2017 | TRIYONO - TSE AREA BARAT | 1 January 1900 |  | 20 September 2017 | TRIYONO - TSE AREA BARAT | - |  | ACTIVE
704BS5645 | 48009 | BACT ALERT 3D 60 | DIAGNOSTIC 1 | BIOMERIEUX, INC. | GN00000755 | RSU UNDATA PALU | PALU | SULAWESI TENGAH | PALU | MAIN UNIT | CUSTOMER | 2 April 2018 | PHILIP LAKRISNA - TSE | 2 April 2018 |  | 2 April 2018 | PHILIP LAKRISNA - TSE | - |  | ACTIVE
705BS5665 | 48009 | BACT ALERT 3D 60 | DIAGNOSTIC 1 | BIOMERIEUX, INC. | GN00000878 | RSUD SAWERIGADING | MAKASSAR | SULAWESI SELATAN | PALOPO | MAIN UNIT | CUSTOMER | 15 August 2017 | LEO LANANG SIGIT - TSE CP | 1 January 1900 |  | 15 August 2017 | LEO LANANG SIGIT - TSE CP | - |  | ACTIVE
705BS5666 | 48009 | BACT ALERT 3D 60 | DIAGNOSTIC 1 | BIOMERIEUX, INC. | GN00011810 | LAB ABC | JAKARTA-2 | DKI JAKARTA | JAKARTA BARAT | MAIN UNIT | CUSTOMER | 7 September 2017 | AGUS FAUZI | 7 September 2017 |  | 7 September 2017 | AGUS FAUZI | - |  | ACTIVE
705BS5667 | 48009 | BACT ALERT 3D 60 | DIAGNOSTIC 1 | BIOMERIEUX, INC. | GN00002986 | RDC PUSAT - RAWAGELAM | PUSAT | DKI JAKARTA | JAKARTA TIMUR | MAIN UNIT | EMP | 15 August 2017 | LEO LANANG SIGIT - TSE CP | 1 January 1900 |  | 15 August 2017 | LEO LANANG SIGIT - TSE CP | - |  | ACTIVE
705BS5668 | 48009 | BACT ALERT 3D 60 | DIAGNOSTIC 1 | BIOMERIEUX, INC. | GN00000813 | RS ANDI MAKASSAU | MAKASSAR | SULAWESI SELATAN | PAREPARE | MAIN UNIT | CUSTOMER | 17 October 2017 | PHILIP LAKRISNA - TSE | 17 October 2017 |  | 17 October 2017 | PHILIP LAKRISNA - TSE | - |  | ACTIVE
705BS5686 | 48009 | BACT ALERT 3D 60 | DIAGNOSTIC 1 | BIOMERIEUX, INC. | GN00000954 | RSIA HERMINA PASTEUR | BANDUNG | JAWA BARAT | BANDUNG | MAIN UNIT | EMP | - |  | 2 August 2023 |  | - |  | 16 October 2023 | SAHID DERMAWAN - SPV TSE BARAT | ACTIVE
705BS5687 | 47IM3 | VC BACT 3D60 | BIOSCIENCE | BIOMERIEUX SA | GN00002142 | PMI UTDC KOTA MALANG | MALANG | JAWA TIMUR | MALANG | MAIN UNIT | CUSTOMER | - |  | 11 August 2018 |  | - |  | - |  | ACTIVE
705BS5688 | 47IM3 | VC BACT 3D60 | BIOSCIENCE | BIOMERIEUX SA | GN00002001 | PMI DENPASAR | DENPASAR | BALI | DENPASAR | MAIN UNIT | EMP | 28 November 2017 | I KADEK - TSE | 28 November 2017 |  | 28 November 2017 | I KADEK - TSE | - |  | ACTIVE
705BS5689 | 47IM3 | VC BACT 3D60 | BIOSCIENCE | BIOMERIEUX SA | GN00003001 | PT. ENSEVAL MEDIKA PRIMA - HO | PUSAT | DKI JAKARTA | JAKARTA TIMUR | MAIN UNIT | EMP | - |  | 21 January 2019 |  | - |  | 4 September 2020 | RIDWAN - TSE | ACTIVE
7066981 | FIC43 | IP CASS-CC BW-PB 35.4X43 | IMAGING | FUJIFILM INDONESIA, PT. | GN00002986 | RDC PUSAT - RAWAGELAM | PUSAT | DKI JAKARTA | JAKARTA TIMUR | ACCESSORIES | EMP | 21 April 2022 | ANTONIUS SAGITA - KALIBRASI | - |  | 28 September 2021 | ANTONIUS SAGITA - KALIBRASI | - |  | ACTIVE
7066982 | FIC43 | IP CASS-CC BW-PB 35.4X43 | IMAGING | FUJIFILM INDONESIA, PT. | GN00002986 | RDC PUSAT - RAWAGELAM | PUSAT | DKI JAKARTA | JAKARTA TIMUR | ACCESSORIES | EMP | 21 April 2022 | ANTONIUS SAGITA - KALIBRASI | - |  | 28 September 2021 | ANTONIUS SAGITA - KALIBRASI | - |  | ACTIVE
7066983 | FIC43 | IP CASS-CC BW-PB 35.4X43 | IMAGING | FUJIFILM INDONESIA, PT. | GN00002986 | RDC PUSAT - RAWAGELAM | PUSAT | DKI JAKARTA | JAKARTA TIMUR | ACCESSORIES | EMP | 21 April 2022 | ANTONIUS SAGITA - KALIBRASI | - |  | 28 September 2021 | ANTONIUS SAGITA - KALIBRASI | - |  | ACTIVE
707BS1793 | 48009 | BACT ALERT 3D 60 | DIAGNOSTIC 1 | BIOMERIEUX, INC. | GN00002916 | LAB PARAHITA MAMPANG | PEJATEN | DKI JAKARTA | JAKARTA SELATAN | MAIN UNIT | CUSTOMER | - |  | 1 January 1900 |  | - |  | - |  | ACTIVE
707BS1794 | 48009 | BACT ALERT 3D 60 | DIAGNOSTIC 1 | BIOMERIEUX, INC. | GN00002708 | Lab Parahita Dharmawangsa Sby | SURABAYA-2 | JAWA TIMUR |  | MAIN UNIT | CUSTOMER | - |  | 1 January 1900 |  | - |  | - |  | ACTIVE
707BS5716 | 48009 | BACT ALERT 3D 60 | DIAGNOSTIC 1 | BIOMERIEUX, INC. | GN00004069 | RS SILOAM ( PT SILOAM INTERNATIONAL HOSPITALS ) KEBON JERUK | JAKARTA-2 | DKI JAKARTA | JAKARTA BARAT | MAIN UNIT | EMP | 23 July 2019 | AGUS FAUZI | 23 October 2017 |  | 23 July 2019 | AGUS FAUZI | - |  | ACTIVE
707BS5717 | 48009 | BACT ALERT 3D 60 | DIAGNOSTIC 1 | BIOMERIEUX, INC. | GN18020010 | RS MITRA KELUARGA GADING SERPONG | TANGERANG | BANTEN | TANGERANG | MAIN UNIT | EMP | 22 March 2018 | ARBIANSYAH - TSE | 22 March 2018 |  | 22 March 2018 | ARBIANSYAH - TSE | - |  | ACTIVE
707BS5719 | 48009 | BACT ALERT 3D 60 | DIAGNOSTIC 1 | BIOMERIEUX, INC. | GN00000771 | RS KUSTA TADJUDDIN CHALID | MAKASSAR | SULAWESI SELATAN | MAKASSAR | MAIN UNIT | CUSTOMER | - |  | 23 April 2018 |  | - |  | - |  | ACTIVE
707BS5720 | 48009 | BACT ALERT 3D 60 | DIAGNOSTIC 1 | BIOMERIEUX, INC. | GN17040022 | HERMINA KEMAYORAN HOSPITAL | JAKARTA-1 | DKI JAKARTA | JAKARTA PUSAT | MAIN UNIT | EMP | 4 July 2019 | ARDI HERMAWAN - TSE CP | 23 October 2017 |  | 4 July 2019 | ARDI HERMAWAN - TSE CP | - |  | ACTIVE
707BS5724 | 48009 | BACT ALERT 3D 60 | DIAGNOSTIC 1 | BIOMERIEUX, INC. | GN00003552 | RSUD RAJA AHMAD THABIB PROV KEPRI | BATAM | KEPULAUAN RIAU | BATAM | MAIN UNIT | CUSTOMER | 16 January 2020 | SAHID DERMAWAN - SPV TSE BARAT | 23 October 2017 |  | 16 January 2020 | SAHID DERMAWAN - SPV TSE BARAT | - |  | ACTIVE
708/IX/13 | TE039 | EXAMINATION TSN 015 FHC | IMAGING | TESENA INOVINDO, PT | GN00002642 | RS PENDIDIKAN RIAU | PEKAN BARU | RIAU | PEKANBARU | MAIN UNIT | CUSTOMER | - |  | 1 January 1900 |  | - |  | - |  | ACTIVE
708/VI/13 | TE039 | EXAMINATION TSN 015 FHC | IMAGING | TESENA INOVINDO, PT | GN00002642 | RS PENDIDIKAN RIAU | PEKAN BARU | RIAU | PEKANBARU | MAIN UNIT | CUSTOMER | - |  | 1 January 1900 |  | - |  | - |  | ACTIVE
708BS1812 | 48009 | BACT ALERT 3D 60 | DIAGNOSTIC 1 | BIOMERIEUX, INC. | GN00001759 | BALAI BESAR LABORATORIUM KESEHATAN (BBLK) MAKASSAR | MAKASSAR | SULAWESI SELATAN | MAKASSAR | MAIN UNIT | CUSTOMER | 1 February 1990 | HARI UDI RAHARJO - TSE | 1 January 1900 |  | 1 February 1990 | HARI UDI RAHARJO - TSE | - |  | ACTIVE
708BS5755 | 48009 | BACT ALERT 3D 60 | DIAGNOSTIC 1 | BIOMERIEUX, INC. | GN00002621 | PMI UTDC PADANG | PADANG | SUMATERA BARAT | PADANG | MAIN UNIT | CUSTOMER | 17 November 2017 | HARI UDI RAHARJO - TSE | 3 July 2021 | ABDI PUTRA - TSE | 17 November 2017 | HARI UDI RAHARJO - TSE | 3 July 2021 | ABDI PUTRA - TSE | ACTIVE
708CL2657 | 47006 | BACT/ALERT 3D COMBO 230V | DIAGNOSTIC 1 | BIOMERIEUX, INC. | GN00001709 | BLK KENDARI | MAKASSAR | SULAWESI TENGGARA | KENDARI | MAIN UNIT | CUSTOMER | 16 May 2017 | SENDRA WIJAYA - IT | 1 January 1900 |  | 16 May 2017 | SENDRA WIJAYA - IT | - |  | ACTIVE
708CL3876 | 47006 | BACT/ALERT 3D COMBO 230V | DIAGNOSTIC 1 | BIOMERIEUX, INC. | GN00002491 | RSUD KOTA YOGYAKARTA | YOGYAKARTA | YOGYAKARTA | YOGYAKARTA | MAIN UNIT | CUSTOMER | 30 August 2018 | RIDWAN - TSE | 30 August 2018 |  | 30 August 2018 | RIDWAN - TSE | - |  | ACTIVE
708CL3877 | 47006 | BACT/ALERT 3D COMBO 230V | DIAGNOSTIC 1 | BIOMERIEUX, INC. | GN17050029 | RS BALI MANDARA | DENPASAR | BALI | DENPASAR | MAIN UNIT | CUSTOMER | 24 May 2018 | SAHID DERMAWAN - SPV TSE BARAT | 23 May 2018 |  | 24 May 2018 | SAHID DERMAWAN - SPV TSE BARAT | - |  | ACTIVE
708CL3878 | 47006 | BACT/ALERT 3D COMBO 230V | DIAGNOSTIC 1 | BIOMERIEUX, INC. | GN00002473 | RSU DR SOEROTO NGAWI | KEDIRI | JAWA TIMUR | NGAWI | MAIN UNIT | CUSTOMER | 24 May 2019 | ANDI ISMAIL - SPV TSE TIMUR | 8 February 2019 |  | 24 May 2019 | ANDI ISMAIL - SPV TSE TIMUR | - |  | ACTIVE
709BS5781 | 47IM3 | VC BACT 3D60 | BIOSCIENCE | BIOMERIEUX SA | GN00002305 | UTD PMI KOTA MEDAN | MEDAN | SUMATERA UTARA | MEDAN | MAIN UNIT | EMP | - |  | 20 September 2018 |  | - |  | - |  | ACTIVE
71/IX/14 | TI705 |  |  |  | GN00002954 | RSUD KARDINAH ( RSUD TEGAL ) | TEGAL | JAWA TENGAH | TEGAL | MAIN UNIT | CUSTOMER | - |  | 27 November 2014 |  | - |  | - |  | INACTIVE
710/VI/13 | TE039 | EXAMINATION TSN 015 FHC | IMAGING | TESENA INOVINDO, PT | GN00001124 | RSUD DR. SOEKARDJO KOTA TASIKMALAYA | TASIKMALAYA | JAWA BARAT | TASIKMALAYA | MAIN UNIT | CUSTOMER | - |  | 9 December 2013 |  | - |  | - |  | ACTIVE
7101541 | MG40U | Suction Pump SAM420 | IMAGING | M.G. ELECTRIC - UK | GN00000868 | RSU PROV SULBAR | MAKASSAR | SULAWESI BARAT | MAMUJU | MAIN UNIT | CUSTOMER | 10 April 2015 |  | 1 January 1900 |  | 10 April 2015 |  | - |  | INACTIVE
710CL2686 | 47006 | BACT/ALERT 3D COMBO 230V | DIAGNOSTIC 1 | BIOMERIEUX, INC. | GN00000676 | RSUD A.M. PARIKESIT | SAMARINDA | KALIMANTAN TIMUR | TENGGARONG | MAIN UNIT | CUSTOMER | - |  | 1 June 2007 |  | - |  | - |  | ACTIVE
711/VI/13 | TE039 | EXAMINATION TSN 015 FHC | IMAGING | TESENA INOVINDO, PT | GN00001124 | RSUD DR. SOEKARDJO KOTA TASIKMALAYA | TASIKMALAYA | JAWA BARAT | TASIKMALAYA | MAIN UNIT | CUSTOMER | - |  | 9 December 2013 |  | - |  | - |  | ACTIVE
71108102 | EM216 | Eizo RadiForce MX216 | PACS | TRIPUTRA TECHNO MED, PT. | GN00002986 | RDC PUSAT - RAWAGELAM | PUSAT | DKI JAKARTA | JAKARTA TIMUR | MAIN UNIT | EMP | - |  | - |  | 9 March 2023 | ANTONIUS SAGITA - KALIBRASI | - |  | ACTIVE
71111008 | FS75U | Spiroanalyser St-75 |  |  | GN00002988 | RS ROYAL TARUMA | JAKARTA-2 | DKI JAKARTA | JAKARTA BARAT | MAIN UNIT | CUSTOMER | 27 March 2015 | PETRUS SIMON | 1 January 2007 |  | 27 March 2015 | PETRUS SIMON | - |  | INACTIVE
71124102 | EM216 | Eizo RadiForce MX216 | PACS | TRIPUTRA TECHNO MED, PT. | GN00001108 | RSU BAYUKARTA | BEKASI | JAWA BARAT | KARAWANG | MAIN UNIT | EMP | - |  | - |  | 14 June 2023 | ARIEF SETIAWAN - TSE CP | - |  | ACTIVE
72/IX/14 | T75TR |  |  |  | GN00001905 | RSUD TIDAR KAB MAGELANG | YOGYAKARTA | YOGYAKARTA | YOGYAKARTA | MAIN UNIT | CUSTOMER | - |  | 22 October 2014 |  | - |  | - |  | INACTIVE
72/V/10 | TE007 | INCUBATOR TSN876MCD CBNT | IMAGING | TESENA INOVINDO, PT | GN00001720 | RSU SUMBAWA BESAR | MATARAM | NUSA TENGGARA BARAT | MATARAM | MAIN UNIT | CUSTOMER | 1 February 1990 | I KADEK - TSE | 1 January 1900 |  | 1 February 1990 | I KADEK - TSE | - |  | ACTIVE
72/XII/13 | 807IW |  |  |  | GN00000524 | RSUD KAJEN | TEGAL | JAWA TENGAH | PEKALONGAN | MAIN UNIT | CUSTOMER | 1 February 1990 | MUNADI - TSE | 10 December 2013 |  | 1 February 1990 | MUNADI - TSE | - |  | INACTIVE
72121162 | FS75U | Spiroanalyser St-75 |  |  | GN00001787 | RSUD SRAGEN | SOLO | JAWA TENGAH | SRAGEN | MAIN UNIT | CUSTOMER | 8 January 2015 | RAKHMAT | 1 January 1900 |  | 8 January 2015 | RAKHMAT | - |  | INACTIVE
725/VII/13 | TE039 | EXAMINATION TSN 015 FHC | IMAGING | TESENA INOVINDO, PT | GN00000073 | RSUD MENGGALA TULANG BAWANG | BANDAR LAMPUNG | LAMPUNG | BANDAR LAMPUNG | MAIN UNIT | CUSTOMER | - |  | 11 December 2013 |  | - |  | - |  | ACTIVE
726/VII/13 | TE039 | EXAMINATION TSN 015 FHC | IMAGING | TESENA INOVINDO, PT | GN00000073 | RSUD MENGGALA TULANG BAWANG | BANDAR LAMPUNG | LAMPUNG | BANDAR LAMPUNG | MAIN UNIT | CUSTOMER | - |  | 11 December 2013 |  | - |  | - |  | ACTIVE
727/VII/13 | TE039 | EXAMINATION TSN 015 FHC | IMAGING | TESENA INOVINDO, PT | GN00000073 | RSUD MENGGALA TULANG BAWANG | BANDAR LAMPUNG | LAMPUNG | BANDAR LAMPUNG | MAIN UNIT | CUSTOMER | - |  | 11 December 2013 |  | - |  | - |  | ACTIVE
728/VII/13 | TF77U |  |  |  | GN00000073 | RSUD MENGGALA TULANG BAWANG | BANDAR LAMPUNG | LAMPUNG | BANDAR LAMPUNG | MAIN UNIT | CUSTOMER | - |  | 11 December 2013 |  | - |  | - |  | INACTIVE
73 / XI / 13 | TM19U |  |  |  | GN00006648 | KLINIK UNISTEM | JAKARTA-1 | DKI JAKARTA | JAKARTA TIMUR | MAIN UNIT | CUSTOMER | 21 August 2014 | IBNUL AZIZ - TSE | 1 January 2013 |  | 21 August 2014 | IBNUL AZIZ - TSE | - |  | INACTIVE
73/IX/14 | T75TR |  |  |  | GN00001905 | RSUD TIDAR KAB MAGELANG | YOGYAKARTA | YOGYAKARTA | YOGYAKARTA | MAIN UNIT | CUSTOMER | - |  | 22 October 2014 |  | - |  | - |  | INACTIVE
73091249 | FS75U | Spiroanalyser St-75 |  |  | GN00002961 | RS MITRA KELUARGA TEGAL | TEGAL | JAWA TENGAH | TEGAL | MAIN UNIT | CUSTOMER | 10 April 2015 | MUNADI - TSE | 1 January 1900 |  | 10 April 2015 | MUNADI - TSE | - |  | INACTIVE
735/VIII/13 | TE039 | EXAMINATION TSN 015 FHC | IMAGING | TESENA INOVINDO, PT | GN00002642 | RS PENDIDIKAN RIAU | PEKAN BARU | RIAU | PEKANBARU | MAIN UNIT | CUSTOMER | - |  | 1 January 1900 |  | - |  | - |  | ACTIVE
74/XII/13 TSN9202 | TM19U |  |  |  | GN00002419 | RS USU ( UNIVERSITAS SUMATERA UTARA ) | MEDAN | SUMATERA UTARA | MEDAN | MAIN UNIT | CUSTOMER | 7 July 2014 | ARBIANSYAH - TSE | 3 January 2014 |  | 7 July 2014 | ARBIANSYAH - TSE | - |  | INACTIVE
74091364 | FS75U | Spiroanalyser St-75 |  |  | GN00001771 | RSUD DR WAHIDIN SUDIROHUSODO | MAKASSAR | SULAWESI SELATAN | MAKASSAR | MAIN UNIT | CUSTOMER | 10 April 2015 |  | 1 January 1900 |  | 10 April 2015 |  | - |  | INACTIVE
74091374 | FS75U | Spiroanalyser St-75 |  |  | GN00001220 | RSUP SANGLAH DENPASAR | DENPASAR | BALI | DENPASAR | MAIN UNIT | CUSTOMER | 10 November 2014 | I KADEK - TSE | 1 January 2010 |  | 10 November 2014 | I KADEK - TSE | - |  | INACTIVE
74121420 | FS75U | Spiroanalyser St-75 |  |  | GN00000082 | RS YUKUM MEDICAL CENTRE / PT MITRA MEDICAL CENTER | BANDAR LAMPUNG | LAMPUNG | BANDAR LAMPUNG | MAIN UNIT | CUSTOMER | 19 July 2016 |  | 1 January 2010 |  | 19 July 2016 |  | - |  | INACTIVE
74906013 | EM216 | Eizo RadiForce MX216 | PACS | TRIPUTRA TECHNO MED, PT. | GN00001472 | RS Orthopedi Prof Dr R Soeharso - ahmad yani | SOLO | JAWA TENGAH | SURAKARTA | MAIN UNIT | CUSTOMER | - |  | 4 December 2023 |  | 14 June 2023 | ARIEF SETIAWAN - TSE CP | 2 January 2024 | ANDI ISMAIL - SPV TSE TIMUR | ACTIVE
74908013 | EM216 | Eizo RadiForce MX216 | PACS | TRIPUTRA TECHNO MED, PT. | GN00001472 | RS Orthopedi Prof Dr R Soeharso - ahmad yani | SOLO | JAWA TENGAH | SURAKARTA | MAIN UNIT | CUSTOMER | - |  | 4 December 2023 |  | 14 June 2023 | ARIEF SETIAWAN - TSE CP | 2 January 2024 | ANDI ISMAIL - SPV TSE TIMUR | ACTIVE
74909013 | EM216 | Eizo RadiForce MX216 | PACS | TRIPUTRA TECHNO MED, PT. | GN00001472 | RS Orthopedi Prof Dr R Soeharso - ahmad yani | SOLO | JAWA TENGAH | SURAKARTA | MAIN UNIT | CUSTOMER | - |  | 4 December 2023 |  | 14 June 2023 | ARIEF SETIAWAN - TSE CP | 2 January 2024 | ANDI ISMAIL - SPV TSE TIMUR | ACTIVE
75031495 | FS75U | Spiroanalyser St-75 |  |  | GN00006782 | RS MITRA KELUARGA WARU | SURABAYA-1 | JAWA TIMUR | SURABAYA | MAIN UNIT | CUSTOMER | 20 October 2015 | GANDHI YANRANGGA | 1 January 1900 |  | 20 October 2015 | GANDHI YANRANGGA | - |  | INACTIVE
75031496 | FS75U | Spiroanalyser St-75 |  |  | GN00001973 | RS MITRA KELUARGA CIKARANG | BEKASI | JAWA BARAT | BEKASI | MAIN UNIT | CUSTOMER | 1 February 2018 | TRIYONO - TSE AREA BARAT | 2 February 2010 |  | 1 February 2018 | TRIYONO - TSE AREA BARAT | - |  | INACTIVE
75031500 | FS75U | Spiroanalyser St-75 |  |  | GN00001901 | RSUP SOERADJI KLATEN | YOGYAKARTA | YOGYAKARTA | YOGYAKARTA | MAIN UNIT | CUSTOMER | 17 April 2015 |  | 1 January 1900 |  | 17 April 2015 |  | - |  | INACTIVE
75031501 | FS75U | Spiroanalyser St-75 |  |  | GN00003001 | PT. ENSEVAL MEDIKA PRIMA - HO | PUSAT | DKI JAKARTA | JAKARTA TIMUR | MAIN UNIT | EMP | 20 March 2017 | ARIEF SETIAWAN - TSE CP | 2 January 2009 |  | 20 March 2017 | ARIEF SETIAWAN - TSE CP | - |  | INACTIVE
750315011 | FS75U | Spiroanalyser St-75 |  |  | GN00001782 | RSU KASIH IBU SURAKARTA | SOLO | JAWA TENGAH | SURAKARTA | MAIN UNIT | CUSTOMER | 27 July 2015 |  | 1 January 1900 |  | 27 July 2015 |  | - |  | INACTIVE
75071567 | FS75U | Spiroanalyser St-75 |  |  | GN00002989 | RS GRAHA KEDOYA | JAKARTA-2 | DKI JAKARTA | JAKARTA BARAT | MAIN UNIT | CUSTOMER | - |  | 1 January 2010 |  | - |  | - |  | INACTIVE
75071568 | FS75U | Spiroanalyser St-75 |  |  | GN00002908 | RSIA HERMINA DEPOK | PEJATEN | JAWA BARAT | DEPOK | MAIN UNIT | CUSTOMER | - |  | 1 January 2017 |  | - |  | - |  | INACTIVE
75071584 | FS75U | Spiroanalyser St-75 |  |  | GN00001867 | DINAS KESEHATAN KAB/ KOTA. GUNUNG KIDUL | YOGYAKARTA | YOGYAKARTA | YOGYAKARTA | MAIN UNIT | CUSTOMER | 13 April 2015 |  | 1 January 1900 |  | 13 April 2015 |  | - |  | INACTIVE
75071585 | FS75U | Spiroanalyser St-75 |  |  | GN00001867 | DINAS KESEHATAN KAB/ KOTA. GUNUNG KIDUL | YOGYAKARTA | YOGYAKARTA | YOGYAKARTA | MAIN UNIT | CUSTOMER | 13 April 2015 |  | 1 January 1900 |  | 13 April 2015 |  | - |  | INACTIVE
75071586 | FS75U | Spiroanalyser St-75 |  |  | GN00001867 | DINAS KESEHATAN KAB/ KOTA. GUNUNG KIDUL | YOGYAKARTA | YOGYAKARTA | YOGYAKARTA | MAIN UNIT | CUSTOMER | 13 April 2015 |  | 1 January 1900 |  | 13 April 2015 |  | - |  | INACTIVE
75071587 | FS75U | Spiroanalyser St-75 |  |  | GN00001867 | DINAS KESEHATAN KAB/ KOTA. GUNUNG KIDUL | YOGYAKARTA | YOGYAKARTA | YOGYAKARTA | MAIN UNIT | CUSTOMER | 13 April 2015 |  | 1 January 1900 |  | 13 April 2015 |  | - |  | INACTIVE
75071588 | FS75U | Spiroanalyser St-75 |  |  | GN00001867 | DINAS KESEHATAN KAB/ KOTA. GUNUNG KIDUL | YOGYAKARTA | YOGYAKARTA | YOGYAKARTA | MAIN UNIT | CUSTOMER | 13 April 2015 |  | 1 January 1900 |  | 13 April 2015 |  | - |  | INACTIVE
75071589 | FS75U | Spiroanalyser St-75 |  |  | GN00001867 | DINAS KESEHATAN KAB/ KOTA. GUNUNG KIDUL | YOGYAKARTA | YOGYAKARTA | YOGYAKARTA | MAIN UNIT | CUSTOMER | 13 April 2015 |  | 1 January 1900 |  | 13 April 2015 |  | - |  | INACTIVE
75081589 | FS75U | Spiroanalyser St-75 |  |  | GN00001867 | DINAS KESEHATAN KAB/ KOTA. GUNUNG KIDUL | YOGYAKARTA | YOGYAKARTA | YOGYAKARTA | MAIN UNIT | CUSTOMER | 13 April 2015 |  | 1 January 1900 |  | 13 April 2015 |  | - |  | INACTIVE
75081590 | FS75U | Spiroanalyser St-75 |  |  | GN00001867 | DINAS KESEHATAN KAB/ KOTA. GUNUNG KIDUL | YOGYAKARTA | YOGYAKARTA | YOGYAKARTA | MAIN UNIT | CUSTOMER | 13 April 2015 |  | 1 January 1900 |  | 13 April 2015 |  | - |  | INACTIVE
75081591 | FS75U | Spiroanalyser St-75 |  |  | GN00002683 | RS MITRA KELUARGA CIBUBUR | BOGOR | JAWA BARAT | BOGOR | MAIN UNIT | CUSTOMER | - |  | 6 December 2011 |  | - |  | - |  | INACTIVE
75081599 | FS75U | Spiroanalyser St-75 |  |  | GN00000868 | RSU PROV SULBAR | MAKASSAR | SULAWESI BARAT | MAMUJU | MAIN UNIT | CUSTOMER | 10 April 2015 |  | 1 January 1900 |  | 10 April 2015 |  | - |  | INACTIVE
75081602 | FS75S |  |  |  | GN00003036 | RS PONDOK INDAH | JAKARTA-2 | DKI JAKARTA | JAKARTA SELATAN | MAIN UNIT | CUSTOMER | 21 December 2016 |  | 1 January 1900 |  | 21 December 2016 |  | - |  | INACTIVE
75081604 | FS75U | Spiroanalyser St-75 |  |  | GN00002108 | RS MITRA SATELIT SURABAYA | SURABAYA-1 | JAWA TIMUR | SURABAYA | MAIN UNIT | CUSTOMER | 10 April 2015 |  | 1 January 1900 |  | 10 April 2015 |  | - |  | INACTIVE
751/IX/13 | TE039 | EXAMINATION TSN 015 FHC | IMAGING | TESENA INOVINDO, PT | GN00002642 | RS PENDIDIKAN RIAU | PEKAN BARU | RIAU | PEKANBARU | MAIN UNIT | CUSTOMER | - |  | 27 December 2013 |  | - |  | - |  | ACTIVE
76/XII/13 | 807IW |  |  |  | GN00000524 | RSUD KAJEN | TEGAL | JAWA TENGAH | PEKALONGAN | MAIN UNIT | CUSTOMER | 1 February 1990 | MUNADI - TSE | 1 January 1900 |  | 1 February 1990 | MUNADI - TSE | - |  | INACTIVE
76091778 | FS75U | Spiroanalyser St-75 |  |  | GN00001867 | DINAS KESEHATAN KAB/ KOTA. GUNUNG KIDUL | YOGYAKARTA | YOGYAKARTA | YOGYAKARTA | MAIN UNIT | CUSTOMER | 13 April 2015 |  | 1 January 1900 |  | 13 April 2015 |  | - |  | INACTIVE
76091779 | FS75U | Spiroanalyser St-75 |  |  | GN00001867 | DINAS KESEHATAN KAB/ KOTA. GUNUNG KIDUL | YOGYAKARTA | YOGYAKARTA | YOGYAKARTA | MAIN UNIT | CUSTOMER | 13 April 2015 |  | 1 January 1900 |  | 13 April 2015 |  | - |  | INACTIVE
76091782 | FS75U | Spiroanalyser St-75 |  |  | GN00001867 | DINAS KESEHATAN KAB/ KOTA. GUNUNG KIDUL | YOGYAKARTA | YOGYAKARTA | YOGYAKARTA | MAIN UNIT | CUSTOMER | 13 April 2015 |  | 1 January 1900 |  | 13 April 2015 |  | - |  | INACTIVE
76091783 | FS75U | Spiroanalyser St-75 |  |  | GN00001867 | DINAS KESEHATAN KAB/ KOTA. GUNUNG KIDUL | YOGYAKARTA | YOGYAKARTA | YOGYAKARTA | MAIN UNIT | CUSTOMER | 13 April 2015 |  | 1 January 1900 |  | 13 April 2015 |  | - |  | INACTIVE
76091785 | FS75U | Spiroanalyser St-75 |  |  | GN00001867 | DINAS KESEHATAN KAB/ KOTA. GUNUNG KIDUL | YOGYAKARTA | YOGYAKARTA | YOGYAKARTA | MAIN UNIT | CUSTOMER | 13 April 2015 |  | 1 January 1900 |  | 13 April 2015 |  | - |  | INACTIVE
76091790 | FS75U | Spiroanalyser St-75 |  |  | GN00001867 | DINAS KESEHATAN KAB/ KOTA. GUNUNG KIDUL | YOGYAKARTA | YOGYAKARTA | YOGYAKARTA | MAIN UNIT | CUSTOMER | 13 April 2015 |  | 1 January 1900 |  | 13 April 2015 |  | - |  | INACTIVE
76091791 | FS75U | Spiroanalyser St-75 |  |  | GN00001867 | DINAS KESEHATAN KAB/ KOTA. GUNUNG KIDUL | YOGYAKARTA | YOGYAKARTA | YOGYAKARTA | MAIN UNIT | CUSTOMER | 13 April 2015 |  | 1 January 1900 |  | 13 April 2015 |  | - |  | INACTIVE
76091792 | FS75U | Spiroanalyser St-75 |  |  | GN00001867 | DINAS KESEHATAN KAB/ KOTA. GUNUNG KIDUL | YOGYAKARTA | YOGYAKARTA | YOGYAKARTA | MAIN UNIT | CUSTOMER | 13 April 2015 |  | 1 January 1900 |  | 13 April 2015 |  | - |  | INACTIVE
76091793 | FS75U | Spiroanalyser St-75 |  |  | GN00001867 | DINAS KESEHATAN KAB/ KOTA. GUNUNG KIDUL | YOGYAKARTA | YOGYAKARTA | YOGYAKARTA | MAIN UNIT | CUSTOMER | 13 April 2015 |  | 1 January 1900 |  | 13 April 2015 |  | - |  | INACTIVE
76091794 | FS75U | Spiroanalyser St-75 |  |  | GN00001867 | DINAS KESEHATAN KAB/ KOTA. GUNUNG KIDUL | YOGYAKARTA | YOGYAKARTA | YOGYAKARTA | MAIN UNIT | CUSTOMER | 13 April 2015 |  | 1 January 1900 |  | 13 April 2015 |  | - |  | INACTIVE
76091795 | FS75U | Spiroanalyser St-75 |  |  | GN00001867 | DINAS KESEHATAN KAB/ KOTA. GUNUNG KIDUL | YOGYAKARTA | YOGYAKARTA | YOGYAKARTA | MAIN UNIT | CUSTOMER | 13 April 2015 |  | 1 January 1900 |  | 13 April 2015 |  | - |  | INACTIVE
76091796 | FS75U | Spiroanalyser St-75 |  |  | GN00001867 | DINAS KESEHATAN KAB/ KOTA. GUNUNG KIDUL | YOGYAKARTA | YOGYAKARTA | YOGYAKARTA | MAIN UNIT | CUSTOMER | 13 April 2015 |  | 1 January 1900 |  | 13 April 2015 |  | - |  | INACTIVE
76091797 | FS75U | Spiroanalyser St-75 |  |  | GN00001867 | DINAS KESEHATAN KAB/ KOTA. GUNUNG KIDUL | YOGYAKARTA | YOGYAKARTA | YOGYAKARTA | MAIN UNIT | CUSTOMER | 13 April 2015 |  | 1 January 1900 |  | 13 April 2015 |  | - |  | INACTIVE
76091798 | FS75U | Spiroanalyser St-75 |  |  | GN00001867 | DINAS KESEHATAN KAB/ KOTA. GUNUNG KIDUL | YOGYAKARTA | YOGYAKARTA | YOGYAKARTA | MAIN UNIT | CUSTOMER | 13 April 2015 |  | 1 January 1900 |  | 13 April 2015 |  | - |  | INACTIVE
76091800 | FS75U | Spiroanalyser St-75 |  |  | GN00001867 | DINAS KESEHATAN KAB/ KOTA. GUNUNG KIDUL | YOGYAKARTA | YOGYAKARTA | YOGYAKARTA | MAIN UNIT | CUSTOMER | 13 April 2015 |  | 1 January 1900 |  | 13 April 2015 |  | - |  | INACTIVE
76091801 | FS75U | Spiroanalyser St-75 |  |  | GN00002890 | KLINIK GATSU ( LAB CV. GATSU ) | BATAM | KEPULAUAN RIAU | BATAM | MAIN UNIT | CUSTOMER | 23 January 2015 | MULKAN | 1 January 1900 |  | 23 January 2015 | MULKAN | - |  | INACTIVE
76091804 | FS75U | Spiroanalyser St-75 |  |  | GN00001716 | RS HARAPAN KELUARGA | MATARAM | NUSA TENGGARA BARAT | MATARAM | MAIN UNIT | CUSTOMER | 1 February 1990 | I KADEK - TSE | 1 January 1900 |  | 1 February 1990 | I KADEK - TSE | - |  | INACTIVE
76091808 | FS75U | Spiroanalyser St-75 |  |  | GN00000030 | RSAL Dr. MIDIYANTO SURATANI | BATAM | KEPULAUAN RIAU | TANJUNG PINANG | MAIN UNIT | CUSTOMER | 24 December 2014 |  | 1 January 1900 |  | 24 December 2014 |  | - |  | INACTIVE
76091810 | FS75U | Spiroanalyser St-75 |  |  | GN00001850 | BP4 - Badan Penasihatan Pembinaan Dan Pelestarian Perkawinan | YOGYAKARTA | YOGYAKARTA | YOGYAKARTA | MAIN UNIT | CUSTOMER | 10 April 2015 |  | 1 January 1900 |  | 10 April 2015 |  | - |  | INACTIVE
76091990 | FS75U | Spiroanalyser St-75 |  |  | GN00001867 | DINAS KESEHATAN KAB/ KOTA. GUNUNG KIDUL | YOGYAKARTA | YOGYAKARTA | YOGYAKARTA | MAIN UNIT | CUSTOMER | 13 April 2015 |  | 1 January 1900 |  | 13 April 2015 |  | - |  | INACTIVE
76117410 | FDRLI | DRYPIX LITE | IMAGING | FUJIFILM INDONESIA, PT. | GN00002986 | RDC PUSAT - RAWAGELAM | PUSAT | DKI JAKARTA | JAKARTA TIMUR | MAIN UNIT | EMP | 12 September 2018 | ARIEF SETIAWAN - TSE CP | 4 April 2018 |  | 12 September 2018 | ARIEF SETIAWAN - TSE CP | - |  | ACTIVE
76117411 | FDRLI | DRYPIX LITE | IMAGING | FUJIFILM INDONESIA, PT. | GN00011557 | RS TONSEA | MANADO | SULAWESI UTARA | MANADO | MAIN UNIT | CUSTOMER | 12 September 2018 | ARIEF SETIAWAN - TSE CP | 25 February 2022 | AHMAD FATKHUDIN - TSE | 12 September 2018 | ARIEF SETIAWAN - TSE CP | 25 February 2022 | AHMAD FATKHUDIN - TSE | ACTIVE
76117412 | FDRLI | DRYPIX LITE | IMAGING | FUJIFILM INDONESIA, PT. | GN19090026 | RSUD Sulthan Syarif Al Idrus | PONTIANAK | KALIMANTAN BARAT | PONTIANAK | MAIN UNIT | CUSTOMER | 1 October 2019 | SAHID DERMAWAN - SPV TSE BARAT | 25 September 2019 |  | 1 October 2019 | SAHID DERMAWAN - SPV TSE BARAT | - |  | ACTIVE
76117422 | FDRLI | DRYPIX LITE | IMAGING | FUJIFILM INDONESIA, PT. | GN00002986 | RDC PUSAT - RAWAGELAM | PUSAT | DKI JAKARTA | JAKARTA TIMUR | MAIN UNIT | EMP | 12 September 2018 | ARIEF SETIAWAN - TSE CP | 4 April 2018 |  | 12 September 2018 | ARIEF SETIAWAN - TSE CP | - |  | ACTIVE
76117423 | FDRLI | DRYPIX LITE | IMAGING | FUJIFILM INDONESIA, PT. | GN00002986 | RDC PUSAT - RAWAGELAM | PUSAT | DKI JAKARTA | JAKARTA TIMUR | MAIN UNIT | EMP | 12 September 2018 | ARIEF SETIAWAN - TSE CP | 4 April 2018 |  | 12 September 2018 | ARIEF SETIAWAN - TSE CP | - |  | ACTIVE
76117424 | FDRLI | DRYPIX LITE | IMAGING | FUJIFILM INDONESIA, PT. | GN00002986 | RDC PUSAT - RAWAGELAM | PUSAT | DKI JAKARTA | JAKARTA TIMUR | MAIN UNIT | EMP | 12 September 2018 | ARIEF SETIAWAN - TSE CP | 4 April 2018 |  | 12 September 2018 | ARIEF SETIAWAN - TSE CP | - |  | ACTIVE
76130623 | FDMAL | DPX LITE MAGAZINE L : E | IMAGING | FUJIFILM INDONESIA, PT. | GN00002986 | RDC PUSAT - RAWAGELAM | PUSAT | DKI JAKARTA | JAKARTA TIMUR | MAIN UNIT | EMP | 3 October 2018 | ARIEF SETIAWAN - TSE CP | 3 October 2018 |  | 3 October 2018 | ARIEF SETIAWAN - TSE CP | - |  | ACTIVE
76130625 | FDMAL | DPX LITE MAGAZINE L : E | IMAGING | FUJIFILM INDONESIA, PT. | GN00001226 | RS Muhammadiyah Sumberrejo Bojonegoro | SURABAYA-2 | JAWA TIMUR | BOJONEGORO | MAIN UNIT | EMP | 3 October 2018 | System Auto | 3 October 2018 |  | 3 October 2018 | System Auto | - |  | ACTIVE
76130626 | FDMAL | DPX LITE MAGAZINE L : E | IMAGING | FUJIFILM INDONESIA, PT. | GN00000085 | RSUD SUKADANA | BANDAR LAMPUNG | LAMPUNG | BANDAR LAMPUNG | MAIN UNIT | EMP | 3 October 2018 | System Auto | 3 October 2018 |  | 3 October 2018 | System Auto | - |  | ACTIVE
76134268 | FDRSM | DRYPIX SMART | IMAGING | FUJIFILM INDONESIA, PT. | GN00001061 | RSB MELANIA | BOGOR | JAWA BARAT | BOGOR | MAIN UNIT | CUSTOMER | - |  | - |  | 20 June 2020 | NURIL MAGHFIROH - TSE CSR | - |  | ACTIVE
76217697 | FDRLI | DRYPIX LITE | IMAGING | FUJIFILM INDONESIA, PT. | GN18100017 | RSU ANANDA PURWOREJO | YOGYAKARTA | YOGYAKARTA | YOGYAKARTA | MAIN UNIT | CUSTOMER | - |  | 25 March 2019 |  | - |  | - |  | ACTIVE
76217698 | FDRLI | DRYPIX LITE | IMAGING | FUJIFILM INDONESIA, PT. | GN00006994 | RSUD TOMBULILATO | MANADO | GORONTALO | BOBONG | MAIN UNIT | CUSTOMER | 22 February 2021 | ANTONIUS SAGITA - KALIBRASI | 31 December 2020 | ANDRIAS NUGROHO - TSE | 7 December 2020 | ANTONIUS SAGITA - KALIBRASI | 22 February 2021 | ANTONIUS SAGITA - KALIBRASI | ACTIVE
76233399 | FDMAS | DPX LITE MAGAZINE S : E | IMAGING | FUJIFILM INDONESIA, PT. | GN00000085 | RSUD SUKADANA | BANDAR LAMPUNG | LAMPUNG | BANDAR LAMPUNG | ACCESSORIES | EMP | - |  | 19 July 2022 | ABDI PUTRA - TSE | 4 February 2021 | ARIEF SETIAWAN - TSE CP | 19 July 2022 | ABDI PUTRA - TSE | ACTIVE
76233402 | FDMAS | DPX LITE MAGAZINE S : E | IMAGING | FUJIFILM INDONESIA, PT. | GN00002986 | RDC PUSAT - RAWAGELAM | PUSAT | DKI JAKARTA | JAKARTA TIMUR | ACCESSORIES | EMP | - |  | - |  | 4 February 2021 | ARIEF SETIAWAN - TSE CP | - |  | ACTIVE
76234266 | FDRSM | DRYPIX SMART | IMAGING | FUJIFILM INDONESIA, PT. | GN17030025 | RS SENTOSA - BOGOR | BOGOR | JAWA BARAT |  | MAIN UNIT | CUSTOMER | 22 October 2020 | ANTONIUS SAGITA - KALIBRASI | - |  | 24 August 2020 | ANTONIUS SAGITA - KALIBRASI | 22 October 2020 | ANTONIUS SAGITA - KALIBRASI | ACTIVE
76317906 | FDRLI | DRYPIX LITE | IMAGING | FUJIFILM INDONESIA, PT. | GN00002986 | RDC PUSAT - RAWAGELAM | PUSAT | DKI JAKARTA | JAKARTA TIMUR | MAIN UNIT | EMP | 12 September 2018 | ARIEF SETIAWAN - TSE CP | 4 April 2018 |  | 12 September 2018 | ARIEF SETIAWAN - TSE CP | - |  | ACTIVE
76317907 | FDRLI | DRYPIX LITE | IMAGING | FUJIFILM INDONESIA, PT. | GN00002986 | RDC PUSAT - RAWAGELAM | PUSAT | DKI JAKARTA | JAKARTA TIMUR | MAIN UNIT | EMP | 12 September 2018 | ARIEF SETIAWAN - TSE CP | 4 April 2018 |  | 12 September 2018 | ARIEF SETIAWAN - TSE CP | - |  | ACTIVE
76317908 | FDRLI | DRYPIX LITE | IMAGING | FUJIFILM INDONESIA, PT. | GN00002986 | RDC PUSAT - RAWAGELAM | PUSAT | DKI JAKARTA | JAKARTA TIMUR | MAIN UNIT | EMP | 12 September 2018 | ARIEF SETIAWAN - TSE CP | 4 April 2018 |  | 12 September 2018 | ARIEF SETIAWAN - TSE CP | - |  | ACTIVE
76331206 | FDMAL | DPX LITE MAGAZINE L : E | IMAGING | FUJIFILM INDONESIA, PT. | GN00000003 | RSUD KAB BEKASI | BEKASI | JAWA BARAT | BEKASI | MAIN UNIT | EMP | 3 October 2018 | System Auto | 3 October 2018 |  | 3 October 2018 | System Auto | - |  | ACTIVE
76331208 | FDMAL | DPX LITE MAGAZINE L : E | IMAGING | FUJIFILM INDONESIA, PT. | GN00002986 | RDC PUSAT - RAWAGELAM | PUSAT | DKI JAKARTA | JAKARTA TIMUR | MAIN UNIT | EMP | 3 October 2018 | ARIEF SETIAWAN - TSE CP | 3 October 2018 |  | 3 October 2018 | ARIEF SETIAWAN - TSE CP | - |  | ACTIVE
76331440 | FCRTM | CR IR 392 RU2 M PRIMA TM | IMAGING | FUJIFILM INDONESIA, PT. | GN00001501 | RS PARU JEMBER | JEMBER | JAWA TIMUR | JEMBER | MAIN UNIT | CUSTOMER | 22 May 2019 | GANDHI YANRANGGA | 22 May 2019 |  | 22 May 2019 | GANDHI YANRANGGA | - |  | ACTIVE
76331441 | FCRTM | CR IR 392 RU2 M PRIMA TM | IMAGING | FUJIFILM INDONESIA, PT. | GN00002985 | WORKSHOOP CSM PUSAT | PUSAT | DKI JAKARTA | JAKARTA TIMUR | MAIN UNIT | EMP | 9 May 2019 | DIDIT PRADITIYA | 9 May 2019 |  | 9 May 2019 | DIDIT PRADITIYA | 14 November 2025 | SAHID DERMAWAN - SPV TSE BARAT | ACTIVE
76331444 | FCRTM | CR IR 392 RU2 M PRIMA TM | IMAGING | FUJIFILM INDONESIA, PT. | GN00002985 | WORKSHOOP CSM PUSAT | PUSAT | DKI JAKARTA | JAKARTA TIMUR | MAIN UNIT | EMP | 31 May 2019 | ARDI HERMAWAN - TSE CP | 2 October 2018 |  | 31 May 2019 | ARDI HERMAWAN - TSE CP | - |  | ACTIVE
76333289 | FDMAL | DPX LITE MAGAZINE L : E | IMAGING | FUJIFILM INDONESIA, PT. | GN00002986 | RDC PUSAT - RAWAGELAM | PUSAT | DKI JAKARTA | JAKARTA TIMUR | MAIN UNIT | EMP | - |  | 7 May 2019 |  | - |  | - |  | ACTIVE
76434013 | FDMAS | DPX LITE MAGAZINE S : E | IMAGING | FUJIFILM INDONESIA, PT. | GN00002986 | RDC PUSAT - RAWAGELAM | PUSAT | DKI JAKARTA | JAKARTA TIMUR | MAIN UNIT | EMP | 12 September 2018 | ARIEF SETIAWAN - TSE CP | 3 April 2018 |  | 12 September 2018 | ARIEF SETIAWAN - TSE CP | - |  | ACTIVE
76434014 | FDMAS | DPX LITE MAGAZINE S : E | IMAGING | FUJIFILM INDONESIA, PT. | GN00002986 | RDC PUSAT - RAWAGELAM | PUSAT | DKI JAKARTA | JAKARTA TIMUR | MAIN UNIT | EMP | 12 September 2018 | ARIEF SETIAWAN - TSE CP | 3 April 2018 |  | 12 September 2018 | ARIEF SETIAWAN - TSE CP | - |  | ACTIVE
76434015 | FDMAS | DPX LITE MAGAZINE S : E | IMAGING | FUJIFILM INDONESIA, PT. | GN00002986 | RDC PUSAT - RAWAGELAM | PUSAT | DKI JAKARTA | JAKARTA TIMUR | MAIN UNIT | EMP | 12 September 2018 | ARIEF SETIAWAN - TSE CP | 3 April 2018 |  | 12 September 2018 | ARIEF SETIAWAN - TSE CP | - |  | ACTIVE
76434019 | FDMAS | DPX LITE MAGAZINE S : E | IMAGING | FUJIFILM INDONESIA, PT. | GN00002986 | RDC PUSAT - RAWAGELAM | PUSAT | DKI JAKARTA | JAKARTA TIMUR | MAIN UNIT | EMP | 12 September 2018 | ARIEF SETIAWAN - TSE CP | 3 April 2018 |  | 12 September 2018 | ARIEF SETIAWAN - TSE CP | - |  | ACTIVE
76434020 | FDMAS | DPX LITE MAGAZINE S : E | IMAGING | FUJIFILM INDONESIA, PT. | GN00002986 | RDC PUSAT - RAWAGELAM | PUSAT | DKI JAKARTA | JAKARTA TIMUR | MAIN UNIT | EMP | 12 September 2018 | ARIEF SETIAWAN - TSE CP | 3 April 2018 |  | 12 September 2018 | ARIEF SETIAWAN - TSE CP | - |  | ACTIVE
76434021 | FDMAS | DPX LITE MAGAZINE S : E | IMAGING | FUJIFILM INDONESIA, PT. | GN00002986 | RDC PUSAT - RAWAGELAM | PUSAT | DKI JAKARTA | JAKARTA TIMUR | MAIN UNIT | EMP | 12 September 2018 | ARIEF SETIAWAN - TSE CP | 3 April 2018 |  | 12 September 2018 | ARIEF SETIAWAN - TSE CP | - |  | ACTIVE
76434022 | FDMAS | DPX LITE MAGAZINE S : E | IMAGING | FUJIFILM INDONESIA, PT. | GN00001080 | RS HERMINA GALAXY | BEKASI | JAWA BARAT | BEKASI | ACCESSORIES | EMP | - |  | 3 April 2018 |  | - |  | - |  | ACTIVE
76434023 | FDMAS | DPX LITE MAGAZINE S : E | IMAGING | FUJIFILM INDONESIA, PT. | GN00002986 | RDC PUSAT - RAWAGELAM | PUSAT | DKI JAKARTA | JAKARTA TIMUR | MAIN UNIT | EMP | 12 September 2018 | ARIEF SETIAWAN - TSE CP | 3 April 2018 |  | 12 September 2018 | ARIEF SETIAWAN - TSE CP | - |  | ACTIVE
76434027 | FDMAS | DPX LITE MAGAZINE S : E | IMAGING | FUJIFILM INDONESIA, PT. | GN00002986 | RDC PUSAT - RAWAGELAM | PUSAT | DKI JAKARTA | JAKARTA TIMUR | MAIN UNIT | EMP | 12 September 2018 | ARIEF SETIAWAN - TSE CP | 3 April 2018 |  | 12 September 2018 | ARIEF SETIAWAN - TSE CP | - |  | ACTIVE
76434031 | FDMAS | DPX LITE MAGAZINE S : E | IMAGING | FUJIFILM INDONESIA, PT. | GN18110012 | PT. SADADO SEJAHTERA MEDIKA | MEDAN | SUMATERA UTARA | MEDAN | MAIN UNIT | EMP | 12 September 2018 | System Auto | 3 April 2018 |  | 12 September 2018 | System Auto | - |  | ACTIVE
76434032 | FDMAS | DPX LITE MAGAZINE S : E | IMAGING | FUJIFILM INDONESIA, PT. | GN00001226 | RS Muhammadiyah Sumberrejo Bojonegoro | SURABAYA-2 | JAWA TIMUR | BOJONEGORO | ACCESSORIES | EMP | 22 October 2019 | ARIEF SETIAWAN - TSE CP | 20 June 2019 |  | 22 October 2019 | ARIEF SETIAWAN - TSE CP | - |  | ACTIVE
76616110 | FDRPL | DRYPIX PLUS | IMAGING | FUJIFILM INDONESIA, PT. | GN19080004 | RSUD Bumi Panua | MANADO | GORONTALO | GORONTALO | MAIN UNIT | CUSTOMER | 10 August 2020 | ANTONIUS SAGITA - KALIBRASI | 24 July 2020 | MIKKI FAHRIZI - TSE | 20 July 2020 | ANTONIUS SAGITA - KALIBRASI | 10 August 2020 | ANTONIUS SAGITA - KALIBRASI | ACTIVE
76618930 | FDRLI | DRYPIX LITE | IMAGING | FUJIFILM INDONESIA, PT. | GN18110012 | PT. SADADO SEJAHTERA MEDIKA | MEDAN | SUMATERA UTARA | MEDAN | MAIN UNIT | EMP | - |  | 29 January 2019 |  | - |  | - |  | ACTIVE
76618933 | FDRLI | DRYPIX LITE | IMAGING | FUJIFILM INDONESIA, PT. | GN00002986 | RDC PUSAT - RAWAGELAM | PUSAT | DKI JAKARTA | JAKARTA TIMUR | MAIN UNIT | EMP | 12 September 2018 | ARIEF SETIAWAN - TSE CP | 4 April 2018 |  | 12 September 2018 | ARIEF SETIAWAN - TSE CP | - |  | ACTIVE
76635654 | FDRSM | DRYPIX SMART | IMAGING | FUJIFILM INDONESIA, PT. | GN19070002 | KLINIK DIAGNOSTIK RAPHA | MAKASSAR | SULAWESI TENGGARA | KENDARI | MAIN UNIT | CUSTOMER | - |  | 24 June 2022 | ASRULLAH - TSE | 20 November 2021 | ARIEF SETIAWAN - TSE CP | 24 June 2022 | ASRULLAH - TSE | ACTIVE
76725504 | FDFED | DPX LITE FEEDER : E | IMAGING | FUJIFILM INDONESIA, PT. | GN00000085 | RSUD SUKADANA | BANDAR LAMPUNG | LAMPUNG | BANDAR LAMPUNG | MAIN UNIT | EMP | 12 September 2018 | System Auto | 4 April 2018 |  | 12 September 2018 | System Auto | - |  | ACTIVE
76725505 | FDFED | DPX LITE FEEDER : E | IMAGING | FUJIFILM INDONESIA, PT. | GN18010004 | RS PKU MUHAMMADIYAH MASARAN | SOLO | JAWA TENGAH | BOYOLALI | MAIN UNIT | EMP | 12 September 2018 | System Auto | 4 April 2018 |  | 12 September 2018 | System Auto | - |  | ACTIVE
76725506 | FDFED | DPX LITE FEEDER : E | IMAGING | FUJIFILM INDONESIA, PT. | GN20090014 | KLINIK KELUARGA | BANDAR LAMPUNG | LAMPUNG | BANDAR LAMPUNG | MAIN UNIT | CUSTOMER | 12 September 2018 | ARIEF SETIAWAN - TSE CP | 10 November 2020 | AZLI YUDHA - TSE | 12 September 2018 | ARIEF SETIAWAN - TSE CP | 10 November 2020 | AZLI YUDHA - TSE | ACTIVE
76731689 | FCRTM | CR IR 392 RU2 M PRIMA TM | IMAGING | FUJIFILM INDONESIA, PT. | GN00008336 | RSUD NGIMBANG | SURABAYA-1 | JAWA TIMUR | SURABAYA | MAIN UNIT | EMP | 7 May 2019 | FARIDA ADELINA | 7 May 2019 |  | 7 May 2019 | FARIDA ADELINA | - |  | ACTIVE
76731694 | FCRTM | CR IR 392 RU2 M PRIMA TM | IMAGING | FUJIFILM INDONESIA, PT. | GN00002985 | WORKSHOOP CSM PUSAT | PUSAT | DKI JAKARTA | JAKARTA TIMUR | MAIN UNIT | EMP | 12 September 2018 | JUDISTIRO - MSS RADIX | 18 July 2022 | MUNADI - TSE | 12 September 2018 | JUDISTIRO - MSS RADIX | 14 November 2024 | SAHID DERMAWAN - SPV TSE BARAT | ACTIVE
76731695 | FCRTM | CR IR 392 RU2 M PRIMA TM | IMAGING | FUJIFILM INDONESIA, PT. | GN00001806 | RSUD DR SOERATNO GEMOLONG / RSUD GEMOLONG | SOLO | JAWA TENGAH | SRAGEN | MAIN UNIT | EMP | - |  | 21 November 2018 |  | - |  | - |  | ACTIVE
76733286 | FDMAL | DPX LITE MAGAZINE L : E | IMAGING | FUJIFILM INDONESIA, PT. | GN00001800 | RS PERMATA MEDIKA | SEMARANG | JAWA TENGAH | SEMARANG | ACCESSORIES | EMP | - |  | 24 April 2019 |  | - |  | - |  | ACTIVE
76733289 | FDMAL | DPX LITE MAGAZINE L : E | IMAGING | FUJIFILM INDONESIA, PT. | GN00002986 | RDC PUSAT - RAWAGELAM | PUSAT | DKI JAKARTA | JAKARTA TIMUR | MAIN UNIT | EMP | 3 October 2018 | ARIEF SETIAWAN - TSE CP | 3 October 2018 |  | 3 October 2018 | ARIEF SETIAWAN - TSE CP | - |  | ACTIVE
76733291 | FDMAL | DPX LITE MAGAZINE L : E | IMAGING | FUJIFILM INDONESIA, PT. | GN00002986 | RDC PUSAT - RAWAGELAM | PUSAT | DKI JAKARTA | JAKARTA TIMUR | MAIN UNIT | EMP | 3 October 2018 | ARIEF SETIAWAN - TSE CP | 3 October 2018 |  | 3 October 2018 | ARIEF SETIAWAN - TSE CP | - |  | ACTIVE
76733293 | FDMAL | DPX LITE MAGAZINE L : E | IMAGING | FUJIFILM INDONESIA, PT. | GN00002986 | RDC PUSAT - RAWAGELAM | PUSAT | DKI JAKARTA | JAKARTA TIMUR | MAIN UNIT | EMP | 3 October 2018 | ARIEF SETIAWAN - TSE CP | 3 October 2018 |  | 3 October 2018 | ARIEF SETIAWAN - TSE CP | - |  | ACTIVE
76733294 | FDMAL | DPX LITE MAGAZINE L : E | IMAGING | FUJIFILM INDONESIA, PT. | GN00002986 | RDC PUSAT - RAWAGELAM | PUSAT | DKI JAKARTA | JAKARTA TIMUR | MAIN UNIT | EMP | 3 October 2018 | ARIEF SETIAWAN - TSE CP | 3 October 2018 |  | 3 October 2018 | ARIEF SETIAWAN - TSE CP | - |  | ACTIVE
76733295 | FDMAL | DPX LITE MAGAZINE L : E | IMAGING | FUJIFILM INDONESIA, PT. | GN00002986 | RDC PUSAT - RAWAGELAM | PUSAT | DKI JAKARTA | JAKARTA TIMUR | MAIN UNIT | EMP | 3 October 2018 | ARIEF SETIAWAN - TSE CP | 3 October 2018 |  | 3 October 2018 | ARIEF SETIAWAN - TSE CP | - |  | ACTIVE
76735848 | FDRSM | DRYPIX SMART | IMAGING | FUJIFILM INDONESIA, PT. | GN00000883 | RSUD MOROWALI | PALU | SULAWESI TENGAH | BUNGKU | MAIN UNIT | CUSTOMER | - |  | 8 August 2019 |  | - |  | - |  | ACTIVE
76831769 | FCRTM | CR IR 392 RU2 M PRIMA TM | IMAGING | FUJIFILM INDONESIA, PT. | GN00000063 | RS IMMANUEL | BANDAR LAMPUNG | LAMPUNG | BANDAR LAMPUNG | MAIN UNIT | CUSTOMER | - |  | 30 September 2021 | ABDI PUTRA - TSE | - |  | 30 September 2021 | ABDI PUTRA - TSE | ACTIVE
76831771 | FCRTM | CR IR 392 RU2 M PRIMA TM | IMAGING | FUJIFILM INDONESIA, PT. | GN19010012 | MANDAYA HOSPITAL KARAWANG | BEKASI | JAWA BARAT | BEKASI | MAIN UNIT | EMP | 7 February 2020 | SAHID DERMAWAN - SPV TSE BARAT | 7 February 2020 |  | 7 February 2020 | SAHID DERMAWAN - SPV TSE BARAT | - |  | ACTIVE
76831772 | FCRTM | CR IR 392 RU2 M PRIMA TM | IMAGING | FUJIFILM INDONESIA, PT. | GN00000954 | RSIA HERMINA PASTEUR | BANDUNG | JAWA BARAT | BANDUNG |  | EMP | - |  | 6 January 2025 | ANDRIAS NUGROHO - TSE | - |  | 1 October 2025 | SAHID DERMAWAN - SPV TSE BARAT | ACTIVE
76936526 | FDRSM | DRYPIX SMART | IMAGING | FUJIFILM INDONESIA, PT. | GN20060001 | RS. HELSA JATIRAHAYU | BEKASI | JAWA BARAT | BEKASI | MAIN UNIT | CUSTOMER | - |  | - |  | 22 June 2020 | NURIL MAGHFIROH - TSE CSR | - |  | ACTIVE
77/XII/13 | TE019 | WARMER TSN 807 IWSC | IMAGING | TESENA INOVINDO, PT | GN00007332 | RSUD BRIDGEN H HASAN BASRI | BANJARMASIN | KALIMANTAN SELATAN | BANJARMASIN | MAIN UNIT | CUSTOMER | 29 March 2017 |  | 27 December 2013 |  | 29 March 2017 |  | - |  | ACTIVE
77028163 | FCP12 | PRIMA CONSOLE CL A12 | IMAGING | FUJIFILM INDONESIA, PT. | GN00002986 | RDC PUSAT - RAWAGELAM | PUSAT | DKI JAKARTA | JAKARTA TIMUR | MAIN UNIT | EMP | 12 September 2018 | LEO LANANG SIGIT - TSE CP | 17 April 2018 |  | 12 September 2018 | LEO LANANG SIGIT - TSE CP | - |  | ACTIVE
77028164 | FCP12 | PRIMA CONSOLE CL A12 | IMAGING | FUJIFILM INDONESIA, PT. | GN00002986 | RDC PUSAT - RAWAGELAM | PUSAT | DKI JAKARTA | JAKARTA TIMUR | MAIN UNIT | EMP | 12 September 2018 | LEO LANANG SIGIT - TSE CP | 17 April 2018 |  | 12 September 2018 | LEO LANANG SIGIT - TSE CP | - |  | ACTIVE
77028165 | FCP12 | PRIMA CONSOLE CL A12 | IMAGING | FUJIFILM INDONESIA, PT. | GN00002986 | RDC PUSAT - RAWAGELAM | PUSAT | DKI JAKARTA | JAKARTA TIMUR | MAIN UNIT | EMP | 12 September 2018 | LEO LANANG SIGIT - TSE CP | 17 April 2018 |  | 12 September 2018 | LEO LANANG SIGIT - TSE CP | - |  | ACTIVE
77028166 | FCP12 | PRIMA CONSOLE CL A12 | IMAGING | FUJIFILM INDONESIA, PT. | GN00002986 | RDC PUSAT - RAWAGELAM | PUSAT | DKI JAKARTA | JAKARTA TIMUR | MAIN UNIT | EMP | 12 September 2018 | LEO LANANG SIGIT - TSE CP | 17 April 2018 |  | 12 September 2018 | LEO LANANG SIGIT - TSE CP | - |  | ACTIVE
77028167 | FCP12 | PRIMA CONSOLE CL A12 | IMAGING | FUJIFILM INDONESIA, PT. | GN00002986 | RDC PUSAT - RAWAGELAM | PUSAT | DKI JAKARTA | JAKARTA TIMUR | MAIN UNIT | EMP | 12 September 2018 | LEO LANANG SIGIT - TSE CP | 17 April 2018 |  | 12 September 2018 | LEO LANANG SIGIT - TSE CP | - |  | ACTIVE
77028168 | FCP12 | PRIMA CONSOLE CL A12 | IMAGING | FUJIFILM INDONESIA, PT. | GN00002986 | RDC PUSAT - RAWAGELAM | PUSAT | DKI JAKARTA | JAKARTA TIMUR | MAIN UNIT | EMP | 12 September 2018 | LEO LANANG SIGIT - TSE CP | 17 April 2018 |  | 12 September 2018 | LEO LANANG SIGIT - TSE CP | - |  | ACTIVE
77028289 | FCP12 | PRIMA CONSOLE CL A12 | IMAGING | FUJIFILM INDONESIA, PT. | GN00002986 | RDC PUSAT - RAWAGELAM | PUSAT | DKI JAKARTA | JAKARTA TIMUR | MAIN UNIT | EMP | 12 September 2018 | LEO LANANG SIGIT - TSE CP | 17 April 2018 |  | 12 September 2018 | LEO LANANG SIGIT - TSE CP | - |  | ACTIVE
77028290 | FCP12 | PRIMA CONSOLE CL A12 | IMAGING | FUJIFILM INDONESIA, PT. | GN00002986 | RDC PUSAT - RAWAGELAM | PUSAT | DKI JAKARTA | JAKARTA TIMUR | MAIN UNIT | EMP | 12 September 2018 | LEO LANANG SIGIT - TSE CP | 17 April 2018 |  | 12 September 2018 | LEO LANANG SIGIT - TSE CP | - |  | ACTIVE
77028292 | FCP12 | PRIMA CONSOLE CL A12 | IMAGING | FUJIFILM INDONESIA, PT. | GN00002986 | RDC PUSAT - RAWAGELAM | PUSAT | DKI JAKARTA | JAKARTA TIMUR | MAIN UNIT | EMP | 12 September 2018 | LEO LANANG SIGIT - TSE CP | 17 April 2018 |  | 12 September 2018 | LEO LANANG SIGIT - TSE CP | - |  | ACTIVE
77028293 | FCP12 | PRIMA CONSOLE CL A12 | IMAGING | FUJIFILM INDONESIA, PT. | GN00002986 | RDC PUSAT - RAWAGELAM | PUSAT | DKI JAKARTA | JAKARTA TIMUR | MAIN UNIT | EMP | 12 September 2018 | LEO LANANG SIGIT - TSE CP | 17 April 2018 |  | 12 September 2018 | LEO LANANG SIGIT - TSE CP | - |  | ACTIVE
77028294 | FCP12 | PRIMA CONSOLE CL A12 | IMAGING | FUJIFILM INDONESIA, PT. | GN00002986 | RDC PUSAT - RAWAGELAM | PUSAT | DKI JAKARTA | JAKARTA TIMUR | MAIN UNIT | EMP | 12 September 2018 | LEO LANANG SIGIT - TSE CP | 17 April 2018 |  | 12 September 2018 | LEO LANANG SIGIT - TSE CP | - |  | ACTIVE
77028295 | FCP12 | PRIMA CONSOLE CL A12 | IMAGING | FUJIFILM INDONESIA, PT. | GN00002986 | RDC PUSAT - RAWAGELAM | PUSAT | DKI JAKARTA | JAKARTA TIMUR | MAIN UNIT | EMP | 12 September 2018 | LEO LANANG SIGIT - TSE CP | 17 April 2018 |  | 12 September 2018 | LEO LANANG SIGIT - TSE CP | - |  | ACTIVE
77028296 | FCP12 | PRIMA CONSOLE CL A12 | IMAGING | FUJIFILM INDONESIA, PT. | GN00002986 | RDC PUSAT - RAWAGELAM | PUSAT | DKI JAKARTA | JAKARTA TIMUR | MAIN UNIT | EMP | 12 September 2018 | LEO LANANG SIGIT - TSE CP | 17 April 2018 |  | 12 September 2018 | LEO LANANG SIGIT - TSE CP | - |  | ACTIVE
77028297 | FCP12 | PRIMA CONSOLE CL A12 | IMAGING | FUJIFILM INDONESIA, PT. | GN00002986 | RDC PUSAT - RAWAGELAM | PUSAT | DKI JAKARTA | JAKARTA TIMUR | MAIN UNIT | EMP | 12 September 2018 | LEO LANANG SIGIT - TSE CP | 17 April 2018 |  | 12 September 2018 | LEO LANANG SIGIT - TSE CP | - |  | ACTIVE
77028298 | FCP12 | PRIMA CONSOLE CL A12 | IMAGING | FUJIFILM INDONESIA, PT. | GN00002986 | RDC PUSAT - RAWAGELAM | PUSAT | DKI JAKARTA | JAKARTA TIMUR | MAIN UNIT | EMP | 12 September 2018 | LEO LANANG SIGIT - TSE CP | 17 April 2018 |  | 12 September 2018 | LEO LANANG SIGIT - TSE CP | - |  | ACTIVE
77028299 | FCP12 | PRIMA CONSOLE CL A12 | IMAGING | FUJIFILM INDONESIA, PT. | GN00002986 | RDC PUSAT - RAWAGELAM | PUSAT | DKI JAKARTA | JAKARTA TIMUR | MAIN UNIT | EMP | 12 September 2018 | LEO LANANG SIGIT - TSE CP | 17 April 2018 |  | 12 September 2018 | LEO LANANG SIGIT - TSE CP | - |  | ACTIVE
77028300 | FCP12 | PRIMA CONSOLE CL A12 | IMAGING | FUJIFILM INDONESIA, PT. | GN00002986 | RDC PUSAT - RAWAGELAM | PUSAT | DKI JAKARTA | JAKARTA TIMUR | MAIN UNIT | EMP | 12 September 2018 | LEO LANANG SIGIT - TSE CP | 17 April 2018 |  | 12 September 2018 | LEO LANANG SIGIT - TSE CP | - |  | ACTIVE
77028301 | FCP12 | PRIMA CONSOLE CL A12 | IMAGING | FUJIFILM INDONESIA, PT. | GN00002986 | RDC PUSAT - RAWAGELAM | PUSAT | DKI JAKARTA | JAKARTA TIMUR | MAIN UNIT | EMP | 12 September 2018 | LEO LANANG SIGIT - TSE CP | 17 April 2018 |  | 12 September 2018 | LEO LANANG SIGIT - TSE CP | - |  | ACTIVE
77028302 | FCP12 | PRIMA CONSOLE CL A12 | IMAGING | FUJIFILM INDONESIA, PT. | GN00002043 | RS PKU MUHAMMADIYAH SRAGEN | SOLO | JAWA TENGAH | SRAGEN | MAIN UNIT | EMP | 12 September 2018 | AGUS YULIANTO - MSS SWASTA | 19 July 2022 | TEGAR PANDU - TSE | 12 September 2018 | AGUS YULIANTO - MSS SWASTA | 19 July 2022 | TEGAR PANDU - TSE | ACTIVE
77028303 | FCP12 | PRIMA CONSOLE CL A12 | IMAGING | FUJIFILM INDONESIA, PT. | GN00002986 | RDC PUSAT - RAWAGELAM | PUSAT | DKI JAKARTA | JAKARTA TIMUR | MAIN UNIT | EMP | 12 September 2018 | LEO LANANG SIGIT - TSE CP | 17 April 2018 |  | 12 September 2018 | LEO LANANG SIGIT - TSE CP | - |  | ACTIVE
77028345 | FCP12 | PRIMA CONSOLE CL A12 | IMAGING | FUJIFILM INDONESIA, PT. | GN00008616 | LAB KLINIK UTAMA | PURWOKERTO | JAWA TENGAH | PURWOKERTO | MAIN UNIT | CUSTOMER | - |  | 6 December 2018 |  | - |  | - |  | ACTIVE
77028347 | FCP12 | PRIMA CONSOLE CL A12 | IMAGING | FUJIFILM INDONESIA, PT. | GN00002986 | RDC PUSAT - RAWAGELAM | PUSAT | DKI JAKARTA | JAKARTA TIMUR | MAIN UNIT | EMP | 12 September 2018 | LEO LANANG SIGIT - TSE CP | 17 April 2018 |  | 12 September 2018 | LEO LANANG SIGIT - TSE CP | - |  | ACTIVE
77034990 | FEFDR | FDR D-EVO II | IMAGING | FUJIFILM INDONESIA, PT. | GN18080001 | RSUD DR. MOHAMAD SALEH KOTA PROBOLINGGO | MALANG | JAWA TIMUR | MALANG | MAIN UNIT | CUSTOMER | - |  | 19 August 2019 |  | - |  | - |  | ACTIVE
77036656 | FDRSM | DRYPIX SMART | IMAGING | FUJIFILM INDONESIA, PT. | GN00002986 | RDC PUSAT - RAWAGELAM | PUSAT | DKI JAKARTA | JAKARTA TIMUR | MAIN UNIT | EMP | 12 September 2018 | ARIEF SETIAWAN - TSE CP | 2 April 2018 |  | 12 September 2018 | ARIEF SETIAWAN - TSE CP | - |  | ACTIVE
77036671 | FDRSM | DRYPIX SMART | IMAGING | FUJIFILM INDONESIA, PT. | GN00008336 | RSUD NGIMBANG | SURABAYA-1 | JAWA TIMUR | SURABAYA | MAIN UNIT | EMP | 12 September 2018 | ARIEF SETIAWAN - TSE CP | 2 April 2018 |  | 12 September 2018 | ARIEF SETIAWAN - TSE CP | 13 December 2023 | ANDI ISMAIL - SPV TSE TIMUR | ACTIVE
77036674 | FDRSM | DRYPIX SMART | IMAGING | FUJIFILM INDONESIA, PT. | GN00005673 | RSUD. ATAMBUA | KUPANG | NUSA TENGGARA TIMUR | KUPANG | MAIN UNIT | EMP | 12 September 2018 | System Auto | 11 July 2024 |  | 12 September 2018 | System Auto | 20 August 2024 | ANDI ISMAIL - SPV TSE TIMUR | ACTIVE
77036676 | FDRSM | DRYPIX SMART | IMAGING | FUJIFILM INDONESIA, PT. | GN00001466 | RSUD SIDOARJO | SURABAYA-1 | JAWA TIMUR | SIDOARJO | MAIN UNIT | EMP | - |  | 25 August 2025 | YUNAN ARIMUNTIAN - TSE | - |  | 11 September 2025 | SAHID DERMAWAN - SPV TSE BARAT | ACTIVE
77036681 | FDRSM | DRYPIX SMART | IMAGING | FUJIFILM INDONESIA, PT. | GN00001548 | RS WAVA HUSADA | MALANG | JAWA TIMUR | MALANG | MAIN UNIT | CUSTOMER | - |  | 28 November 2018 |  | - |  | - |  | ACTIVE
77036683 | FDRSM | DRYPIX SMART | IMAGING | FUJIFILM INDONESIA, PT. | GN00002986 | RDC PUSAT - RAWAGELAM | PUSAT | DKI JAKARTA | JAKARTA TIMUR | MAIN UNIT | EMP | 12 September 2018 | ARIEF SETIAWAN - TSE CP | 2 April 2018 |  | 12 September 2018 | ARIEF SETIAWAN - TSE CP | - |  | ACTIVE
77081971 | FS75U | Spiroanalyser St-75 |  |  | GN00001804 | RSUD IBU FATMAWATI SOEKARNO KOTA SURAKARTA | SOLO | JAWA TENGAH | SURAKARTA | MAIN UNIT | CUSTOMER | 10 April 2015 |  | 1 January 1900 |  | 10 April 2015 |  | - |  | INACTIVE
77081975 | FS75S |  |  |  | GN00002335 | LAB THAMRIN S.BATANGHARI | MEDAN | SUMATERA UTARA | MEDAN | MAIN UNIT | CUSTOMER | 1 February 1990 | TRIYONO - TSE AREA BARAT | 1 January 2010 |  | 1 February 1990 | TRIYONO - TSE AREA BARAT | - |  | INACTIVE
77081981 | FS75U | Spiroanalyser St-75 |  |  | GN00007913 | DINAS KESEHATAN KAB/KOTA. KLATEN | YOGYAKARTA | YOGYAKARTA | KLATEN | MAIN UNIT | CUSTOMER | 24 January 2017 |  | 1 January 1900 |  | 24 January 2017 |  | - |  | INACTIVE
77081982 | FS75U | Spiroanalyser St-75 |  |  | GN00007913 | DINAS KESEHATAN KAB/KOTA. KLATEN | YOGYAKARTA | YOGYAKARTA | KLATEN | MAIN UNIT | CUSTOMER | 24 January 2017 |  | 1 January 1900 |  | 24 January 2017 |  | - |  | INACTIVE
77081983 | FS75U | Spiroanalyser St-75 |  |  | GN00001782 | RSU KASIH IBU SURAKARTA | SOLO | JAWA TENGAH | SURAKARTA | MAIN UNIT | CUSTOMER | 22 September 2014 | RAKHMAT | 1 January 1900 |  | 22 September 2014 | RAKHMAT | - |  | INACTIVE
77081985 | FS75U | Spiroanalyser St-75 |  |  | GN00000964 | RSUD CIBABAT, CIMAHI | BANDUNG | JAWA BARAT | CIMAHI | MAIN UNIT | CUSTOMER | 24 December 2014 | SUKMA WIJAYA - TSE | 21 October 2010 |  | 24 December 2014 | SUKMA WIJAYA - TSE | - |  | INACTIVE
77081986 | FS75U | Spiroanalyser St-75 |  |  | GN00002341 | RS MURNI TEGUH MEMORIAL HOSPITAL ( PT. MURNI SADAR ) | MEDAN | SUMATERA UTARA | MEDAN | MAIN UNIT | CUSTOMER | 23 June 2016 |  | 1 January 2013 |  | 23 June 2016 |  | - |  | INACTIVE
77081987 | FS75U | Spiroanalyser St-75 |  |  | GN00001867 | DINAS KESEHATAN KAB/ KOTA. GUNUNG KIDUL | YOGYAKARTA | YOGYAKARTA | YOGYAKARTA | MAIN UNIT | CUSTOMER | 13 April 2015 |  | 1 January 1900 |  | 13 April 2015 |  | - |  | INACTIVE
77081988 | FS75U | Spiroanalyser St-75 |  |  | GN00001867 | DINAS KESEHATAN KAB/ KOTA. GUNUNG KIDUL | YOGYAKARTA | YOGYAKARTA | YOGYAKARTA | MAIN UNIT | CUSTOMER | 13 April 2015 |  | 1 January 1900 |  | 13 April 2015 |  | - |  | INACTIVE
77081990 | FS75U | Spiroanalyser St-75 |  |  | GN00001867 | DINAS KESEHATAN KAB/ KOTA. GUNUNG KIDUL | YOGYAKARTA | YOGYAKARTA | YOGYAKARTA | MAIN UNIT | CUSTOMER | 13 April 2015 |  | 1 January 1900 |  | 13 April 2015 |  | - |  | INACTIVE
77101987 | FS75U | Spiroanalyser St-75 |  |  | GN00001867 | DINAS KESEHATAN KAB/ KOTA. GUNUNG KIDUL | YOGYAKARTA | YOGYAKARTA | YOGYAKARTA | MAIN UNIT | CUSTOMER | 13 April 2015 |  | 1 January 1900 |  | 13 April 2015 |  | - |  | INACTIVE
77101992 | FS75U | Spiroanalyser St-75 |  |  | GN00001867 | DINAS KESEHATAN KAB/ KOTA. GUNUNG KIDUL | YOGYAKARTA | YOGYAKARTA | YOGYAKARTA | MAIN UNIT | CUSTOMER | 13 April 2015 |  | 1 January 1900 |  | 13 April 2015 |  | - |  | INACTIVE
77101994 | FS75U | Spiroanalyser St-75 |  |  | GN00001867 | DINAS KESEHATAN KAB/ KOTA. GUNUNG KIDUL | YOGYAKARTA | YOGYAKARTA | YOGYAKARTA | MAIN UNIT | CUSTOMER | 13 April 2015 |  | 1 January 1900 |  | 13 April 2015 |  | - |  | INACTIVE
77101996 | FS75U | Spiroanalyser St-75 |  |  | GN00001867 | DINAS KESEHATAN KAB/ KOTA. GUNUNG KIDUL | YOGYAKARTA | YOGYAKARTA | YOGYAKARTA | MAIN UNIT | CUSTOMER | 13 April 2015 |  | 1 January 1900 |  | 13 April 2015 |  | - |  | INACTIVE
77101998 | FS75U | Spiroanalyser St-75 |  |  | GN00001867 | DINAS KESEHATAN KAB/ KOTA. GUNUNG KIDUL | YOGYAKARTA | YOGYAKARTA | YOGYAKARTA | MAIN UNIT | CUSTOMER | 13 April 2015 |  | 1 January 1900 |  | 13 April 2015 |  | - |  | INACTIVE
77101999 | FS75U | Spiroanalyser St-75 |  |  | GN00001867 | DINAS KESEHATAN KAB/ KOTA. GUNUNG KIDUL | YOGYAKARTA | YOGYAKARTA | YOGYAKARTA | MAIN UNIT | CUSTOMER | 13 April 2015 |  | 1 January 1900 |  | 13 April 2015 |  | - |  | INACTIVE
77102000 | FS75U | Spiroanalyser St-75 |  |  | GN00000964 | RSUD CIBABAT, CIMAHI | BANDUNG | JAWA BARAT | CIMAHI | MAIN UNIT | CUSTOMER | 24 December 2014 | SUKMA WIJAYA - TSE | 22 November 2011 |  | 24 December 2014 | SUKMA WIJAYA - TSE | - |  | INACTIVE
77126013 | FDFED | DPX LITE FEEDER : E | IMAGING | FUJIFILM INDONESIA, PT. | GN00001828 | RSU WALUYO JATI KRAKSAAN | MALANG | JAWA TIMUR | PROBOLINGGO | ACCESSORIES | EMP | 21 April 2022 | ANTONIUS SAGITA - KALIBRASI | 4 February 2022 | AHMAD FATKHUDIN - TSE | 4 January 2022 | ANTONIUS SAGITA - KALIBRASI | 21 April 2022 | ANTONIUS SAGITA - KALIBRASI | ACTIVE
77128662 | FCP12 | PRIMA CONSOLE CL A12 | IMAGING | FUJIFILM INDONESIA, PT. | GN00011832 | RSU KMC LURAGUNG | CIREBON | JAWA BARAT | KUNINGAN | MAIN UNIT | EMP | - |  | 17 December 2018 |  | - |  | - |  | ACTIVE
77128663 | FCRT2 | CR IR 392 RU2 PNTM = : E (PRIMA T2) | IMAGING | FUJIFILM INDONESIA, PT. | GN00002986 | RDC PUSAT - RAWAGELAM | PUSAT | DKI JAKARTA | JAKARTA TIMUR | MAIN UNIT | EMP | - |  | 7 May 2019 |  | - |  | - |  | ACTIVE
77128664 | FCP12 | PRIMA CONSOLE CL A12 | IMAGING | FUJIFILM INDONESIA, PT. | GN00001800 | RS PERMATA MEDIKA | SEMARANG | JAWA TENGAH | SEMARANG | MAIN UNIT | EMP | - |  | 28 January 2019 |  | - |  | - |  | ACTIVE
77128674 | FCP12 | PRIMA CONSOLE CL A12 | IMAGING | FUJIFILM INDONESIA, PT. | GN00002986 | RDC PUSAT - RAWAGELAM | PUSAT | DKI JAKARTA | JAKARTA TIMUR | MAIN UNIT | EMP | 12 September 2018 | ARIEF SETIAWAN - TSE CP | 17 April 2018 |  | 12 September 2018 | ARIEF SETIAWAN - TSE CP | - |  | ACTIVE
77128675 | FCP12 | PRIMA CONSOLE CL A12 | IMAGING | FUJIFILM INDONESIA, PT. | GN00001308 | RSUD NEGARA | DENPASAR | BALI | JEMBRANA | MAIN UNIT | EMP | 12 September 2018 | System Auto | 17 April 2018 |  | 12 September 2018 | System Auto | - |  | ACTIVE
77128676 | FCP12 | PRIMA CONSOLE CL A12 | IMAGING | FUJIFILM INDONESIA, PT. | GN00002986 | RDC PUSAT - RAWAGELAM | PUSAT | DKI JAKARTA | JAKARTA TIMUR | MAIN UNIT | EMP | 12 September 2018 | ARIEF SETIAWAN - TSE CP | 17 April 2018 |  | 12 September 2018 | ARIEF SETIAWAN - TSE CP | - |  | ACTIVE
77128677 | FCP12 | PRIMA CONSOLE CL A12 | IMAGING | FUJIFILM INDONESIA, PT. | GN00002986 | RDC PUSAT - RAWAGELAM | PUSAT | DKI JAKARTA | JAKARTA TIMUR | MAIN UNIT | EMP | 12 September 2018 | ARIEF SETIAWAN - TSE CP | 17 April 2018 |  | 12 September 2018 | ARIEF SETIAWAN - TSE CP | - |  | ACTIVE
77128678 | FCP12 | PRIMA CONSOLE CL A12 | IMAGING | FUJIFILM INDONESIA, PT. | GN00002986 | RDC PUSAT - RAWAGELAM | PUSAT | DKI JAKARTA | JAKARTA TIMUR | MAIN UNIT | EMP | 12 September 2018 | ARIEF SETIAWAN - TSE CP | 17 April 2018 |  | 12 September 2018 | ARIEF SETIAWAN - TSE CP | - |  | ACTIVE
77128679 | FCP12 | PRIMA CONSOLE CL A12 | IMAGING | FUJIFILM INDONESIA, PT. | GN00002986 | RDC PUSAT - RAWAGELAM | PUSAT | DKI JAKARTA | JAKARTA TIMUR | MAIN UNIT | EMP | 12 September 2018 | ARIEF SETIAWAN - TSE CP | 17 April 2018 |  | 12 September 2018 | ARIEF SETIAWAN - TSE CP | - |  | ACTIVE
77135297 | FCONA | CONSOLE ADVANCE | IMAGING | FUJIFILM INDONESIA, PT. | GN00002986 | RDC PUSAT - RAWAGELAM | PUSAT | DKI JAKARTA | JAKARTA TIMUR | MAIN UNIT | EMP | 12 September 2018 | ARIEF SETIAWAN - TSE CP | 2 April 2018 |  | 12 September 2018 | ARIEF SETIAWAN - TSE CP | - |  | ACTIVE
77135298 | FCONA | CONSOLE ADVANCE | IMAGING | FUJIFILM INDONESIA, PT. | GN00002986 | RDC PUSAT - RAWAGELAM | PUSAT | DKI JAKARTA | JAKARTA TIMUR | MAIN UNIT | EMP | 12 September 2018 | ARIEF SETIAWAN - TSE CP | 2 April 2018 |  | 12 September 2018 | ARIEF SETIAWAN - TSE CP | - |  | ACTIVE
77135299 | FCONA | CONSOLE ADVANCE | IMAGING | FUJIFILM INDONESIA, PT. | GN00002986 | RDC PUSAT - RAWAGELAM | PUSAT | DKI JAKARTA | JAKARTA TIMUR | MAIN UNIT | EMP | 12 September 2018 | ARIEF SETIAWAN - TSE CP | 2 April 2018 |  | 12 September 2018 | ARIEF SETIAWAN - TSE CP | - |  | ACTIVE
77135301 | FCA11 | CONSOLE ADVANCE A12 V11 | IMAGING | FUJIFILM INDONESIA, PT. | GN00003001 | PT. ENSEVAL MEDIKA PRIMA - HO | PUSAT | DKI JAKARTA | JAKARTA TIMUR | MAIN UNIT | EMP | - |  | 26 November 2018 |  | - |  | - |  | ACTIVE
77135322 | FCONA | CONSOLE ADVANCE | IMAGING | FUJIFILM INDONESIA, PT. | GN00002986 | RDC PUSAT - RAWAGELAM | PUSAT | DKI JAKARTA | JAKARTA TIMUR | MAIN UNIT | EMP | 12 September 2018 | ARIEF SETIAWAN - TSE CP | 2 April 2018 |  | 12 September 2018 | ARIEF SETIAWAN - TSE CP | - |  | ACTIVE
77137138 | FDRSM | DRYPIX SMART | IMAGING | FUJIFILM INDONESIA, PT. | GN00002986 | RDC PUSAT - RAWAGELAM | PUSAT | DKI JAKARTA | JAKARTA TIMUR | MAIN UNIT | EMP | 12 September 2018 | ARIEF SETIAWAN - TSE CP | 2 April 2018 |  | 12 September 2018 | ARIEF SETIAWAN - TSE CP | - |  | ACTIVE
77137139 | FDRSM | DRYPIX SMART | IMAGING | FUJIFILM INDONESIA, PT. | GN00001907 | RSUD KRT SETJONEGORO WONOSOBO | YOGYAKARTA | YOGYAKARTA | YOGYAKARTA | MAIN UNIT | CUSTOMER | 12 September 2018 | ARIEF SETIAWAN - TSE CP | 29 December 2023 |  | 12 September 2018 | ARIEF SETIAWAN - TSE CP | 9 February 2024 | ANDI ISMAIL - SPV TSE TIMUR | ACTIVE
77137142 | FDRSM | DRYPIX SMART | IMAGING | FUJIFILM INDONESIA, PT. | GN00002986 | RDC PUSAT - RAWAGELAM | PUSAT | DKI JAKARTA | JAKARTA TIMUR | MAIN UNIT | EMP | 12 September 2018 | ARIEF SETIAWAN - TSE CP | 2 April 2018 |  | 12 September 2018 | ARIEF SETIAWAN - TSE CP | - |  | ACTIVE
77137144 | FDRSM | DRYPIX SMART | IMAGING | FUJIFILM INDONESIA, PT. | GN00007588 | RS AT TAGWA GUMAWANG | PALEMBANG | SUMATERA SELATAN | PALEMBANG | MAIN UNIT | EMP | - |  | 31 March 2022 | SELAMAT SIPAHUTAR - TSE | - |  | 31 March 2022 | SELAMAT SIPAHUTAR - TSE | ACTIVE
77228690 | FCP12 | PRIMA CONSOLE CL A12 | IMAGING | FUJIFILM INDONESIA, PT. | GN00002986 | RDC PUSAT - RAWAGELAM | PUSAT | DKI JAKARTA | JAKARTA TIMUR | MAIN UNIT | EMP | 12 September 2018 | ARIEF SETIAWAN - TSE CP | 17 April 2018 |  | 12 September 2018 | ARIEF SETIAWAN - TSE CP | - |  | ACTIVE
77228691 | FCP12 | PRIMA CONSOLE CL A12 | IMAGING | FUJIFILM INDONESIA, PT. | GN00002986 | RDC PUSAT - RAWAGELAM | PUSAT | DKI JAKARTA | JAKARTA TIMUR | MAIN UNIT | EMP | 12 September 2018 | ARIEF SETIAWAN - TSE CP | 17 April 2018 |  | 12 September 2018 | ARIEF SETIAWAN - TSE CP | - |  | ACTIVE
77228692 | FCP12 | PRIMA CONSOLE CL A12 | IMAGING | FUJIFILM INDONESIA, PT. | GN00002084 | RS SAHID SAHIRMAN | JAKARTA-2 | DKI JAKARTA | JAKARTA PUSAT | MAIN UNIT | CUSTOMER | - |  | 27 February 2019 |  | - |  | - |  | ACTIVE
77228693 | FCP12 | PRIMA CONSOLE CL A12 | IMAGING | FUJIFILM INDONESIA, PT. | GN19080002 | RB dan KLINIK RIA | BEKASI | JAWA BARAT | BEKASI | MAIN UNIT | CUSTOMER | - |  | 7 August 2019 |  | - |  | - |  | ACTIVE
77228694 | FCP12 | PRIMA CONSOLE CL A12 | IMAGING | FUJIFILM INDONESIA, PT. | GN00002986 | RDC PUSAT - RAWAGELAM | PUSAT | DKI JAKARTA | JAKARTA TIMUR | MAIN UNIT | EMP | 12 September 2018 | ARIEF SETIAWAN - TSE CP | 17 April 2018 |  | 12 September 2018 | ARIEF SETIAWAN - TSE CP | - |  | ACTIVE
77228695 | FCP12 | PRIMA CONSOLE CL A12 | IMAGING | FUJIFILM INDONESIA, PT. | GN00002986 | RDC PUSAT - RAWAGELAM | PUSAT | DKI JAKARTA | JAKARTA TIMUR | MAIN UNIT | EMP | 12 September 2018 | ARIEF SETIAWAN - TSE CP | 17 April 2018 |  | 12 September 2018 | ARIEF SETIAWAN - TSE CP | - |  | ACTIVE
77228696 | FCP12 | PRIMA CONSOLE CL A12 | IMAGING | FUJIFILM INDONESIA, PT. | GN18090010 | Laboratorium Tanjung | MALANG | JAWA TIMUR | MALANG | MAIN UNIT | EMP | - |  | 7 May 2019 |  | - |  | - |  | ACTIVE
77228697 | FCP12 | PRIMA CONSOLE CL A12 | IMAGING | FUJIFILM INDONESIA, PT. | GN18090010 | Laboratorium Tanjung | MALANG | JAWA TIMUR | MALANG | MAIN UNIT | EMP | - |  | 7 May 2019 |  | - |  | - |  | ACTIVE
77228703 | FCP12 | PRIMA CONSOLE CL A12 | IMAGING | FUJIFILM INDONESIA, PT. | GN18110001 | RS. SATRIA MEDIKA | BEKASI | JAWA BARAT | BEKASI | MAIN UNIT | EMP | - |  | 18 March 2019 |  | - |  | - |  | ACTIVE
77230273 | FDLIP | DRYPIX LITE BOOKBILL | IMAGING | FUJIFILM INDONESIA, PT. | GN00000109 | RSUD LEBONG | BENGKULU | BENGKULU | BENGKULU | MAIN UNIT | EMP | 25 September 2019 | DIDIT PRADITIYA | 3 September 2024 | ADITIYA NOVANDRA - TSE | 25 September 2019 | DIDIT PRADITIYA | 10 September 2024 | SAHID DERMAWAN - SPV TSE BARAT | ACTIVE
77292753 | FCRT2 | CR IR 392 RU2 PNTM = : E (PRIMA T2) | IMAGING | FUJIFILM INDONESIA, PT. | GN00002986 | RDC PUSAT - RAWAGELAM | PUSAT | DKI JAKARTA | JAKARTA TIMUR | MAIN UNIT | EMP | 12 September 2018 | ARIEF SETIAWAN - TSE CP | 4 April 2018 |  | 12 September 2018 | ARIEF SETIAWAN - TSE CP | - |  | ACTIVE
77292754 | FCRT2 | CR IR 392 RU2 PNTM = : E (PRIMA T2) | IMAGING | FUJIFILM INDONESIA, PT. | GN00002986 | RDC PUSAT - RAWAGELAM | PUSAT | DKI JAKARTA | JAKARTA TIMUR | MAIN UNIT | EMP | 12 September 2018 | ARIEF SETIAWAN - TSE CP | 4 April 2018 |  | 12 September 2018 | ARIEF SETIAWAN - TSE CP | - |  | ACTIVE
77292755 | FCRT2 | CR IR 392 RU2 PNTM = : E (PRIMA T2) | IMAGING | FUJIFILM INDONESIA, PT. | GN00002986 | RDC PUSAT - RAWAGELAM | PUSAT | DKI JAKARTA | JAKARTA TIMUR | MAIN UNIT | EMP | 12 September 2018 | ARIEF SETIAWAN - TSE CP | 4 April 2018 |  | 12 September 2018 | ARIEF SETIAWAN - TSE CP | - |  | ACTIVE
77292757 | FCRT2 | CR IR 392 RU2 PNTM = : E (PRIMA T2) | IMAGING | FUJIFILM INDONESIA, PT. | GN00002986 | RDC PUSAT - RAWAGELAM | PUSAT | DKI JAKARTA | JAKARTA TIMUR | MAIN UNIT | EMP | 12 September 2018 | ARIEF SETIAWAN - TSE CP | 4 April 2018 |  | 12 September 2018 | ARIEF SETIAWAN - TSE CP | - |  | ACTIVE
77292758 | FCRT2 | CR IR 392 RU2 PNTM = : E (PRIMA T2) | IMAGING | FUJIFILM INDONESIA, PT. | GN00002986 | RDC PUSAT - RAWAGELAM | PUSAT | DKI JAKARTA | JAKARTA TIMUR | MAIN UNIT | EMP | 12 September 2018 | ARIEF SETIAWAN - TSE CP | 4 April 2018 |  | 12 September 2018 | ARIEF SETIAWAN - TSE CP | - |  | ACTIVE
77292759 | FCRT2 | CR IR 392 RU2 PNTM = : E (PRIMA T2) | IMAGING | FUJIFILM INDONESIA, PT. | GN00002986 | RDC PUSAT - RAWAGELAM | PUSAT | DKI JAKARTA | JAKARTA TIMUR | MAIN UNIT | EMP | 12 September 2018 | ARIEF SETIAWAN - TSE CP | 4 April 2018 |  | 12 September 2018 | ARIEF SETIAWAN - TSE CP | - |  | ACTIVE
77292760 | FCRT2 | CR IR 392 RU2 PNTM = : E (PRIMA T2) | IMAGING | FUJIFILM INDONESIA, PT. | GN00002986 | RDC PUSAT - RAWAGELAM | PUSAT | DKI JAKARTA | JAKARTA TIMUR | MAIN UNIT | EMP | 12 September 2018 | ARIEF SETIAWAN - TSE CP | 4 April 2018 |  | 12 September 2018 | ARIEF SETIAWAN - TSE CP | - |  | ACTIVE
77292761 | FCRT2 | CR IR 392 RU2 PNTM = : E (PRIMA T2) | IMAGING | FUJIFILM INDONESIA, PT. | GN00002986 | RDC PUSAT - RAWAGELAM | PUSAT | DKI JAKARTA | JAKARTA TIMUR | MAIN UNIT | EMP | 12 September 2018 | ARIEF SETIAWAN - TSE CP | 4 April 2018 |  | 12 September 2018 | ARIEF SETIAWAN - TSE CP | - |  | ACTIVE
77292762 | FCRT2 | CR IR 392 RU2 PNTM = : E (PRIMA T2) | IMAGING | FUJIFILM INDONESIA, PT. | GN00002986 | RDC PUSAT - RAWAGELAM | PUSAT | DKI JAKARTA | JAKARTA TIMUR | MAIN UNIT | EMP | 12 September 2018 | ARIEF SETIAWAN - TSE CP | 4 April 2018 |  | 12 September 2018 | ARIEF SETIAWAN - TSE CP | - |  | ACTIVE
77292763 | FCRT2 | CR IR 392 RU2 PNTM = : E (PRIMA T2) | IMAGING | FUJIFILM INDONESIA, PT. | GN00002986 | RDC PUSAT - RAWAGELAM | PUSAT | DKI JAKARTA | JAKARTA TIMUR | MAIN UNIT | EMP | 12 September 2018 | ARIEF SETIAWAN - TSE CP | 4 April 2018 |  | 12 September 2018 | ARIEF SETIAWAN - TSE CP | - |  | ACTIVE
77292764 | FCRT2 | CR IR 392 RU2 PNTM = : E (PRIMA T2) | IMAGING | FUJIFILM INDONESIA, PT. | GN00002084 | RS SAHID SAHIRMAN | JAKARTA-2 | DKI JAKARTA | JAKARTA PUSAT | MAIN UNIT | CUSTOMER | - |  | 15 February 2019 |  | - |  | - |  | ACTIVE
77292765 | FCRT2 | CR IR 392 RU2 PNTM = : E (PRIMA T2) | IMAGING | FUJIFILM INDONESIA, PT. | GN00002986 | RDC PUSAT - RAWAGELAM | PUSAT | DKI JAKARTA | JAKARTA TIMUR | MAIN UNIT | EMP | 12 September 2018 | ARIEF SETIAWAN - TSE CP | 4 April 2018 |  | 12 September 2018 | ARIEF SETIAWAN - TSE CP | - |  | ACTIVE
77292766 | FCRT2 | CR IR 392 RU2 PNTM = : E (PRIMA T2) | IMAGING | FUJIFILM INDONESIA, PT. | GN00012228 | JEUMPA HOSPITAL | LHOKSEUMAWE | ACEH | LHOKSEUMAWE | MAIN UNIT | CUSTOMER | - |  | 7 February 2019 |  | - |  | - |  | ACTIVE
77292767 | FCRT2 | CR IR 392 RU2 PNTM = : E (PRIMA T2) | IMAGING | FUJIFILM INDONESIA, PT. | GN00002986 | RDC PUSAT - RAWAGELAM | PUSAT | DKI JAKARTA | JAKARTA TIMUR | MAIN UNIT | EMP | 12 September 2018 | ARIEF SETIAWAN - TSE CP | 4 April 2018 |  | 12 September 2018 | ARIEF SETIAWAN - TSE CP | - |  | ACTIVE
77292768 | FCRT2 | CR IR 392 RU2 PNTM = : E (PRIMA T2) | IMAGING | FUJIFILM INDONESIA, PT. | GN00002986 | RDC PUSAT - RAWAGELAM | PUSAT | DKI JAKARTA | JAKARTA TIMUR | MAIN UNIT | EMP | 12 September 2018 | ARIEF SETIAWAN - TSE CP | 4 April 2018 |  | 12 September 2018 | ARIEF SETIAWAN - TSE CP | - |  | ACTIVE
77292769 | FCRT2 | CR IR 392 RU2 PNTM = : E (PRIMA T2) | IMAGING | FUJIFILM INDONESIA, PT. | GN00002986 | RDC PUSAT - RAWAGELAM | PUSAT | DKI JAKARTA | JAKARTA TIMUR | MAIN UNIT | EMP | 12 September 2018 | ARIEF SETIAWAN - TSE CP | 4 April 2018 |  | 12 September 2018 | ARIEF SETIAWAN - TSE CP | - |  | ACTIVE
77292770 | FCRT2 | CR IR 392 RU2 PNTM = : E (PRIMA T2) | IMAGING | FUJIFILM INDONESIA, PT. | GN00002986 | RDC PUSAT - RAWAGELAM | PUSAT | DKI JAKARTA | JAKARTA TIMUR | MAIN UNIT | EMP | 12 September 2018 | ARIEF SETIAWAN - TSE CP | 4 April 2018 |  | 12 September 2018 | ARIEF SETIAWAN - TSE CP | - |  | ACTIVE
77292771 | FCRT2 | CR IR 392 RU2 PNTM = : E (PRIMA T2) | IMAGING | FUJIFILM INDONESIA, PT. | GN00002986 | RDC PUSAT - RAWAGELAM | PUSAT | DKI JAKARTA | JAKARTA TIMUR | MAIN UNIT | EMP | 12 September 2018 | ARIEF SETIAWAN - TSE CP | 4 April 2018 |  | 12 September 2018 | ARIEF SETIAWAN - TSE CP | - |  | ACTIVE
77292772 | FCRT2 | CR IR 392 RU2 PNTM = : E (PRIMA T2) | IMAGING | FUJIFILM INDONESIA, PT. | GN00002986 | RDC PUSAT - RAWAGELAM | PUSAT | DKI JAKARTA | JAKARTA TIMUR | MAIN UNIT | EMP | 12 September 2018 | ARIEF SETIAWAN - TSE CP | 4 April 2018 |  | 12 September 2018 | ARIEF SETIAWAN - TSE CP | - |  | ACTIVE
77292774 | FCRT2 | CR IR 392 RU2 PNTM = : E (PRIMA T2) | IMAGING | FUJIFILM INDONESIA, PT. | GN00002986 | RDC PUSAT - RAWAGELAM | PUSAT | DKI JAKARTA | JAKARTA TIMUR | MAIN UNIT | EMP | 12 September 2018 | ARIEF SETIAWAN - TSE CP | 4 April 2018 |  | 12 September 2018 | ARIEF SETIAWAN - TSE CP | - |  | ACTIVE
77292775 | FCRT2 | CR IR 392 RU2 PNTM = : E (PRIMA T2) | IMAGING | FUJIFILM INDONESIA, PT. | GN00003347 | PT Lab Maxima - kendari | MAKASSAR | SULAWESI SELATAN |  | MAIN UNIT | CUSTOMER | 9 May 2019 | AUGESTA NANDA PRADANA - TSE | 9 May 2019 |  | 9 May 2019 | AUGESTA NANDA PRADANA - TSE | - |  | ACTIVE
77292776 | FCRT2 | CR IR 392 RU2 PNTM = : E (PRIMA T2) | IMAGING | FUJIFILM INDONESIA, PT. | GN19070002 | KLINIK DIAGNOSTIK RAPHA | MAKASSAR | SULAWESI TENGGARA | KENDARI | MAIN UNIT | CUSTOMER | 1 July 2019 | ABU ABDILLAH - TSE | 1 July 2019 |  | 1 July 2019 | ABU ABDILLAH - TSE | - |  | ACTIVE
77292777 | FCRT2 | CR IR 392 RU2 PNTM = : E (PRIMA T2) | IMAGING | FUJIFILM INDONESIA, PT. | GN00007907 | RS MUHAMMADIYAH PONOROGO | KEDIRI | JAWA TIMUR | KEDIRI | MAIN UNIT | CUSTOMER | 12 September 2018 | ARIEF SETIAWAN - TSE CP | 24 February 2021 | MIKKI FAHRIZI - TSE | 12 September 2018 | ARIEF SETIAWAN - TSE CP | 24 February 2021 | MIKKI FAHRIZI - TSE | ACTIVE
77292778 | FCRT2 | CR IR 392 RU2 PNTM = : E (PRIMA T2) | IMAGING | FUJIFILM INDONESIA, PT. | GN00002986 | RDC PUSAT - RAWAGELAM | PUSAT | DKI JAKARTA | JAKARTA TIMUR | MAIN UNIT | EMP | 12 September 2018 | ARIEF SETIAWAN - TSE CP | 4 April 2018 |  | 12 September 2018 | ARIEF SETIAWAN - TSE CP | - |  | ACTIVE
78012025 | FS75U | Spiroanalyser St-75 |  |  | GN00002634 | LAB THAMRIN PEKANBARU | PEKAN BARU | RIAU | PEKANBARU | MAIN UNIT | CUSTOMER | - |  | 1 January 1900 |  | - |  | - |  | INACTIVE
78012026 | FS75U | Spiroanalyser St-75 |  |  | GN00000954 | RSIA HERMINA PASTEUR | BANDUNG | JAWA BARAT | BANDUNG | MAIN UNIT | CUSTOMER | 24 December 2014 | SUKMA WIJAYA - TSE | 28 May 2010 |  | 24 December 2014 | SUKMA WIJAYA - TSE | - |  | INACTIVE
78012027 | FS75U | Spiroanalyser St-75 |  |  | GN00006201 | AP YAKESPEN ANTAM ( RS. ANTAM MEDIKA ) | JAKARTA-1 | DKI JAKARTA | JAKARTA TIMUR | MAIN UNIT | CUSTOMER | 28 June 2016 |  | 1 January 2012 |  | 28 June 2016 |  | - |  | INACTIVE
78012028 | FS75U | Spiroanalyser St-75 |  |  | GN00007332 | RSUD BRIDGEN H HASAN BASRI | BANJARMASIN | KALIMANTAN SELATAN | BANJARMASIN | MAIN UNIT | CUSTOMER | 29 March 2017 |  | 1 January 1900 |  | 29 March 2017 |  | - |  | INACTIVE
78052038 | FS75U | Spiroanalyser St-75 |  |  | GN00008485 | RSKP RESPIRA YOGYAKARTA | YOGYAKARTA | YOGYAKARTA | YOGYAKARTA | MAIN UNIT | CUSTOMER | - |  | 1 January 1900 |  | - |  | - |  | INACTIVE
78052039 | FS75U | Spiroanalyser St-75 |  |  | GN00006628 | RS MAYAPADA LEBAK BULUS (PT NIRMALA KENCANA MAS) | JAKARTA-2 | DKI JAKARTA | JAKARTA SELATAN | MAIN UNIT | CUSTOMER | 9 September 2014 | IBNUL AZIZ - TSE | 1 January 1900 |  | 9 September 2014 | IBNUL AZIZ - TSE | - |  | INACTIVE
78052040 | FS75U | Spiroanalyser St-75 |  |  | GN00007332 | RSUD BRIDGEN H HASAN BASRI | BANJARMASIN | KALIMANTAN SELATAN | BANJARMASIN | MAIN UNIT | CUSTOMER | 22 August 2014 | GANDHI YANRANGGA | 1 January 1900 |  | 22 August 2014 | GANDHI YANRANGGA | - |  | INACTIVE
78052041 | FS75U | Spiroanalyser St-75 |  |  | GN00002634 | LAB THAMRIN PEKANBARU | PEKAN BARU | RIAU | PEKANBARU | MAIN UNIT | CUSTOMER | - |  | 1 January 1900 |  | - |  | - |  | INACTIVE
78052042 | FS75S |  |  |  | GN00007750 | RS MITRA KELUARGA KENJERAN | SURABAYA-2 | JAWA TIMUR | SURABAYA | MAIN UNIT | CUSTOMER | 10 June 2015 | GANDHI YANRANGGA | 1 January 1900 |  | 10 June 2015 | GANDHI YANRANGGA | - |  | INACTIVE
78082053 | FS75U | Spiroanalyser St-75 |  |  | GN00002335 | LAB THAMRIN S.BATANGHARI | MEDAN | SUMATERA UTARA | MEDAN | MAIN UNIT | CUSTOMER | 16 March 2015 | TRIYONO - TSE AREA BARAT | 23 June 2014 |  | 16 March 2015 | TRIYONO - TSE AREA BARAT | - |  | INACTIVE
78082054 | FS75U | Spiroanalyser St-75 |  |  | GN00002750 | BIDAKARA MEDICAL CENTER | JAKARTA-1 | DKI JAKARTA | JAKARTA SELATAN | MAIN UNIT | CUSTOMER | 9 January 2015 | IBNUL AZIZ - TSE | 1 January 2013 |  | 9 January 2015 | IBNUL AZIZ - TSE | - |  | INACTIVE
78082056 | FS75U | Spiroanalyser St-75 |  |  | GN00011690 | SHOWROOM PT EMP | PUSAT | DKI JAKARTA | JAKARTA TIMUR | MAIN UNIT | EMP | - |  | 12 October 2017 |  | - |  | - |  | INACTIVE
78082057 | FS75U | Spiroanalyser St-75 |  |  | GN00003165 | LABKESDA TANA GROGOT-BALIKPAPAN | BALIKPAPAN | KALIMANTAN TIMUR | BALIKPAPAN | MAIN UNIT | CUSTOMER | - |  | 4 December 2013 |  | - |  | - |  | INACTIVE
78082061 | FS75U | Spiroanalyser St-75 |  |  | GN00000969 | RSUD LEMBANG | BANDUNG | JAWA BARAT | PALEMBANG | MAIN UNIT | CUSTOMER | 12 May 2014 | SUKMA WIJAYA - TSE | 26 April 2012 |  | 12 May 2014 | SUKMA WIJAYA - TSE | - |  | INACTIVE
78112074 | FS75U | Spiroanalyser St-75 |  |  | GN00002915 | RS KEJAKSAAN | JAKARTA-2 | DKI JAKARTA | JAKARTA TIMUR | MAIN UNIT | CUSTOMER | - |  | 17 December 2013 |  | - |  | - |  | INACTIVE
78112077 | FS75U | Spiroanalyser St-75 |  |  | GN00001195 | RS MAYAPADA - TANGERANG | TANGERANG | BANTEN | TANGERANG | MAIN UNIT | CUSTOMER | - |  | 8 January 2014 |  | - |  | - |  | INACTIVE
78112079 | FS75U | Spiroanalyser St-75 |  |  | GN00007710 | LABORATORIUM AESCULAP BATAM | BATAM | KEPULAUAN RIAU | BATAM | MAIN UNIT | CUSTOMER | - |  | 1 January 1900 |  | - |  | - |  | INACTIVE
79/XII/13 | 807IW |  |  |  | GN00000595 | RSUD DR ABDUL AZIZ | PONTIANAK | KALIMANTAN BARAT | PONTIANAK | MAIN UNIT | CUSTOMER | 1 February 1990 | GATOT SURYA ADIPUTRA - TSE | 30 December 2013 |  | 1 February 1990 | GATOT SURYA ADIPUTRA - TSE | - |  | INACTIVE
79062126 | FS75U | Spiroanalyser St-75 |  |  | GN00001069 | RSUD LEUWILIANG | BOGOR | JAWA BARAT | BOGOR | MAIN UNIT | CUSTOMER | 25 August 2014 | LEONARDUS ADI | 20 August 2014 |  | 25 August 2014 | LEONARDUS ADI | - |  | INACTIVE
79062127 | FS75U | Spiroanalyser St-75 |  |  | GN00007761 | RS LIRA MEDIKA | BEKASI | JAWA BARAT | KARAWANG | MAIN UNIT | CUSTOMER | 16 February 2015 | GATOT SURYA ADIPUTRA - TSE | 5 September 2014 |  | 16 February 2015 | GATOT SURYA ADIPUTRA - TSE | - |  | INACTIVE
79082140 | FS75U | Spiroanalyser St-75 |  |  | GN00008441 | PUSKESMAS DEPOK I | YOGYAKARTA | YOGYAKARTA | SLEMAN | MAIN UNIT | CUSTOMER | 26 January 2016 | DIAN FEBRIYANA - TSE | 25 November 2014 |  | 26 January 2016 | DIAN FEBRIYANA - TSE | - |  | INACTIVE
79082141 | FS75U | Spiroanalyser St-75 |  |  | GN00002568 | DINAS KESEHATAN KAB/ KOTA. SLEMAN | YOGYAKARTA | YOGYAKARTA | SLEMAN | MAIN UNIT | CUSTOMER | 21 January 2016 | DIAN FEBRIYANA - TSE | 25 November 2014 |  | 21 January 2016 | DIAN FEBRIYANA - TSE | - |  | INACTIVE
79082142 | FS75U | Spiroanalyser St-75 |  |  | GN00002027 | RSUD TJITROWARDOJO Purworejo | YOGYAKARTA | YOGYAKARTA |  | MAIN UNIT | CUSTOMER | 6 November 2014 | ANDRIAS NUGROHO - TSE | 6 November 2014 |  | 6 November 2014 | ANDRIAS NUGROHO - TSE | - |  | INACTIVE
79082143 | FS75U | Spiroanalyser St-75 |  |  | GN00002986 | RDC PUSAT - RAWAGELAM | PUSAT | DKI JAKARTA | JAKARTA TIMUR | MAIN UNIT | EMP | 16 September 2014 | WISPI SIAGARI - TSE | 1 January 1900 |  | 16 September 2014 | WISPI SIAGARI - TSE | - |  | INACTIVE
79082144 | FS75U | Spiroanalyser St-75 |  |  | GN00001972 | RS MITRA KELUARGA BEKASI TIMUR | BEKASI | JAWA BARAT | BEKASI | MAIN UNIT | CUSTOMER | 23 December 2014 | GATOT SURYA ADIPUTRA - TSE | 1 November 2014 |  | 23 December 2014 | GATOT SURYA ADIPUTRA - TSE | - |  | INACTIVE
79092145 | FS75U | Spiroanalyser St-75 |  |  | GN00002568 | DINAS KESEHATAN KAB/ KOTA. SLEMAN | YOGYAKARTA | YOGYAKARTA | SLEMAN | MAIN UNIT | CUSTOMER | - |  | 25 November 2014 |  | - |  | - |  | INACTIVE
79092146 | FS75U | Spiroanalyser St-75 |  |  | GN00002568 | DINAS KESEHATAN KAB/ KOTA. SLEMAN | YOGYAKARTA | YOGYAKARTA | SLEMAN | MAIN UNIT | CUSTOMER | - |  | 25 November 2014 |  | - |  | - |  | INACTIVE
79092147 | FS75U | Spiroanalyser St-75 |  |  | GN00002568 | DINAS KESEHATAN KAB/ KOTA. SLEMAN | YOGYAKARTA | YOGYAKARTA | SLEMAN | MAIN UNIT | CUSTOMER | - |  | 25 November 2014 |  | - |  | - |  | INACTIVE
79092148 | FS75U | Spiroanalyser St-75 |  |  | GN00002568 | DINAS KESEHATAN KAB/ KOTA. SLEMAN | YOGYAKARTA | YOGYAKARTA | SLEMAN | MAIN UNIT | CUSTOMER | - |  | 25 November 2014 |  | - |  | - |  | INACTIVE
79092149 | FS75U | Spiroanalyser St-75 |  |  | GN00002568 | DINAS KESEHATAN KAB/ KOTA. SLEMAN | YOGYAKARTA | YOGYAKARTA | SLEMAN | MAIN UNIT | CUSTOMER | - |  | 25 November 2014 |  | - |  | - |  | INACTIVE
79092150 | FS75U | Spiroanalyser St-75 |  |  | GN00002568 | DINAS KESEHATAN KAB/ KOTA. SLEMAN | YOGYAKARTA | YOGYAKARTA | SLEMAN | MAIN UNIT | CUSTOMER | - |  | 25 November 2014 |  | - |  | - |  | INACTIVE
79092151 | FS75U | Spiroanalyser St-75 |  |  | GN00002568 | DINAS KESEHATAN KAB/ KOTA. SLEMAN | YOGYAKARTA | YOGYAKARTA | SLEMAN | MAIN UNIT | CUSTOMER | - |  | 25 November 2014 |  | - |  | - |  | INACTIVE
79102152 | FS75U | Spiroanalyser St-75 |  |  | GN00000006 | RS SULIYANTI SAROSO | JAKARTA-1 | DKI JAKARTA | JAKARTA UTARA | MAIN UNIT | CUSTOMER | 26 January 2015 | ARDI HERMAWAN - TSE CP | 15 December 2014 |  | 26 January 2015 | ARDI HERMAWAN - TSE CP | - |  | INACTIVE
79102153 | FS75U | Spiroanalyser St-75 |  |  | GN00008031 | RSUD PAMEKASAN | SURABAYA-2 | JAWA TIMUR | PAMEKASAN | MAIN UNIT | CUSTOMER | 25 November 2014 | GANDHI YANRANGGA | 1 January 1900 |  | 25 November 2014 | GANDHI YANRANGGA | - |  | INACTIVE
79102154 | FS75U | Spiroanalyser St-75 |  |  | GN00008197 | RSUD NYI AGENG SERANG KULON PROGO | YOGYAKARTA | YOGYAKARTA | YOGYAKARTA | MAIN UNIT | CUSTOMER | 12 November 2014 | DIAN FEBRIYANA - TSE | 1 January 1900 |  | 12 November 2014 | DIAN FEBRIYANA - TSE | - |  | INACTIVE
79102155 | FS75U | Spiroanalyser St-75 |  |  | GN00008197 | RSUD NYI AGENG SERANG KULON PROGO | YOGYAKARTA | YOGYAKARTA | YOGYAKARTA | MAIN UNIT | CUSTOMER | 17 June 2015 | DIAN FEBRIYANA - TSE | 1 January 1900 |  | 17 June 2015 | DIAN FEBRIYANA - TSE | - |  | INACTIVE
79102156 | FS75U | Spiroanalyser St-75 |  |  | GN00008197 | RSUD NYI AGENG SERANG KULON PROGO | YOGYAKARTA | YOGYAKARTA | YOGYAKARTA | MAIN UNIT | CUSTOMER | 12 November 2014 | DIAN FEBRIYANA - TSE | 1 January 1900 |  | 12 November 2014 | DIAN FEBRIYANA - TSE | - |  | INACTIVE
79102157 | FS75U | Spiroanalyser St-75 |  |  | GN00008197 | RSUD NYI AGENG SERANG KULON PROGO | YOGYAKARTA | YOGYAKARTA | YOGYAKARTA | MAIN UNIT | CUSTOMER | 17 June 2015 | DIAN FEBRIYANA - TSE | 1 January 1900 |  | 17 June 2015 | DIAN FEBRIYANA - TSE | - |  | INACTIVE
79102158 | FS75U | Spiroanalyser St-75 |  |  | GN00001137 | DINAS KESEHATAN KAB/KOTA. PANDEGLANG | TANGERANG | BANTEN | PANDEGLANG | MAIN UNIT | CUSTOMER | 13 August 2015 | TRIYONO - TSE AREA BARAT | 2 July 2015 |  | 13 August 2015 | TRIYONO - TSE AREA BARAT | - |  | INACTIVE
79102159 | FS75U | Spiroanalyser St-75 |  |  | GN00002568 | DINAS KESEHATAN KAB/ KOTA. SLEMAN | YOGYAKARTA | YOGYAKARTA | SLEMAN | MAIN UNIT | CUSTOMER | - |  | 25 November 2014 |  | - |  | - |  | INACTIVE
79102160 | FS75U | Spiroanalyser St-75 |  |  | GN00002568 | DINAS KESEHATAN KAB/ KOTA. SLEMAN | YOGYAKARTA | YOGYAKARTA | SLEMAN | MAIN UNIT | CUSTOMER | 21 January 2016 | DIAN FEBRIYANA - TSE | 25 November 2014 |  | 21 January 2016 | DIAN FEBRIYANA - TSE | - |  | INACTIVE
79102161 | FS75U | Spiroanalyser St-75 |  |  | GN00001166 | RSUD.45 KUNINGAN | CIREBON | JAWA BARAT | KUNINGAN | MAIN UNIT | CUSTOMER | 12 November 2014 | SUKMA WIJAYA - TSE | 26 November 2014 |  | 12 November 2014 | SUKMA WIJAYA - TSE | - |  | INACTIVE
79102162 | FS75U | Spiroanalyser St-75 |  |  | GN00002568 | DINAS KESEHATAN KAB/ KOTA. SLEMAN | YOGYAKARTA | YOGYAKARTA | SLEMAN | MAIN UNIT | CUSTOMER | 21 January 2016 | DIAN FEBRIYANA - TSE | 25 November 2014 |  | 21 January 2016 | DIAN FEBRIYANA - TSE | - |  | INACTIVE
79112163 | FS75U | Spiroanalyser St-75 |  |  | GN00001066 | RSUD CIBINONG | BOGOR | JAWA BARAT | BOGOR | MAIN UNIT | CUSTOMER | 14 January 2015 | IBNUL AZIZ - TSE | 28 September 2015 |  | 14 January 2015 | IBNUL AZIZ - TSE | - |  | INACTIVE
79112165 | FS75U | Spiroanalyser St-75 |  |  | GN00000680 | RSUD INCHE ABDOEL MOEIS | SAMARINDA | KALIMANTAN TIMUR | SAMARINDA | MAIN UNIT | CUSTOMER | - |  | 23 December 2014 |  | - |  | - |  | INACTIVE
79112166 | FS75U | Spiroanalyser St-75 |  |  | GN00000680 | RSUD INCHE ABDOEL MOEIS | SAMARINDA | KALIMANTAN TIMUR | SAMARINDA | MAIN UNIT | CUSTOMER | - |  | 23 December 2014 |  | - |  | - |  | INACTIVE
79112167 | FS75U | Spiroanalyser St-75 |  |  | GN00003196 | RS HERMINA GRAND WISATA | BEKASI | JAWA BARAT | BEKASI | MAIN UNIT | CUSTOMER | 28 July 2016 | GATOT SURYA ADIPUTRA - TSE | 20 August 2015 |  | 28 July 2016 | GATOT SURYA ADIPUTRA - TSE | - |  | INACTIVE
79112168 | FS75U | Spiroanalyser St-75 |  |  | GN00001137 | DINAS KESEHATAN KAB/KOTA. PANDEGLANG | TANGERANG | BANTEN | PANDEGLANG | MAIN UNIT | CUSTOMER | 7 July 2015 | ANASTASIA OCTAVIN | 2 July 2015 |  | 7 July 2015 | ANASTASIA OCTAVIN | - |  | INACTIVE
79112169 | FS75U | Spiroanalyser St-75 |  |  | GN00002986 | RDC PUSAT - RAWAGELAM | PUSAT | DKI JAKARTA | JAKARTA TIMUR | MAIN UNIT | EMP | 16 December 2014 | SURYADI | 1 January 1900 |  | 16 December 2014 | SURYADI | - |  | INACTIVE
79112170 | FS75U | Spiroanalyser St-75 |  |  | GN00001137 | DINAS KESEHATAN KAB/KOTA. PANDEGLANG | TANGERANG | BANTEN | PANDEGLANG | MAIN UNIT | CUSTOMER | 16 December 2014 | SURYADI | 2 July 2015 |  | 16 December 2014 | SURYADI | - |  | INACTIVE
79112171 | FS75U | Spiroanalyser St-75 |  |  | GN00002986 | RDC PUSAT - RAWAGELAM | PUSAT | DKI JAKARTA | JAKARTA TIMUR | MAIN UNIT | EMP | 16 December 2014 | SURYADI | 1 January 1900 |  | 16 December 2014 | SURYADI | - |  | INACTIVE
79112172 | FS75U | Spiroanalyser St-75 |  |  | GN00002986 | RDC PUSAT - RAWAGELAM | PUSAT | DKI JAKARTA | JAKARTA TIMUR | MAIN UNIT | EMP | 16 December 2014 | SURYADI | 1 January 1900 |  | 16 December 2014 | SURYADI | - |  | INACTIVE
79112173 | FS75U | Spiroanalyser St-75 |  |  | GN00002986 | RDC PUSAT - RAWAGELAM | PUSAT | DKI JAKARTA | JAKARTA TIMUR | MAIN UNIT | EMP | 15 December 2014 | LEONARDUS ADI | 1 January 1900 |  | 15 December 2014 | LEONARDUS ADI | - |  | INACTIVE
79112174 | FS75U | Spiroanalyser St-75 |  |  | GN00002986 | RDC PUSAT - RAWAGELAM | PUSAT | DKI JAKARTA | JAKARTA TIMUR | MAIN UNIT | EMP | 15 December 2014 | LEONARDUS ADI | 1 January 1900 |  | 15 December 2014 | LEONARDUS ADI | - |  | INACTIVE
79122178 | FS75U | Spiroanalyser St-75 |  |  | GN00001137 | DINAS KESEHATAN KAB/KOTA. PANDEGLANG | TANGERANG | BANTEN | PANDEGLANG | MAIN UNIT | CUSTOMER | 7 July 2015 | ANASTASIA OCTAVIN | 2 July 2015 |  | 7 July 2015 | ANASTASIA OCTAVIN | - |  | INACTIVE
79122179 | FS75U | Spiroanalyser St-75 |  |  | GN00001137 | DINAS KESEHATAN KAB/KOTA. PANDEGLANG | TANGERANG | BANTEN | PANDEGLANG | MAIN UNIT | CUSTOMER | 7 July 2015 | ANASTASIA OCTAVIN | 2 July 2015 |  | 7 July 2015 | ANASTASIA OCTAVIN | - |  | INACTIVE
79122180 | FS75U | Spiroanalyser St-75 |  |  | GN00007761 | RS LIRA MEDIKA | BEKASI | JAWA BARAT | KARAWANG | MAIN UNIT | CUSTOMER | 13 August 2015 | GATOT SURYA ADIPUTRA - TSE | 13 August 2015 |  | 13 August 2015 | GATOT SURYA ADIPUTRA - TSE | - |  | INACTIVE
79122182 | FS75U | Spiroanalyser St-75 |  |  | GN00007484 | DINAS KESEHATAN KAB/KOTA. JAMBI | JAMBI | JAMBI | JAMBI | MAIN UNIT | CUSTOMER | - |  | 4 December 2015 |  | - |  | - |  | INACTIVE
79122183 | FS75U | Spiroanalyser St-75 |  |  | GN00000418 | RS PTP VIII BALIMBINGAN | PEMATANG SIANTAR | SUMATERA UTARA | PEMATANG SIANTAR | MAIN UNIT | CUSTOMER | 29 December 2014 | ARBIANSYAH - TSE | 29 December 2014 |  | 29 December 2014 | ARBIANSYAH - TSE | - |  | INACTIVE
80 / V / 14 T 9202 | TM19U |  |  |  | GN00000771 | RS KUSTA TADJUDDIN CHALID | MAKASSAR | SULAWESI SELATAN | MAKASSAR | MAIN UNIT | CUSTOMER | 25 August 2014 | HARI UDI RAHARJO - TSE | 24 June 2014 |  | 25 August 2014 | HARI UDI RAHARJO - TSE | - |  | INACTIVE
800207758 | ALGH1 | ALARIS GH | IMAGING | CAREFUSION | GN00001126 | RSUD DR SLAMET GARUT | TASIKMALAYA | JAWA BARAT | GARUT | MAIN UNIT | CUSTOMER | 10 September 2014 | SUKMA WIJAYA - TSE | 1 January 1900 |  | 10 September 2014 | SUKMA WIJAYA - TSE | - |  | ACTIVE
800207765 | ALGH1 | ALARIS GH | IMAGING | CAREFUSION | GN00002339 | RSU BUNDA THAMRIN | MEDAN | SUMATERA UTARA | MEDAN | MAIN UNIT | CUSTOMER | 23 June 2016 |  | 1 January 2013 |  | 23 June 2016 |  | - |  | ACTIVE
800510894 | ALPK1 | ALARIS PK | IMAGING | CAREFUSION | GN00003001 | PT. ENSEVAL MEDIKA PRIMA - HO | PUSAT | DKI JAKARTA | JAKARTA TIMUR | MAIN UNIT | EMP | 28 September 2016 | ARIEF SETIAWAN - TSE CP | 1 January 2010 |  | 28 September 2016 | ARIEF SETIAWAN - TSE CP | - |  | ACTIVE
800510897 | ALPK1 | ALARIS PK | IMAGING | CAREFUSION | GN00003001 | PT. ENSEVAL MEDIKA PRIMA - HO | PUSAT | DKI JAKARTA | JAKARTA TIMUR | MAIN UNIT | EMP | 28 September 2016 | ARIEF SETIAWAN - TSE CP | 1 January 2010 |  | 28 September 2016 | ARIEF SETIAWAN - TSE CP | - |  | ACTIVE
800510912 | ALPK1 | ALARIS PK | IMAGING | CAREFUSION | GN00003001 | PT. ENSEVAL MEDIKA PRIMA - HO | PUSAT | DKI JAKARTA | JAKARTA TIMUR | MAIN UNIT | EMP | 28 September 2016 | ARIEF SETIAWAN - TSE CP | 1 January 2010 |  | 28 September 2016 | ARIEF SETIAWAN - TSE CP | - |  | ACTIVE
800510921 | ALPK1 | ALARIS PK | IMAGING | CAREFUSION | GN00003001 | PT. ENSEVAL MEDIKA PRIMA - HO | PUSAT | DKI JAKARTA | JAKARTA TIMUR | MAIN UNIT | EMP | 28 September 2016 | ARIEF SETIAWAN - TSE CP | 1 January 2010 |  | 28 September 2016 | ARIEF SETIAWAN - TSE CP | - |  | ACTIVE
800510930 | ALPK1 | ALARIS PK | IMAGING | CAREFUSION | GN00003001 | PT. ENSEVAL MEDIKA PRIMA - HO | PUSAT | DKI JAKARTA | JAKARTA TIMUR | MAIN UNIT | EMP | 28 September 2016 | ARIEF SETIAWAN - TSE CP | 1 January 2010 |  | 28 September 2016 | ARIEF SETIAWAN - TSE CP | - |  | ACTIVE
800510939 | ALPK1 | ALARIS PK | IMAGING | CAREFUSION | GN00003001 | PT. ENSEVAL MEDIKA PRIMA - HO | PUSAT | DKI JAKARTA | JAKARTA TIMUR | MAIN UNIT | EMP | 28 September 2016 | ARIEF SETIAWAN - TSE CP | 1 January 2010 |  | 28 September 2016 | ARIEF SETIAWAN - TSE CP | - |  | ACTIVE
801BS1907 | 48009 | BACT ALERT 3D 60 | DIAGNOSTIC 1 | BIOMERIEUX, INC. | GN00002796 | LAB PRAMITA MATRAMAN | JAKARTA-1 | DKI JAKARTA | JAKARTA TIMUR | MAIN UNIT | EMP | - |  | 1 January 2010 |  | - |  | - |  | ACTIVE
802625232 | ALGP1 |  |  |  | GN00003001 | PT. ENSEVAL MEDIKA PRIMA - HO | PUSAT | DKI JAKARTA | JAKARTA TIMUR | MAIN UNIT | EMP | 24 February 2017 | ARIEF SETIAWAN - TSE CP | 1 January 2017 |  | 24 February 2017 | ARIEF SETIAWAN - TSE CP | - |  | INACTIVE
802625323 | ALGP1 |  |  |  | GN00003001 | PT. ENSEVAL MEDIKA PRIMA - HO | PUSAT | DKI JAKARTA | JAKARTA TIMUR | MAIN UNIT | EMP | 24 February 2017 | ARIEF SETIAWAN - TSE CP | 1 January 2017 |  | 24 February 2017 | ARIEF SETIAWAN - TSE CP | - |  | INACTIVE
802625419 | ALGP1 |  |  |  | GN00003001 | PT. ENSEVAL MEDIKA PRIMA - HO | PUSAT | DKI JAKARTA | JAKARTA TIMUR | MAIN UNIT | EMP | 24 February 2017 | ARIEF SETIAWAN - TSE CP | 1 January 2017 |  | 24 February 2017 | ARIEF SETIAWAN - TSE CP | - |  | INACTIVE
802625422 | ALGP1 |  |  |  | GN00003001 | PT. ENSEVAL MEDIKA PRIMA - HO | PUSAT | DKI JAKARTA | JAKARTA TIMUR | MAIN UNIT | EMP | 24 February 2017 | ARIEF SETIAWAN - TSE CP | 1 January 2017 |  | 24 February 2017 | ARIEF SETIAWAN - TSE CP | - |  | INACTIVE
802BS5911 | 48009 | BACT ALERT 3D 60 | DIAGNOSTIC 1 | BIOMERIEUX, INC. | GN00000972 | RSUD SUBANG | BANDUNG | JAWA BARAT | SUBANG | MAIN UNIT | CUSTOMER | - |  | 7 January 2019 |  | - |  | - |  | ACTIVE
802BS5912 | 48009 | BACT ALERT 3D 60 | DIAGNOSTIC 1 | BIOMERIEUX, INC. | GN00001679 | RSUD ABEPURA | JAYAPURA | PAPUA | JAYAPURA | MAIN UNIT | CUSTOMER | - |  | 23 March 2019 |  | - |  | - |  | ACTIVE
802BS5913 | 48009 | BACT ALERT 3D 60 | DIAGNOSTIC 1 | BIOMERIEUX, INC. | GN00001340 | RSUD DR. H. SLAMET MARTODIRDJO | SURABAYA-1 | JAWA TIMUR | PAMEKASAN | MAIN UNIT | CUSTOMER | - |  | 18 June 2020 | YUNAN ARIMUNTIAN - TSE | - |  | 18 June 2020 | YUNAN ARIMUNTIAN - TSE | ACTIVE
80340A | SHR03 |  |  |  | GN00001206 | RSUD PROF DR MARGONO SOEKARJO | PURWOKERTO | JAWA TENGAH | BANYUMAS | MAIN UNIT | CUSTOMER | 13 April 2015 |  | 1 January 1900 |  | 13 April 2015 |  | - |  | INACTIVE
803CL3896 | 47006 | BACT/ALERT 3D COMBO 230V | DIAGNOSTIC 1 | BIOMERIEUX, INC. | GN00002183 | RSUD DR M SOEWANDHIE SURABAYA | SURABAYA-1 | JAWA TIMUR | SURABAYA | MAIN UNIT | CUSTOMER | 23 August 2018 | GANDHI YANRANGGA | 31 July 2018 |  | 23 August 2018 | GANDHI YANRANGGA | - |  | ACTIVE
804BS1996 | 48009 | BACT ALERT 3D 60 | DIAGNOSTIC 1 | BIOMERIEUX, INC. | GN00000196 | RS EKA HOSPITAL PEKANBARU | PEKAN BARU | RIAU | PEKANBARU | MAIN UNIT | CUSTOMER | 26 December 2014 |  | 1 January 1900 |  | 26 December 2014 |  | - |  | ACTIVE
804BS1999 | 48009 | BACT ALERT 3D 60 | DIAGNOSTIC 1 | BIOMERIEUX, INC. | GN00001140 | RS Eka Hospital | TANGERANG | BANTEN | TANGERANG | MAIN UNIT | CUSTOMER | 26 December 2014 |  | 1 November 2013 |  | 26 December 2014 |  | 20 January 2025 | SAHID DERMAWAN - SPV TSE BARAT | ACTIVE
804CL2767 | 47006 | BACT/ALERT 3D COMBO 230V | DIAGNOSTIC 1 | BIOMERIEUX, INC. | GN00001596 | LABKES BANJARMASIN | BANJARMASIN | KALIMANTAN TENGAH | BANJARMASIN | MAIN UNIT | CUSTOMER | - |  | 1 January 1900 |  | - |  | - |  | ACTIVE
804CL2769 | 47006 | BACT/ALERT 3D COMBO 230V | DIAGNOSTIC 1 | BIOMERIEUX, INC. | GN00002985 | WORKSHOOP CSM PUSAT | PUSAT | DKI JAKARTA | JAKARTA TIMUR | MAIN UNIT | EMP | - |  | 1 June 2024 |  | - |  | 20 November 2024 | SAHID DERMAWAN - SPV TSE BARAT | ACTIVE
804CL2772 | 47006 | BACT/ALERT 3D COMBO 230V | DIAGNOSTIC 1 | BIOMERIEUX, INC. | GN00000924 | RS ADVENT BANDUNG | BANDUNG | JAWA BARAT | BANDUNG | MAIN UNIT | EMP | - |  | 16 September 2010 |  | - |  | - |  | ACTIVE
805BS5988 | 48009 | BACT ALERT 3D 60 | DIAGNOSTIC 1 | BIOMERIEUX, INC. | GN00001387 | RSUD JOMBANG | SURABAYA-1 | JAWA TIMUR | JOMBANG | MAIN UNIT | CUSTOMER | - |  | 29 October 2018 |  | - |  | - |  | ACTIVE
805BS5993 | 48009 | BACT ALERT 3D 60 | DIAGNOSTIC 1 | BIOMERIEUX, INC. | GN00001162 | RSUD INDRAMAYU | CIREBON | JAWA BARAT | INDRAMAYU | MAIN UNIT | CUSTOMER | - |  | 9 October 2018 |  | - |  | - |  | ACTIVE
805BS5995 | 48009 | BACT ALERT 3D 60 | DIAGNOSTIC 1 | BIOMERIEUX, INC. | GN00001169 | RSUD MAJALENGKA | CIREBON | JAWA BARAT | MAJALENGKA | MAIN UNIT | CUSTOMER | 29 November 2018 | SUKMA WIJAYA - TSE | 29 November 2018 |  | 29 November 2018 | SUKMA WIJAYA - TSE | - |  | ACTIVE
805CL2783 | 47006 | BACT/ALERT 3D COMBO 230V | DIAGNOSTIC 1 | BIOMERIEUX, INC. | GN23090012 | LAB UI MEDIKA | JAKARTA-1 | DKI JAKARTA | JAKARTA TIMUR | MAIN UNIT | EMP | 15 May 2017 | SENDRA WIJAYA - IT | 10 October 2023 |  | 15 May 2017 | SENDRA WIJAYA - IT | 29 November 2023 | SAHID DERMAWAN - SPV TSE BARAT | ACTIVE
805CL2784 | 47006 | BACT/ALERT 3D COMBO 230V | DIAGNOSTIC 1 | BIOMERIEUX, INC. | GN00001220 | RSUP SANGLAH DENPASAR | DENPASAR | BALI | DENPASAR | MAIN UNIT | EMP | - |  | 21 January 2009 |  | - |  | - |  | ACTIVE
805CL3913 | 47006 | BACT/ALERT 3D COMBO 230V | DIAGNOSTIC 1 | BIOMERIEUX, INC. | GN00002463 | RSUD DR SOEDONO | KEDIRI | JAWA TIMUR | MADIUN | MAIN UNIT | CUSTOMER | 12 April 2019 | ANDI ISMAIL - SPV TSE TIMUR | 12 April 2019 |  | 12 April 2019 | ANDI ISMAIL - SPV TSE TIMUR | - |  | ACTIVE
805CL3915 | 47006 | BACT/ALERT 3D COMBO 230V | DIAGNOSTIC 1 | BIOMERIEUX, INC. | GN17080007 | RSUD KESEHATAN KERJA - BKKM PROV JABAR | BANDUNG | JAWA BARAT | BANDUNG | MAIN UNIT | CUSTOMER | 4 December 2018 | SUKMA WIJAYA - TSE | 4 December 2018 |  | 4 December 2018 | SUKMA WIJAYA - TSE | - |  | ACTIVE
807CL3925 | 4B006 | BACT/ALERT 3D 120 | BIOSCIENCE | BIOMERIEUX, INC. | GN00011690 | SHOWROOM PT EMP | PUSAT | DKI JAKARTA | JAKARTA TIMUR | MAIN UNIT | EMP | - |  | 11 December 2024 |  | - |  | 11 December 2024 | SAHID DERMAWAN - SPV TSE BARAT | ACTIVE
808CL3943 | 47006 | BACT/ALERT 3D COMBO 230V | DIAGNOSTIC 1 | BIOMERIEUX, INC. | GN00006321 | RS PREMIER JATINEGARA | JAKARTA-1 | DKI JAKARTA | JAKARTA TIMUR | MAIN UNIT | EMP | - |  | 6 October 2023 |  | - |  | 29 November 2023 | SAHID DERMAWAN - SPV TSE BARAT | ACTIVE
808CL3944 | 47006 | BACT/ALERT 3D COMBO 230V | DIAGNOSTIC 1 | BIOMERIEUX, INC. | GN00006018 | RSUD GUNUNGJATI | CIREBON | JAWA BARAT | CIREBON | MAIN UNIT | CUSTOMER | 9 January 2020 | SUKMA WIJAYA - TSE | 6 December 2018 |  | 9 January 2020 | SUKMA WIJAYA - TSE | - |  | ACTIVE
809BS6139 | 48009 | BACT ALERT 3D 60 | DIAGNOSTIC 1 | BIOMERIEUX, INC. | GN00000944 | RS SANTOSA KEBON JATI | BANDUNG | JAWA BARAT | BANDUNG | MAIN UNIT | CUSTOMER | - |  | 2 May 2019 |  | - |  | - |  | ACTIVE
809BS6140 | 48009 | BACT ALERT 3D 60 | DIAGNOSTIC 1 | BIOMERIEUX, INC. | GN00000369 | RSUD.DR. DJASAMAN SARAGIH | PEMATANG SIANTAR | SUMATERA UTARA | PEMATANG SIANTAR | MAIN UNIT | CUSTOMER | - |  | 27 June 2019 |  | - |  | - |  | ACTIVE
809CL2833 | 47006 | BACT/ALERT 3D COMBO 230V | DIAGNOSTIC 1 | BIOMERIEUX, INC. | GN00002024 | LAB WESTERINDO | JAKARTA-2 | DKI JAKARTA | JAKARTA SELATAN | MAIN UNIT | EMP | - |  | 14 February 2023 |  | - |  | 21 January 2025 | SAHID DERMAWAN - SPV TSE BARAT | ACTIVE
809CL2840 | 47006 | BACT/ALERT 3D COMBO 230V | DIAGNOSTIC 1 | BIOMERIEUX, INC. | GN00002985 | WORKSHOOP CSM PUSAT | PUSAT | DKI JAKARTA | JAKARTA TIMUR | MAIN UNIT | EMP | - |  | 1 June 2024 |  | - |  | 20 November 2024 | SAHID DERMAWAN - SPV TSE BARAT | ACTIVE
81/XII/13 | TE027 | PHOTOTHERAPY TLC 2 HP | IMAGING | TESENA INOVINDO, PT | GN00001216 | RSUD BANJARNEGARA | PURWOKERTO | JAWA TENGAH | BANJARNEGARA | MAIN UNIT | CUSTOMER | 1 September 2014 | DIAN FEBRIYANA - TSE | 1 January 1900 |  | 1 September 2014 | DIAN FEBRIYANA - TSE | - |  | ACTIVE
810BS6168 | 48009 | BACT ALERT 3D 60 | DIAGNOSTIC 1 | BIOMERIEUX, INC. | GN00000403 | RSUD DELI SERDANG | MEDAN | SUMATERA UTARA | LUBUK PAKAM | MAIN UNIT | CUSTOMER | - |  | 30 January 2021 | BARITA P-SIMAMORA - TSE | - |  | 30 January 2021 | BARITA P-SIMAMORA - TSE | ACTIVE
810BS6169 | 48009 | BACT ALERT 3D 60 | DIAGNOSTIC 1 | BIOMERIEUX, INC. | GN00001121 | RSUD BANJAR | TASIKMALAYA | JAWA BARAT | BANJAR | MAIN UNIT | CUSTOMER | - |  | 4 July 2019 |  | - |  | - |  | ACTIVE
811001 | NOVEM |  |  |  | GN00000157 | RSUD H. ABDUL MANAP KOTA JAMBI | JAMBI | JAMBI | JAMBI | MAIN UNIT | CUSTOMER | 26 December 2014 |  | 1 January 1900 |  | 26 December 2014 |  | - |  | INACTIVE
811005033 | 0Z205 |  |  |  | GN00002798 | LAB PRODIA PUSAT RUJUKAN NASIONAL (PRN) | JAKARTA-1 | DKI JAKARTA | JAKARTA PUSAT | MAIN UNIT | CUSTOMER | 28 June 2016 |  | 1 January 2009 |  | 28 June 2016 |  | - |  | INACTIVE
811005038 | 0Z205 |  |  |  | GN00001771 | RSUD DR WAHIDIN SUDIROHUSODO | MAKASSAR | SULAWESI SELATAN | MAKASSAR | MAIN UNIT | EMP | 6 June 2017 | FARIDA ADELINA | 26 August 2020 | AUGESTA NANDA PRADANA - TSE | 6 June 2017 | FARIDA ADELINA | 26 August 2020 | AUGESTA NANDA PRADANA - TSE | INACTIVE
8112142 | AS10U | SUCTION PUMP SAM-12 | IMAGING | M.G. ELECTRIC - UK | GN00003209 | RSIA MUHAMMADIYAH TAMAN PURING | JAKARTA-2 | DKI JAKARTA | JAKARTA SELATAN | MAIN UNIT | CUSTOMER | 26 September 2016 |  | 1 June 2012 |  | 26 September 2016 |  | - |  | ACTIVE
811BS6208 | 47IM3 | VC BACT 3D60 | BIOSCIENCE | BIOMERIEUX SA | GN17060058 | PMI KOTA BANDUNG | BANDUNG-2 | JAWA BARAT | BANDUNG | MAIN UNIT | CUSTOMER | 22 July 2020 | LEO LANANG SIGIT - TSE CP | 22 July 2020 | SUKMA WIJAYA - TSE | 21 July 2020 | LEO LANANG SIGIT - TSE CP | 22 July 2020 | SUKMA WIJAYA - TSE | ACTIVE
812BS6239 | 48009 | BACT ALERT 3D 60 | DIAGNOSTIC 1 | BIOMERIEUX, INC. | GN00008121 | RSUD H.A. SULTAN DAENG RAJA | MAKASSAR | SULAWESI SELATAN | MAKASSAR | MAIN UNIT | CUSTOMER | - |  | 26 August 2019 |  | - |  | - |  | ACTIVE
812BS6240 | 48009 | BACT ALERT 3D 60 | DIAGNOSTIC 1 | BIOMERIEUX, INC. | GN00011868 | RSUD WAMENA - JAYAWIJAYA | JAYAPURA | PAPUA | JAYAPURA | MAIN UNIT | CUSTOMER | 28 October 2019 | AUGESTA NANDA PRADANA - TSE | 28 October 2019 |  | 28 October 2019 | AUGESTA NANDA PRADANA - TSE | - |  | ACTIVE
812BS6241 | 48009 | BACT ALERT 3D 60 | DIAGNOSTIC 1 | BIOMERIEUX, INC. | GN00000673 | RSUD DR KANUDJOSO DJATIWIBOWO - BALIKPAPAN | BALIKPAPAN | KALIMANTAN TIMUR | BALIKPAPAN | MAIN UNIT | CUSTOMER | 29 July 2020 | LEO LANANG SIGIT - TSE CP | 10 August 2020 | SARWANDI - TSE | 29 July 2020 | LEO LANANG SIGIT - TSE CP | 10 August 2020 | SARWANDI - TSE | ACTIVE
812BS6242 | 48009 | BACT ALERT 3D 60 | DIAGNOSTIC 1 | BIOMERIEUX, INC. | GN00001548 | RS WAVA HUSADA | MALANG | JAWA TIMUR | MALANG | MAIN UNIT | CUSTOMER | - |  | 16 June 2020 | AHMAD FATKHUDIN - TSE | - |  | 16 June 2020 | AHMAD FATKHUDIN - TSE | ACTIVE
812BS6243 | 48009 | BACT ALERT 3D 60 | DIAGNOSTIC 1 | BIOMERIEUX, INC. | GN00004647 | AP RS AL ISLAM AWIBITUNG | BANDUNG | JAWA BARAT |  | MAIN UNIT | CUSTOMER | - |  | 28 April 2021 | ARBIANSYAH - TSE | - |  | 28 April 2021 | ARBIANSYAH - TSE | ACTIVE
812BS6244 | 48009 | BACT ALERT 3D 60 | DIAGNOSTIC 1 | BIOMERIEUX, INC. | GN00002986 | RDC PUSAT - RAWAGELAM | PUSAT | DKI JAKARTA | JAKARTA TIMUR | MAIN UNIT | EMP | - |  | 11 April 2019 |  | - |  | - |  | ACTIVE
812BS6245 | 48009 | BACT ALERT 3D 60 | DIAGNOSTIC 1 | BIOMERIEUX, INC. | GN00002986 | RDC PUSAT - RAWAGELAM | PUSAT | DKI JAKARTA | JAKARTA TIMUR | MAIN UNIT | EMP | - |  | 11 April 2019 |  | - |  | - |  | ACTIVE
812S6241 | 48009 | BACT ALERT 3D 60 | DIAGNOSTIC 1 | BIOMERIEUX, INC. | GN00002986 | RDC PUSAT - RAWAGELAM | PUSAT | DKI JAKARTA | JAKARTA TIMUR | MAIN UNIT | EMP | - |  | 11 April 2019 |  | - |  | - |  | INACTIVE
8332180110862 | FLMTP | LIEBERT GXT MTPLUS | IMAGING | FUJIFILM INDONESIA, PT. | GN00002084 | RS SAHID SAHIRMAN | JAKARTA-2 | DKI JAKARTA | JAKARTA PUSAT | ACCESSORIES | EMP | - |  | 26 November 2018 |  | - |  | - |  | ACTIVE
83321801108855 | FLMTP | LIEBERT GXT MTPLUS | IMAGING | FUJIFILM INDONESIA, PT. | GN00000011 | RSUD BUDHI ASIH | JAKARTA-1 | DKI JAKARTA | JAKARTA TIMUR | ACCESSORIES | EMP | - |  | 11 October 2018 |  | - |  | - |  | ACTIVE
83321801108856 | FLMTP | LIEBERT GXT MTPLUS | IMAGING | FUJIFILM INDONESIA, PT. | GN00001804 | RSUD IBU FATMAWATI SOEKARNO KOTA SURAKARTA | SOLO | JAWA TENGAH | SURAKARTA | ACCESSORIES | EMP | - |  | 11 October 2018 |  | - |  | - |  | ACTIVE
83321801108857 | FLMTP | LIEBERT GXT MTPLUS | IMAGING | FUJIFILM INDONESIA, PT. | GN00007950 | PUSKESMAS BAMBANG LIPURO | YOGYAKARTA | YOGYAKARTA | YOGYAKARTA | ACCESSORIES | EMP | - |  | 30 July 2020 | HARI UDI RAHARJO - TSE | - |  | 3 August 2020 | ANDRIAS NUGROHO - TSE | ACTIVE
83321801108858 | FLMTP | LIEBERT GXT MTPLUS | IMAGING | FUJIFILM INDONESIA, PT. | GN00001204 | RSUD CILACAP | PURWOKERTO | JAWA TENGAH | CILACAP | ACCESSORIES | EMP | - |  | 1 September 2020 | DIAN FEBRIYANA - TSE | - |  | 1 September 2020 | DIAN FEBRIYANA - TSE | ACTIVE
83321801108862 | FLMTP | LIEBERT GXT MTPLUS | IMAGING | FUJIFILM INDONESIA, PT. | GN00002084 | RS SAHID SAHIRMAN | JAKARTA-2 | DKI JAKARTA | JAKARTA PUSAT | ACCESSORIES | EMP | - |  | 26 September 2018 |  | - |  | - |  | ACTIVE
83321801108865 | FLGMC | LIEBERT GXT MTPLUS | IMAGING | FUJIFILM INDONESIA, PT. | GN18110012 | PT. SADADO SEJAHTERA MEDIKA | MEDAN | SUMATERA UTARA | MEDAN | ACCESSORIES | EMP | - |  | 26 November 2018 |  | - |  | - |  | ACTIVE
83321801108868 | FLMTP | LIEBERT GXT MTPLUS | IMAGING | FUJIFILM INDONESIA, PT. | GN18090007 | LABORATORIUM KLINIK SEJAHTERA | MALANG | JAWA TIMUR | PASURUAN | ACCESSORIES | EMP | - |  | 16 May 2019 |  | - |  | - |  | ACTIVE
83321801108877 | FLMTP | LIEBERT GXT MTPLUS | IMAGING | FUJIFILM INDONESIA, PT. | GN00001788 | RSUD DR RSOEDJATI SOEMODIARDJO GROBOGAN | SOLO | JAWA TENGAH | PURWODADI | ACCESSORIES | EMP | 16 May 2019 | JUDISTIRO - MSS RADIX | 18 July 2022 | MUNADI - TSE | 16 May 2019 | JUDISTIRO - MSS RADIX | 18 July 2022 | MUNADI - TSE | ACTIVE
83321801108913 | FLMTP | LIEBERT GXT MTPLUS | IMAGING | FUJIFILM INDONESIA, PT. | GN00002985 | WORKSHOOP CSM PUSAT | PUSAT | DKI JAKARTA | JAKARTA TIMUR | ACCESSORIES | EMP | - |  | 16 May 2019 |  | - |  | - |  | ACTIVE
83321801108914 | FLMTP | LIEBERT GXT MTPLUS | IMAGING | FUJIFILM INDONESIA, PT. | GN00008616 | LAB KLINIK UTAMA | PURWOKERTO | JAWA TENGAH | PURWOKERTO | ACCESSORIES | EMP | - |  | 16 May 2019 |  | - |  | - |  | ACTIVE
83321802103390 | FLMTP | LIEBERT GXT MTPLUS | IMAGING | FUJIFILM INDONESIA, PT. | GN00000009 | RSU DR CIPTO MANGUNKUSUMO | JAKARTA-1 | DKI JAKARTA | JAKARTA PUSAT | ACCESSORIES | EMP | 16 March 2020 | ANTONIUS SAGITA - KALIBRASI | 25 September 2019 |  | 16 March 2020 | ANTONIUS SAGITA - KALIBRASI | - |  | ACTIVE
83321802103394 | FLMTP | LIEBERT GXT MTPLUS | IMAGING | FUJIFILM INDONESIA, PT. | GN00001241 | RSUD Dr. R. Sosodoro Djatikoesoemo | SURABAYA-1 | JAWA TIMUR | BOJONEGORO | ACCESSORIES | EMP | 16 March 2020 | ANTONIUS SAGITA - KALIBRASI | 15 October 2019 |  | 16 March 2020 | ANTONIUS SAGITA - KALIBRASI | - |  | ACTIVE
83321802103397 | FLMTP | LIEBERT GXT MTPLUS | IMAGING | FUJIFILM INDONESIA, PT. | GN00011832 | RSU KMC LURAGUNG | CIREBON | JAWA BARAT | KUNINGAN | ACCESSORIES | EMP | - |  | 16 May 2019 |  | - |  | - |  | ACTIVE
83321802103400 | FLGMC | LIEBERT GXT MTPLUS | IMAGING | FUJIFILM INDONESIA, PT. | GN00002986 | RDC PUSAT - RAWAGELAM | PUSAT | DKI JAKARTA | JAKARTA TIMUR | ACCESSORIES | EMP | - |  | - |  | 4 February 2021 | ARIEF SETIAWAN - TSE CP | - |  | ACTIVE
83321802103401 | FLMTP | LIEBERT GXT MTPLUS | IMAGING | FUJIFILM INDONESIA, PT. | GN00001806 | RSUD DR SOERATNO GEMOLONG / RSUD GEMOLONG | SOLO | JAWA TENGAH | SRAGEN | ACCESSORIES | EMP | - |  | 16 May 2019 |  | - |  | - |  | ACTIVE
83321802103402 | FLMTP | LIEBERT GXT MTPLUS | IMAGING | FUJIFILM INDONESIA, PT. | GN00001800 | RS PERMATA MEDIKA | SEMARANG | JAWA TENGAH | SEMARANG | ACCESSORIES | EMP | - |  | 16 May 2019 |  | - |  | - |  | ACTIVE
8332180210344 | FLMTP | LIEBERT GXT MTPLUS | IMAGING | FUJIFILM INDONESIA, PT. | GN18090010 | Laboratorium Tanjung | MALANG | JAWA TIMUR | MALANG | ACCESSORIES | EMP | - |  | 16 May 2019 |  | - |  | - |  | ACTIVE
83321802103448 | FLMTP | LIEBERT GXT MTPLUS | IMAGING | FUJIFILM INDONESIA, PT. | GN18090010 | Laboratorium Tanjung | MALANG | JAWA TIMUR | MALANG | ACCESSORIES | EMP | - |  | 16 May 2019 |  | - |  | - |  | ACTIVE
83321802103456 | FLMTP | LIEBERT GXT MTPLUS | IMAGING | FUJIFILM INDONESIA, PT. | GN18110001 | RS. SATRIA MEDIKA | BEKASI | JAWA BARAT | BEKASI | ACCESSORIES | EMP | - |  | 16 May 2019 |  | - |  | - |  | ACTIVE
83321802103457 | B0001 | ONLINE UPS GXT2 1500VA 230V | BIOSCIENCE | BIOMERIEUX SA | GN00002986 | RDC PUSAT - RAWAGELAM | PUSAT | DKI JAKARTA | JAKARTA TIMUR | ACCESSORIES | EMP | - |  | 22 August 2019 |  | - |  | - |  | ACTIVE
83321802103458 | FLMTP | LIEBERT GXT MTPLUS | IMAGING | FUJIFILM INDONESIA, PT. | GN00003034 | RS PERMATA BLORA | SOLO | JAWA TENGAH | BLORA | ACCESSORIES | EMP | - |  | 16 May 2019 |  | - |  | - |  | ACTIVE
83321802103460 | FLMTP | LIEBERT GXT MTPLUS | IMAGING | FUJIFILM INDONESIA, PT. | GN00002986 | RDC PUSAT - RAWAGELAM | PUSAT | DKI JAKARTA | JAKARTA TIMUR | ACCESSORIES | EMP | 16 March 2020 | ANTONIUS SAGITA - KALIBRASI | 6 March 2019 |  | 16 March 2020 | ANTONIUS SAGITA - KALIBRASI | - |  | ACTIVE
83321802103462 | FLMTP | LIEBERT GXT MTPLUS | IMAGING | FUJIFILM INDONESIA, PT. | GN00000534 | RSUD UNGARAN | SEMARANG | JAWA TENGAH | UNGARAN | ACCESSORIES | EMP | 16 March 2020 | ANTONIUS SAGITA - KALIBRASI | 30 March 2019 |  | 16 March 2020 | ANTONIUS SAGITA - KALIBRASI | - |  | ACTIVE
83321802103464 | FLMTP | LIEBERT GXT MTPLUS | IMAGING | FUJIFILM INDONESIA, PT. | GN19030028 | RS SURYA MEDIKA | SURABAYA-2 | JAWA TIMUR | SURABAYA | ACCESSORIES | EMP | 16 March 2020 | ANTONIUS SAGITA - KALIBRASI | 19 April 2019 |  | 16 March 2020 | ANTONIUS SAGITA - KALIBRASI | - |  | ACTIVE
83321802103465 | FLMTP | LIEBERT GXT MTPLUS | IMAGING | FUJIFILM INDONESIA, PT. | GN00004517 | RSU WONOSOBO | YOGYAKARTA | YOGYAKARTA | WONOSOBO | ACCESSORIES | EMP | 16 March 2020 | ANTONIUS SAGITA - KALIBRASI | 14 May 2019 |  | 16 March 2020 | ANTONIUS SAGITA - KALIBRASI | - |  | ACTIVE
83321802103466 | FLMTP | LIEBERT GXT MTPLUS | IMAGING | FUJIFILM INDONESIA, PT. | GN00001501 | RS PARU JEMBER | JEMBER | JAWA TIMUR | JEMBER | ACCESSORIES | EMP | 16 March 2020 | ANTONIUS SAGITA - KALIBRASI | 30 May 2019 |  | 16 March 2020 | ANTONIUS SAGITA - KALIBRASI | - |  | ACTIVE
83321802103485 | FLMTP | LIEBERT GXT MTPLUS | IMAGING | FUJIFILM INDONESIA, PT. | GN00001356 | RSUD SUMBEREJO | SURABAYA-1 | JAWA TIMUR | BOJONEGORO | ACCESSORIES | EMP | 16 March 2020 | ANTONIUS SAGITA - KALIBRASI | 24 July 2019 |  | 16 March 2020 | ANTONIUS SAGITA - KALIBRASI | - |  | ACTIVE
83321802103489 | FLMTP | LIEBERT GXT MTPLUS | IMAGING | FUJIFILM INDONESIA, PT. | GN00002985 | WORKSHOOP CSM PUSAT | PUSAT | DKI JAKARTA | JAKARTA TIMUR | ACCESSORIES | EMP | 16 March 2020 | ANTONIUS SAGITA - KALIBRASI | 30 July 2019 |  | 16 March 2020 | ANTONIUS SAGITA - KALIBRASI | - |  | ACTIVE
83321802103632 | FLMTP | LIEBERT GXT MTPLUS | IMAGING | FUJIFILM INDONESIA, PT. | GN00002986 | RDC PUSAT - RAWAGELAM | PUSAT | DKI JAKARTA | JAKARTA TIMUR | ACCESSORIES | EMP | 16 March 2020 | ANTONIUS SAGITA - KALIBRASI | 29 October 2019 |  | 16 March 2020 | ANTONIUS SAGITA - KALIBRASI | - |  | ACTIVE
83321802104039 | FLMTP | LIEBERT GXT MTPLUS | IMAGING | FUJIFILM INDONESIA, PT. | GN00002986 | RDC PUSAT - RAWAGELAM | PUSAT | DKI JAKARTA | JAKARTA TIMUR | ACCESSORIES | EMP | 16 March 2020 | ANTONIUS SAGITA - KALIBRASI | 6 December 2019 |  | 16 March 2020 | ANTONIUS SAGITA - KALIBRASI | - |  | ACTIVE
83321802104042 | FLMTP | LIEBERT GXT MTPLUS | IMAGING | FUJIFILM INDONESIA, PT. | GN00002986 | RDC PUSAT - RAWAGELAM | PUSAT | DKI JAKARTA | JAKARTA TIMUR | ACCESSORIES | EMP | 16 March 2020 | ANTONIUS SAGITA - KALIBRASI | 5 December 2019 |  | 16 March 2020 | ANTONIUS SAGITA - KALIBRASI | - |  | ACTIVE
83321803501907 | FLMTP | LIEBERT GXT MTPLUS | IMAGING | FUJIFILM INDONESIA, PT. | GN00002986 | RDC PUSAT - RAWAGELAM | PUSAT | DKI JAKARTA | JAKARTA TIMUR | ACCESSORIES | EMP | - |  | - |  | 4 February 2021 | ARIEF SETIAWAN - TSE CP | - |  | ACTIVE
83321803501910 | FLMTP | LIEBERT GXT MTPLUS | IMAGING | FUJIFILM INDONESIA, PT. | GN00002986 | RDC PUSAT - RAWAGELAM | PUSAT | DKI JAKARTA | JAKARTA TIMUR | ACCESSORIES | EMP | - |  | - |  | 4 February 2021 | ARIEF SETIAWAN - TSE CP | - |  | ACTIVE
83321803502128 | FLMTP | LIEBERT GXT MTPLUS | IMAGING | FUJIFILM INDONESIA, PT. | GN00002986 | RDC PUSAT - RAWAGELAM | PUSAT | DKI JAKARTA | JAKARTA TIMUR | ACCESSORIES | EMP | - |  | - |  | 4 February 2021 | ARIEF SETIAWAN - TSE CP | - |  | ACTIVE
83321803502157 | FLMTP | LIEBERT GXT MTPLUS | IMAGING | FUJIFILM INDONESIA, PT. | GN00002986 | RDC PUSAT - RAWAGELAM | PUSAT | DKI JAKARTA | JAKARTA TIMUR | ACCESSORIES | EMP | - |  | - |  | 4 February 2021 | ARIEF SETIAWAN - TSE CP | - |  | ACTIVE
83321803502160 | FLMTP | LIEBERT GXT MTPLUS | IMAGING | FUJIFILM INDONESIA, PT. | GN00002986 | RDC PUSAT - RAWAGELAM | PUSAT | DKI JAKARTA | JAKARTA TIMUR | ACCESSORIES | EMP | - |  | - |  | 4 February 2021 | ARIEF SETIAWAN - TSE CP | - |  | ACTIVE
83321803502162 | FLMTP | LIEBERT GXT MTPLUS | IMAGING | FUJIFILM INDONESIA, PT. | GN00002986 | RDC PUSAT - RAWAGELAM | PUSAT | DKI JAKARTA | JAKARTA TIMUR | ACCESSORIES | EMP | - |  | - |  | 4 February 2021 | ARIEF SETIAWAN - TSE CP | - |  | ACTIVE
83321803502164 | FLMTP | LIEBERT GXT MTPLUS | IMAGING | FUJIFILM INDONESIA, PT. | GN00002986 | RDC PUSAT - RAWAGELAM | PUSAT | DKI JAKARTA | JAKARTA TIMUR | ACCESSORIES | EMP | 21 April 2022 | ANTONIUS SAGITA - KALIBRASI | - |  | 8 February 2022 | ANTONIUS SAGITA - KALIBRASI | - |  | ACTIVE
83321803502165 | FLMTP | LIEBERT GXT MTPLUS | IMAGING | FUJIFILM INDONESIA, PT. | GN00002986 | RDC PUSAT - RAWAGELAM | PUSAT | DKI JAKARTA | JAKARTA TIMUR | ACCESSORIES | EMP | - |  | - |  | 4 February 2021 | ARIEF SETIAWAN - TSE CP | - |  | ACTIVE
83321803502198 | FLMTP | LIEBERT GXT MTPLUS | IMAGING | FUJIFILM INDONESIA, PT. | GN00002986 | RDC PUSAT - RAWAGELAM | PUSAT | DKI JAKARTA | JAKARTA TIMUR | ACCESSORIES | EMP | - |  | - |  | 4 February 2021 | ARIEF SETIAWAN - TSE CP | - |  | ACTIVE
83321803502201 | FLMTP | LIEBERT GXT MTPLUS | IMAGING | FUJIFILM INDONESIA, PT. | GN00002986 | RDC PUSAT - RAWAGELAM | PUSAT | DKI JAKARTA | JAKARTA TIMUR | ACCESSORIES | EMP | - |  | - |  | 4 February 2021 | ARIEF SETIAWAN - TSE CP | - |  | ACTIVE
83321806101226 | FLMTP | LIEBERT GXT MTPLUS | IMAGING | FUJIFILM INDONESIA, PT. | GN00002986 | RDC PUSAT - RAWAGELAM | PUSAT | DKI JAKARTA | JAKARTA TIMUR | ACCESSORIES | EMP | - |  | - |  | 4 February 2021 | ARIEF SETIAWAN - TSE CP | - |  | ACTIVE
83321807100133 | FLMTP | LIEBERT GXT MTPLUS | IMAGING | FUJIFILM INDONESIA, PT. | GN00002986 | RDC PUSAT - RAWAGELAM | PUSAT | DKI JAKARTA | JAKARTA TIMUR | ACCESSORIES | EMP | 16 March 2020 | ANTONIUS SAGITA - KALIBRASI | 28 January 2020 |  | 16 March 2020 | ANTONIUS SAGITA - KALIBRASI | - |  | ACTIVE
83321807100136 | FLMTP | LIEBERT GXT MTPLUS | IMAGING | FUJIFILM INDONESIA, PT. | GN00002986 | RDC PUSAT - RAWAGELAM | PUSAT | DKI JAKARTA | JAKARTA TIMUR | ACCESSORIES | EMP | 16 March 2020 | ANTONIUS SAGITA - KALIBRASI | 14 February 2020 |  | 16 March 2020 | ANTONIUS SAGITA - KALIBRASI | - |  | ACTIVE
83321807100137 | FLMTP | LIEBERT GXT MTPLUS | IMAGING | FUJIFILM INDONESIA, PT. | GN00003819 | BANGLI MEDICAL CLINIC | DENPASAR | BALI | DENPASAR | ACCESSORIES | EMP | 11 March 2020 | ANTONIUS SAGITA - KALIBRASI | 18 February 2020 |  | 11 March 2020 | ANTONIUS SAGITA - KALIBRASI | - |  | ACTIVE
83321807100139 | FLMTP | LIEBERT GXT MTPLUS | IMAGING | FUJIFILM INDONESIA, PT. | GN00002986 | RDC PUSAT - RAWAGELAM | PUSAT | DKI JAKARTA | JAKARTA TIMUR | ACCESSORIES | EMP | 16 March 2020 | ANTONIUS SAGITA - KALIBRASI | 18 February 2020 |  | 16 March 2020 | ANTONIUS SAGITA - KALIBRASI | - |  | ACTIVE
83321807102063 | FLMTP | LIEBERT GXT MTPLUS | IMAGING | FUJIFILM INDONESIA, PT. | GN00002986 | RDC PUSAT - RAWAGELAM | PUSAT | DKI JAKARTA | JAKARTA TIMUR | ACCESSORIES | EMP | - |  | 2 August 2019 |  | - |  | - |  | ACTIVE
83321807102131 | FLMTP | LIEBERT GXT MTPLUS | IMAGING | FUJIFILM INDONESIA, PT. | GN00002986 | RDC PUSAT - RAWAGELAM | PUSAT | DKI JAKARTA | JAKARTA TIMUR | ACCESSORIES | EMP | 16 March 2020 | ANTONIUS SAGITA - KALIBRASI | 18 February 2020 |  | 16 March 2020 | ANTONIUS SAGITA - KALIBRASI | - |  | ACTIVE
83321807102134 | FLMTP | LIEBERT GXT MTPLUS | IMAGING | FUJIFILM INDONESIA, PT. | GN00002986 | RDC PUSAT - RAWAGELAM | PUSAT | DKI JAKARTA | JAKARTA TIMUR | ACCESSORIES | EMP | - |  | - |  | 4 February 2021 | ARIEF SETIAWAN - TSE CP | - |  | ACTIVE
83321807102137 | FLMTP | LIEBERT GXT MTPLUS | IMAGING | FUJIFILM INDONESIA, PT. | GN19010012 | MANDAYA HOSPITAL KARAWANG | BEKASI | JAWA BARAT | BEKASI | ACCESSORIES | EMP | 16 March 2020 | ANTONIUS SAGITA - KALIBRASI | 13 September 2023 | GATOT SURYA ADIPUTRA - TSE | 16 March 2020 | ANTONIUS SAGITA - KALIBRASI | 13 September 2023 | GATOT SURYA ADIPUTRA - TSE | ACTIVE
83321807102141 | FLMTP | LIEBERT GXT MTPLUS | IMAGING | FUJIFILM INDONESIA, PT. | GN00002986 | RDC PUSAT - RAWAGELAM | PUSAT | DKI JAKARTA | JAKARTA TIMUR | ACCESSORIES | EMP | 16 March 2020 | ANTONIUS SAGITA - KALIBRASI | 26 February 2020 |  | 16 March 2020 | ANTONIUS SAGITA - KALIBRASI | - |  | ACTIVE
83322003500454 | FLMTP | LIEBERT GXT MTPLUS | IMAGING | FUJIFILM INDONESIA, PT. | GN00002986 | RDC PUSAT - RAWAGELAM | PUSAT | DKI JAKARTA | JAKARTA TIMUR | ACCESSORIES | EMP | 15 April 2021 | ANTONIUS SAGITA - KALIBRASI | - |  | 4 January 2021 | ANTONIUS SAGITA - KALIBRASI | - |  | ACTIVE
83322003500461 | FLMTP | LIEBERT GXT MTPLUS | IMAGING | FUJIFILM INDONESIA, PT. | GN00002986 | RDC PUSAT - RAWAGELAM | PUSAT | DKI JAKARTA | JAKARTA TIMUR | ACCESSORIES | EMP | 15 April 2021 | ANTONIUS SAGITA - KALIBRASI | - |  | 4 January 2021 | ANTONIUS SAGITA - KALIBRASI | - |  | ACTIVE
83322003500845 | FLMTP | LIEBERT GXT MTPLUS | IMAGING | FUJIFILM INDONESIA, PT. | GN00002986 | RDC PUSAT - RAWAGELAM | PUSAT | DKI JAKARTA | JAKARTA TIMUR | ACCESSORIES | EMP | 15 April 2021 | ANTONIUS SAGITA - KALIBRASI | - |  | 4 January 2021 | ANTONIUS SAGITA - KALIBRASI | - |  | ACTIVE
83322003500849 | FLMTP | LIEBERT GXT MTPLUS | IMAGING | FUJIFILM INDONESIA, PT. | GN00002986 | RDC PUSAT - RAWAGELAM | PUSAT | DKI JAKARTA | JAKARTA TIMUR | ACCESSORIES | EMP | 22 February 2021 | ANTONIUS SAGITA - KALIBRASI | - |  | 16 December 2020 | ANTONIUS SAGITA - KALIBRASI | - |  | ACTIVE
83322003500923 | FLMTP | LIEBERT GXT MTPLUS | IMAGING | FUJIFILM INDONESIA, PT. | GN00001548 | RS WAVA HUSADA | MALANG | JAWA TIMUR | MALANG | ACCESSORIES | EMP | 21 April 2022 | ANTONIUS SAGITA - KALIBRASI | 11 October 2021 | AHMAD FATKHUDIN - TSE | 15 September 2021 | ANTONIUS SAGITA - KALIBRASI | 21 April 2022 | ANTONIUS SAGITA - KALIBRASI | ACTIVE
83322003500925 | FLMTP | LIEBERT GXT MTPLUS | IMAGING | FUJIFILM INDONESIA, PT. | GN00001308 | RSUD NEGARA | DENPASAR | BALI | JEMBRANA | ACCESSORIES | EMP | 21 April 2022 | ANTONIUS SAGITA - KALIBRASI | 11 December 2021 | I KADEK - TSE | 15 September 2021 | ANTONIUS SAGITA - KALIBRASI | 21 April 2022 | ANTONIUS SAGITA - KALIBRASI | ACTIVE
83322003500926 | FLMTP | LIEBERT GXT MTPLUS | IMAGING | FUJIFILM INDONESIA, PT. | GN21020005 | Klinik Utama Citra Mulia - Blora | KUDUS | JAWA TENGAH | KUDUS | ACCESSORIES | EMP | 21 April 2022 | ANTONIUS SAGITA - KALIBRASI | 31 October 2021 | ANDRIAS NUGROHO - TSE | 21 September 2021 | ANTONIUS SAGITA - KALIBRASI | 21 April 2022 | ANTONIUS SAGITA - KALIBRASI | ACTIVE
83322004100798 | FLMTP | LIEBERT GXT MTPLUS | IMAGING | FUJIFILM INDONESIA, PT. | GN00000434 | RS HKBP BALIGE | PEMATANG SIANTAR | SUMATERA UTARA | BALIGE | ACCESSORIES | EMP | - |  | 12 October 2020 |  | 4 February 2021 | ARIEF SETIAWAN - TSE CP | 23 February 2024 | SAHID DERMAWAN - SPV TSE BARAT | ACTIVE
83322004100858 | FLMTP | LIEBERT GXT MTPLUS | IMAGING | FUJIFILM INDONESIA, PT. | GN00002986 | RDC PUSAT - RAWAGELAM | PUSAT | DKI JAKARTA | JAKARTA TIMUR | ACCESSORIES | EMP | 22 February 2021 | ANTONIUS SAGITA - KALIBRASI | - |  | 16 December 2020 | ANTONIUS SAGITA - KALIBRASI | - |  | ACTIVE
83322004501940 | FLMTP | LIEBERT GXT MTPLUS | IMAGING | FUJIFILM INDONESIA, PT. | GN00002986 | RDC PUSAT - RAWAGELAM | PUSAT | DKI JAKARTA | JAKARTA TIMUR | ACCESSORIES | EMP | 15 April 2021 | ANTONIUS SAGITA - KALIBRASI | - |  | 4 January 2021 | ANTONIUS SAGITA - KALIBRASI | - |  | ACTIVE
83322004501947 | FLMTP | LIEBERT GXT MTPLUS | IMAGING | FUJIFILM INDONESIA, PT. | GN00002986 | RDC PUSAT - RAWAGELAM | PUSAT | DKI JAKARTA | JAKARTA TIMUR | ACCESSORIES | EMP | 15 April 2021 | ANTONIUS SAGITA - KALIBRASI | - |  | 4 January 2021 | ANTONIUS SAGITA - KALIBRASI | - |  | ACTIVE
83322006501363 | FLMTP | LIEBERT GXT MTPLUS | IMAGING | FUJIFILM INDONESIA, PT. | GN00011224 | RS PERMATA CIREBON | CIREBON | JAWA BARAT | CIREBON | ACCESSORIES | EMP | 15 April 2021 | ANTONIUS SAGITA - KALIBRASI | 10 June 2021 | ARBIANSYAH - TSE | 17 February 2021 | ANTONIUS SAGITA - KALIBRASI | 10 June 2021 | ARBIANSYAH - TSE | ACTIVE
83322006501365 | FLMTP | LIEBERT GXT MTPLUS | IMAGING | FUJIFILM INDONESIA, PT. | GN00002986 | RDC PUSAT - RAWAGELAM | PUSAT | DKI JAKARTA | JAKARTA TIMUR | ACCESSORIES | EMP | 15 April 2021 | ANTONIUS SAGITA - KALIBRASI | - |  | 17 February 2021 | ANTONIUS SAGITA - KALIBRASI | - |  | ACTIVE
83322006501367 | FLMTP | LIEBERT GXT MTPLUS | IMAGING | FUJIFILM INDONESIA, PT. | GN00002986 | RDC PUSAT - RAWAGELAM | PUSAT | DKI JAKARTA | JAKARTA TIMUR | ACCESSORIES | EMP | 15 April 2021 | ANTONIUS SAGITA - KALIBRASI | - |  | 17 February 2021 | ANTONIUS SAGITA - KALIBRASI | - |  | ACTIVE
83322006501372 | FLMTP | LIEBERT GXT MTPLUS | IMAGING | FUJIFILM INDONESIA, PT. | GN00002986 | RDC PUSAT - RAWAGELAM | PUSAT | DKI JAKARTA | JAKARTA TIMUR | ACCESSORIES | EMP | 15 April 2021 | ANTONIUS SAGITA - KALIBRASI | - |  | 17 February 2021 | ANTONIUS SAGITA - KALIBRASI | - |  | ACTIVE
83322006501403 | FLMTP | LIEBERT GXT MTPLUS | IMAGING | FUJIFILM INDONESIA, PT. | GN00004204 | RS LOTIM MEDICAL CENTER | MATARAM | NUSA TENGGARA BARAT | MATARAM | ACCESSORIES | EMP | 15 April 2021 | ANTONIUS SAGITA - KALIBRASI | 13 October 2021 | I KADEK - TSE | 17 February 2021 | ANTONIUS SAGITA - KALIBRASI | 13 October 2021 | I KADEK - TSE | ACTIVE
83322006501404 | FLMTP | LIEBERT GXT MTPLUS | IMAGING | FUJIFILM INDONESIA, PT. | GN00002986 | RDC PUSAT - RAWAGELAM | PUSAT | DKI JAKARTA | JAKARTA TIMUR | ACCESSORIES | EMP | 15 April 2021 | ANTONIUS SAGITA - KALIBRASI | - |  | 17 February 2021 | ANTONIUS SAGITA - KALIBRASI | - |  | ACTIVE
83322006501408 | FLMTP | LIEBERT GXT MTPLUS | IMAGING | FUJIFILM INDONESIA, PT. | GN00001828 | RSU WALUYO JATI KRAKSAAN | MALANG | JAWA TIMUR | PROBOLINGGO | ACCESSORIES | EMP | 21 April 2022 | ANTONIUS SAGITA - KALIBRASI | 2 February 2022 | AHMAD FATKHUDIN - TSE | 4 January 2022 | ANTONIUS SAGITA - KALIBRASI | 21 April 2022 | ANTONIUS SAGITA - KALIBRASI | ACTIVE
833221807100137 | FLMTP | LIEBERT GXT MTPLUS | IMAGING | FUJIFILM INDONESIA, PT. | GN00002986 | RDC PUSAT - RAWAGELAM | PUSAT | DKI JAKARTA | JAKARTA TIMUR | ACCESSORIES | EMP | 7 February 2020 | ANTONIUS SAGITA - KALIBRASI | - |  | 7 February 2020 | ANTONIUS SAGITA - KALIBRASI | - |  | ACTIVE
83508 | SHR02 |  |  |  | GN00001083 | RS KANKER DHARMAIS | JAKARTA-2 | DKI JAKARTA | JAKARTA BARAT | MAIN UNIT | CUSTOMER | - |  | 9 December 2005 |  | - |  | - |  | INACTIVE
84/X/10 | BD910 |  |  |  | GN00001166 | RSUD.45 KUNINGAN | CIREBON | JAWA BARAT | KUNINGAN | MAIN UNIT | CUSTOMER | 21 October 2014 | SUKMA WIJAYA - TSE | 1 January 1900 |  | 21 October 2014 | SUKMA WIJAYA - TSE | - |  | INACTIVE
84012392 | FS75U | Spiroanalyser St-75 |  |  | GN00000008 | RSPAD GATOT SOEBROTO | JAKARTA-1 | DKI JAKARTA | JAKARTA PUSAT | MAIN UNIT | CUSTOMER | - |  | 25 March 2019 |  | - |  | - |  | INACTIVE
84012393 | FS75U | Spiroanalyser St-75 |  |  | GN00001351 | RS. Kristen Mojowarno | SURABAYA-1 | JAWA TIMUR | JOMBANG | MAIN UNIT | CUSTOMER | - |  | 3 July 2019 |  | - |  | - |  | INACTIVE
84022395 | FS75U | Spiroanalyser St-75 |  |  | GN00007332 | RSUD BRIDGEN H HASAN BASRI | BANJARMASIN | KALIMANTAN SELATAN | BANJARMASIN | MAIN UNIT | CUSTOMER | - |  | 25 March 2019 |  | - |  | - |  | INACTIVE
84022396 | FS75U | Spiroanalyser St-75 |  |  | GN00002708 | Lab Parahita Dharmawangsa Sby | SURABAYA-2 | JAWA TIMUR |  | MAIN UNIT | CUSTOMER | 6 December 2019 | MIKKI FAHRIZI - TSE | 6 December 2019 |  | 6 December 2019 | MIKKI FAHRIZI - TSE | - |  | INACTIVE
84022397 | FS75U | Spiroanalyser St-75 |  |  | GN00002708 | Lab Parahita Dharmawangsa Sby | SURABAYA-2 | JAWA TIMUR |  | MAIN UNIT | CUSTOMER | 6 December 2019 | MIKKI FAHRIZI - TSE | 6 December 2019 |  | 6 December 2019 | MIKKI FAHRIZI - TSE | - |  | INACTIVE
84022398 | FS75U | Spiroanalyser St-75 |  |  | GN00001782 | RSU KASIH IBU SURAKARTA | SOLO | JAWA TENGAH | SURAKARTA | MAIN UNIT | CUSTOMER | - |  | 25 March 2019 |  | - |  | - |  | INACTIVE
84022399 | FS75U | Spiroanalyser St-75 |  |  | GN00005206 | RS HARAPAN KELUARGA LIPPO CIKARANG (PERMATA KELUARGA) | BEKASI | JAWA BARAT | BEKASI | MAIN UNIT | CUSTOMER | 27 December 2019 | GATOT SURYA ADIPUTRA - TSE | 27 December 2019 |  | 27 December 2019 | GATOT SURYA ADIPUTRA - TSE | - |  | INACTIVE
84022400 | FS75U | Spiroanalyser St-75 |  |  | GN19030030 | UNIVERSITAS AISYIYAH YOGYAKARTA | YOGYAKARTA | YOGYAKARTA | YOGYAKARTA | MAIN UNIT | CUSTOMER | 2 January 2020 | RIDWAN - TSE | 2 January 2020 |  | 2 January 2020 | RIDWAN - TSE | - |  | INACTIVE
84022401 | FS75U | Spiroanalyser St-75 |  |  | GN19120030 | Klinik JRC PPTI | JAKARTA-2 | DKI JAKARTA | JAKARTA BARAT | MAIN UNIT | CUSTOMER | - |  | 22 February 2022 | IBNUL AZIZ - TSE | - |  | 22 February 2022 | IBNUL AZIZ - TSE | INACTIVE
84022402 | FS75U | Spiroanalyser St-75 |  |  | GN00002986 | RDC PUSAT - RAWAGELAM | PUSAT | DKI JAKARTA | JAKARTA TIMUR | MAIN UNIT | EMP | - |  | 25 March 2019 |  | - |  | - |  | INACTIVE
84060017 | FS170 | SPIROANALYZER ST-170 | IMAGING | FUKUDA SANGYO CO.,LTD. | GN00002986 | RDC PUSAT - RAWAGELAM | PUSAT | DKI JAKARTA | JAKARTA TIMUR | MAIN UNIT | EMP | - |  | 11 July 2019 |  | - |  | - |  | ACTIVE
84060018 | FS170 | SPIROANALYZER ST-170 | IMAGING | FUKUDA SANGYO CO.,LTD. | GN00002986 | RDC PUSAT - RAWAGELAM | PUSAT | DKI JAKARTA | JAKARTA TIMUR | MAIN UNIT | EMP | - |  | 11 July 2019 |  | - |  | - |  | ACTIVE
84060019 | FS170 | SPIROANALYZER ST-170 | IMAGING | FUKUDA SANGYO CO.,LTD. | GN20040006 | Parahita Diagnostic Center - Semarang | SEMARANG | JAWA TENGAH | SEMARANG | MAIN UNIT | CUSTOMER | 2 May 2020 | ANDRIAS NUGROHO - TSE | 2 May 2020 |  | 2 May 2020 | ANDRIAS NUGROHO - TSE | - |  | ACTIVE
84060020 | FS170 | SPIROANALYZER ST-170 | IMAGING | FUKUDA SANGYO CO.,LTD. | GN00001952 | LAB PARAHITA BEKASI | BEKASI | JAWA BARAT | BEKASI | MAIN UNIT | CUSTOMER | 6 February 2020 | GATOT SURYA ADIPUTRA - TSE | 6 February 2020 |  | 6 February 2020 | GATOT SURYA ADIPUTRA - TSE | - |  | ACTIVE
84060021 | FS170 | SPIROANALYZER ST-170 | IMAGING | FUKUDA SANGYO CO.,LTD. | GN00002986 | RDC PUSAT - RAWAGELAM | PUSAT | DKI JAKARTA | JAKARTA TIMUR | MAIN UNIT | EMP | - |  | 10 July 2019 |  | - |  | - |  | ACTIVE
84060022 | FS170 | SPIROANALYZER ST-170 | IMAGING | FUKUDA SANGYO CO.,LTD. | GN00002986 | RDC PUSAT - RAWAGELAM | PUSAT | DKI JAKARTA | JAKARTA TIMUR | MAIN UNIT | EMP | - |  | 11 July 2019 |  | - |  | - |  | ACTIVE
84060023 | FS170 | SPIROANALYZER ST-170 | IMAGING | FUKUDA SANGYO CO.,LTD. | GN00004366 | RSU KAMBANG | JAMBI | JAMBI | JAMBI | MAIN UNIT | CUSTOMER | - |  | 26 October 2020 | ABDI PUTRA - TSE | - |  | 26 October 2020 | ABDI PUTRA - TSE | ACTIVE
84060024 | FS170 | SPIROANALYZER ST-170 | IMAGING | FUKUDA SANGYO CO.,LTD. | GN00000512 | RS QOLBU INSAN MULIA | SEMARANG | JAWA TENGAH | BATANG | MAIN UNIT | CUSTOMER | - |  | 4 January 2021 | ANDRIAS NUGROHO - TSE | - |  | 4 January 2021 | ANDRIAS NUGROHO - TSE | ACTIVE
84060025 | FS170 | SPIROANALYZER ST-170 | IMAGING | FUKUDA SANGYO CO.,LTD. | GN19100067 | RS LANGIT GOLDEN MEDIKA | JAMBI | JAMBI | JAMBI | MAIN UNIT | CUSTOMER | - |  | 22 November 2020 | ABDI PUTRA - TSE | - |  | 22 November 2020 | ABDI PUTRA - TSE | ACTIVE
84060026 | FS170 | SPIROANALYZER ST-170 | IMAGING | FUKUDA SANGYO CO.,LTD. | GN19120002 | RSIA HERMINA PEKANBARU | PEKAN BARU | RIAU | PEKANBARU | MAIN UNIT | CUSTOMER | - |  | 28 December 2020 | RUDI SETIAWAN - TSE | - |  | 28 December 2020 | RUDI SETIAWAN - TSE | ACTIVE
84062412 | FS75U | Spiroanalyser St-75 |  |  | GN00002986 | RDC PUSAT - RAWAGELAM | PUSAT | DKI JAKARTA | JAKARTA TIMUR | MAIN UNIT | EMP | 17 January 2020 | ANTONIUS SAGITA - KALIBRASI | - |  | 17 January 2020 | ANTONIUS SAGITA - KALIBRASI | - |  | INACTIVE
84062413 | FS75U | Spiroanalyser St-75 |  |  | GN00002986 | RDC PUSAT - RAWAGELAM | PUSAT | DKI JAKARTA | JAKARTA TIMUR | MAIN UNIT | EMP | 17 January 2020 | ANTONIUS SAGITA - KALIBRASI | - |  | 17 January 2020 | ANTONIUS SAGITA - KALIBRASI | - |  | INACTIVE
84100002105 | 98641 | INDIKO PLUS WITH ISE | DIAGNOSTIC 2 | THERMO FISHER SCIEN. OY | GN00002986 | RDC PUSAT - RAWAGELAM | PUSAT | DKI JAKARTA | JAKARTA TIMUR | MAIN UNIT | EMP | - |  | 12 November 2018 |  | - |  | - |  | ACTIVE
85020036 | FS170 | SPIROANALYZER ST-170 | IMAGING | FUKUDA SANGYO CO.,LTD. | GN00002986 | RDC PUSAT - RAWAGELAM | PUSAT | DKI JAKARTA | JAKARTA TIMUR | MAIN UNIT | EMP | 9 March 2020 | ANTONIUS SAGITA - KALIBRASI | - |  | 9 March 2020 | ANTONIUS SAGITA - KALIBRASI | - |  | ACTIVE
85020037 | FS170 | SPIROANALYZER ST-170 | IMAGING | FUKUDA SANGYO CO.,LTD. | GN00002986 | RDC PUSAT - RAWAGELAM | PUSAT | DKI JAKARTA | JAKARTA TIMUR | MAIN UNIT | EMP | 9 March 2020 | ANTONIUS SAGITA - KALIBRASI | - |  | 9 March 2020 | ANTONIUS SAGITA - KALIBRASI | - |  | ACTIVE
85020038 | FS170 | SPIROANALYZER ST-170 | IMAGING | FUKUDA SANGYO CO.,LTD. | GN21020003 | Laboratorium Klinik Kimia Farma - Sriwijaya | MATARAM | NUSA TENGGARA BARAT | MATARAM | MAIN UNIT | CUSTOMER | 9 March 2020 | ANTONIUS SAGITA - KALIBRASI | 4 February 2021 | I KADEK - TSE | 9 March 2020 | ANTONIUS SAGITA - KALIBRASI | 4 February 2021 | I KADEK - TSE | ACTIVE
85020039 | FS170 | SPIROANALYZER ST-170 | IMAGING | FUKUDA SANGYO CO.,LTD. | GN00002986 | RDC PUSAT - RAWAGELAM | PUSAT | DKI JAKARTA | JAKARTA TIMUR | MAIN UNIT | EMP | 9 March 2020 | ANTONIUS SAGITA - KALIBRASI | - |  | 9 March 2020 | ANTONIUS SAGITA - KALIBRASI | - |  | ACTIVE
85020040 | FS170 | SPIROANALYZER ST-170 | IMAGING | FUKUDA SANGYO CO.,LTD. | GN21020006 | Lab Kimia Farma - Ahmad Yani | MANADO | SULAWESI UTARA | MANADO | MAIN UNIT | CUSTOMER | 9 March 2020 | ANTONIUS SAGITA - KALIBRASI | 16 February 2021 | DIAN FEBRIYANA - TSE | 9 March 2020 | ANTONIUS SAGITA - KALIBRASI | 16 February 2021 | DIAN FEBRIYANA - TSE | ACTIVE
85020041 | FS170 | SPIROANALYZER ST-170 | IMAGING | FUKUDA SANGYO CO.,LTD. | GN00002986 | RDC PUSAT - RAWAGELAM | PUSAT | DKI JAKARTA | JAKARTA TIMUR | MAIN UNIT | EMP | 9 March 2020 | ANTONIUS SAGITA - KALIBRASI | - |  | 9 March 2020 | ANTONIUS SAGITA - KALIBRASI | - |  | ACTIVE
85020042 | FS170 | SPIROANALYZER ST-170 | IMAGING | FUKUDA SANGYO CO.,LTD. | GN20050010 | RS. HERMINA KARAWANG | BEKASI | JAWA BARAT | BEKASI | MAIN UNIT | CUSTOMER | 9 March 2020 | ANTONIUS SAGITA - KALIBRASI | 8 March 2021 | GATOT SURYA ADIPUTRA - TSE | 9 March 2020 | ANTONIUS SAGITA - KALIBRASI | 8 March 2021 | GATOT SURYA ADIPUTRA - TSE | ACTIVE
85020043 | FS170 | SPIROANALYZER ST-170 | IMAGING | FUKUDA SANGYO CO.,LTD. | GN00000863 | RS AWAL BROS - PT MAKASSAR GLOBAL | MAKASSAR | SULAWESI SELATAN | MAKASSAR | MAIN UNIT | CUSTOMER | 9 March 2020 | ANTONIUS SAGITA - KALIBRASI | 22 March 2021 | AUGESTA NANDA PRADANA - TSE | 9 March 2020 | ANTONIUS SAGITA - KALIBRASI | 22 March 2021 | AUGESTA NANDA PRADANA - TSE | ACTIVE
85020044 | FS170 | SPIROANALYZER ST-170 | IMAGING | FUKUDA SANGYO CO.,LTD. | GN21040001 | Lab Klinik Kimia Farma - A. Yani | SAMARINDA | KALIMANTAN TIMUR | SAMARINDA | MAIN UNIT | CUSTOMER | 9 March 2020 | ANTONIUS SAGITA - KALIBRASI | 31 August 2021 | SARWANDI - TSE | 9 March 2020 | ANTONIUS SAGITA - KALIBRASI | 31 August 2021 | SARWANDI - TSE | ACTIVE
85020045 | FS170 | SPIROANALYZER ST-170 | IMAGING | FUKUDA SANGYO CO.,LTD. | GN00001032 | RS HERMINA PODOMORO | JAKARTA-1 | DKI JAKARTA | JAKARTA UTARA | MAIN UNIT | CUSTOMER | 9 March 2020 | ANTONIUS SAGITA - KALIBRASI | 6 April 2021 | NICO HERMAWAN - TSE CP | 9 March 2020 | ANTONIUS SAGITA - KALIBRASI | 6 April 2021 | NICO HERMAWAN - TSE CP | ACTIVE
85040059 | FS170 | SPIROANALYZER ST-170 | IMAGING | FUKUDA SANGYO CO.,LTD. | GN00002986 | RDC PUSAT - RAWAGELAM | PUSAT | DKI JAKARTA | JAKARTA TIMUR | MAIN UNIT | EMP | 15 April 2021 | ANTONIUS SAGITA - KALIBRASI | - |  | 8 April 2021 | ANTONIUS SAGITA - KALIBRASI | - |  | ACTIVE
85040060 | FS170 | SPIROANALYZER ST-170 | IMAGING | FUKUDA SANGYO CO.,LTD. | GN21050018 | RSU Mahkota Bidadari | MEDAN | SUMATERA UTARA | MEDAN | MAIN UNIT | CUSTOMER | 15 April 2021 | ANTONIUS SAGITA - KALIBRASI | 18 June 2021 | BARITA P-SIMAMORA - TSE | 8 April 2021 | ANTONIUS SAGITA - KALIBRASI | 18 June 2021 | BARITA P-SIMAMORA - TSE | ACTIVE
85040061 | FS170 | SPIROANALYZER ST-170 | IMAGING | FUKUDA SANGYO CO.,LTD. | GN00000012 | RS PERSAHABATAN | JAKARTA-1 | DKI JAKARTA | JAKARTA TIMUR | MAIN UNIT | EMP | 15 April 2021 | ANTONIUS SAGITA - KALIBRASI | - |  | 8 April 2021 | ANTONIUS SAGITA - KALIBRASI | 5 May 2021 | System Auto | ACTIVE
85040062 | FS170 | SPIROANALYZER ST-170 | IMAGING | FUKUDA SANGYO CO.,LTD. | GN19010005 | RS HERMINA MAKASSAR | MAKASSAR | SULAWESI SELATAN | MAKASSAR | MAIN UNIT | CUSTOMER | 15 April 2021 | ANTONIUS SAGITA - KALIBRASI | 24 June 2021 | ASRULLAH - TSE | 8 April 2021 | ANTONIUS SAGITA - KALIBRASI | 24 June 2021 | ASRULLAH - TSE | ACTIVE
85040063 | FS170 | SPIROANALYZER ST-170 | IMAGING | FUKUDA SANGYO CO.,LTD. | GN20110016 | RS HERMINA WONOGIRI | SOLO | JAWA TENGAH | SURAKARTA | MAIN UNIT | CUSTOMER | 15 April 2021 | ANTONIUS SAGITA - KALIBRASI | - |  | 8 April 2021 | ANTONIUS SAGITA - KALIBRASI | 17 April 2025 | ANDI ISMAIL - SPV TSE TIMUR | ACTIVE
85040064 | FS170 | SPIROANALYZER ST-170 | IMAGING | FUKUDA SANGYO CO.,LTD. | GN19110010 | RS PKU Muhammadiyah Jatinom | SOLO | JAWA TENGAH | SURAKARTA | MAIN UNIT | CUSTOMER | 21 April 2022 | ANTONIUS SAGITA - KALIBRASI | 30 July 2021 | TEGAR PANDU - TSE | 27 July 2021 | ANTONIUS SAGITA - KALIBRASI | 21 April 2022 | ANTONIUS SAGITA - KALIBRASI | ACTIVE
85040065 | FS170 | SPIROANALYZER ST-170 | IMAGING | FUKUDA SANGYO CO.,LTD. | GN21110001 | Klinik Prime Care Samarinda | SAMARINDA | KALIMANTAN TIMUR | SAMARINDA | MAIN UNIT | CUSTOMER | 15 April 2021 | ANTONIUS SAGITA - KALIBRASI | 30 November 2021 | SARWANDI - TSE | 8 April 2021 | ANTONIUS SAGITA - KALIBRASI | 30 November 2021 | SARWANDI - TSE | ACTIVE
85040066 | FS170 | SPIROANALYZER ST-170 | IMAGING | FUKUDA SANGYO CO.,LTD. | GN00002986 | RDC PUSAT - RAWAGELAM | PUSAT | DKI JAKARTA | JAKARTA TIMUR | MAIN UNIT | EMP | 15 April 2021 | ANTONIUS SAGITA - KALIBRASI | - |  | 8 April 2021 | ANTONIUS SAGITA - KALIBRASI | - |  | ACTIVE
85040067 | FS170 | SPIROANALYZER ST-170 | IMAGING | FUKUDA SANGYO CO.,LTD. | GN00002268 | RSI SITI HAJAR/INST FAR RSI SITI HAJAR | SURABAYA-1 | JAWA TIMUR |  | MAIN UNIT | CUSTOMER | 15 April 2021 | ANTONIUS SAGITA - KALIBRASI | 18 August 2021 | GANDHI YANRANGGA | 8 April 2021 | ANTONIUS SAGITA - KALIBRASI | 18 August 2021 | GANDHI YANRANGGA | ACTIVE
85040068 | FS170 | SPIROANALYZER ST-170 | IMAGING | FUKUDA SANGYO CO.,LTD. | GN00010692 | RS. IBNU SINA SIMPANG AMPEK | PADANG | SUMATERA BARAT | PADANG | MAIN UNIT | CUSTOMER | 15 April 2021 | ANTONIUS SAGITA - KALIBRASI | 30 September 2021 | ABDI PUTRA - TSE | 8 April 2021 | ANTONIUS SAGITA - KALIBRASI | 30 September 2021 | ABDI PUTRA - TSE | ACTIVE
85080023 | FS190 | Spiroanalyzer ST190 | IMAGING | FUKUDA SANGYO CO.,LTD. | GN00003001 | PT. ENSEVAL MEDIKA PRIMA - HO | PUSAT | DKI JAKARTA | JAKARTA TIMUR |  | EMP | - |  | - |  | 6 November 2024 | ARIEF SETIAWAN - TSE CP | - |  | ACTIVE
85080024 | FS190 | Spiroanalyzer ST190 | IMAGING | FUKUDA SANGYO CO.,LTD. | GN25080002 | RS AWAL BROS BATU AJI | BATAM | KEPULAUAN RIAU | BATAM | MAIN UNIT | CUSTOMER | - |  | 16 July 2025 |  | 20 January 2025 | ARIEF SETIAWAN - TSE CP | 4 August 2025 | SAHID DERMAWAN - SPV TSE BARAT | ACTIVE
85080025 | FS190 | Spiroanalyzer ST190 | IMAGING | FUKUDA SANGYO CO.,LTD. | GN25070010 | RS SANTO ANTONIO BATURAJA | PALEMBANG | SUMATERA SELATAN | PALEMBANG | MAIN UNIT | CUSTOMER | - |  | 29 July 2025 |  | 20 January 2025 | ARIEF SETIAWAN - TSE CP | 4 August 2025 | SAHID DERMAWAN - SPV TSE BARAT | ACTIVE
85480790 | BAY29 | MEDRAD® Mark 7 Arterion Injection System | IMAGING | BAYER MEDICAL CARE B.V. | GN00002986 | RDC PUSAT - RAWAGELAM | PUSAT | DKI JAKARTA | JAKARTA TIMUR | MAIN UNIT | EMP | - |  | - |  | 12 May 2023 | ANTONIUS SAGITA - KALIBRASI | - |  | ACTIVE
86/XII/13 | TE019 | WARMER TSN 807 IWSC | IMAGING | TESENA INOVINDO, PT | GN00001905 | RSUD TIDAR KAB MAGELANG | YOGYAKARTA | YOGYAKARTA | YOGYAKARTA | MAIN UNIT | CUSTOMER | 7 October 2014 | DIAN FEBRIYANA - TSE | 21 December 2013 |  | 7 October 2014 | DIAN FEBRIYANA - TSE | - |  | ACTIVE
86030073 | FS170 | SPIROANALYZER ST-170 | IMAGING | FUKUDA SANGYO CO.,LTD. | GN00002986 | RDC PUSAT - RAWAGELAM | PUSAT | DKI JAKARTA | JAKARTA TIMUR | MAIN UNIT | EMP | 21 April 2022 | ANTONIUS SAGITA - KALIBRASI | - |  | 10 August 2021 | ANTONIUS SAGITA - KALIBRASI | - |  | ACTIVE
86030074 | FS170 | SPIROANALYZER ST-170 | IMAGING | FUKUDA SANGYO CO.,LTD. | GN00002986 | RDC PUSAT - RAWAGELAM | PUSAT | DKI JAKARTA | JAKARTA TIMUR | MAIN UNIT | EMP | 21 April 2022 | ANTONIUS SAGITA - KALIBRASI | - |  | 10 August 2021 | ANTONIUS SAGITA - KALIBRASI | - |  | ACTIVE
86030075 | FS170 | SPIROANALYZER ST-170 | IMAGING | FUKUDA SANGYO CO.,LTD. | GN00002986 | RDC PUSAT - RAWAGELAM | PUSAT | DKI JAKARTA | JAKARTA TIMUR | MAIN UNIT | EMP | 21 April 2022 | ANTONIUS SAGITA - KALIBRASI | - |  | 10 August 2021 | ANTONIUS SAGITA - KALIBRASI | - |  | ACTIVE
86030076 | VPM12 | Votem Patient Monitor 12 Inch | IMAGING | VOTEM CO., Ltd | GN00002986 | RDC PUSAT - RAWAGELAM | PUSAT | DKI JAKARTA | JAKARTA TIMUR | MAIN UNIT | EMP | 21 April 2022 | ANTONIUS SAGITA - KALIBRASI | - |  | 10 August 2021 | ANTONIUS SAGITA - KALIBRASI | - |  | ACTIVE
86030077 | FS170 | SPIROANALYZER ST-170 | IMAGING | FUKUDA SANGYO CO.,LTD. | GN21110003 | RS Politeknik Ilmu Pelayaran Makassar | MAKASSAR | SULAWESI SELATAN | MAKASSAR | MAIN UNIT | CUSTOMER | 21 April 2022 | ANTONIUS SAGITA - KALIBRASI | 5 November 2021 | ASRULLAH - TSE | 10 August 2021 | ANTONIUS SAGITA - KALIBRASI | 21 April 2022 | ANTONIUS SAGITA - KALIBRASI | ACTIVE
86030078 | FS170 | SPIROANALYZER ST-170 | IMAGING | FUKUDA SANGYO CO.,LTD. | GN00002986 | RDC PUSAT - RAWAGELAM | PUSAT | DKI JAKARTA | JAKARTA TIMUR | MAIN UNIT | EMP | 21 April 2022 | ANTONIUS SAGITA - KALIBRASI | - |  | 10 August 2021 | ANTONIUS SAGITA - KALIBRASI | - |  | ACTIVE
86030079 | FS170 | SPIROANALYZER ST-170 | IMAGING | FUKUDA SANGYO CO.,LTD. | GN00002986 | RDC PUSAT - RAWAGELAM | PUSAT | DKI JAKARTA | JAKARTA TIMUR | MAIN UNIT | EMP | 21 April 2022 | ANTONIUS SAGITA - KALIBRASI | - |  | 10 August 2021 | ANTONIUS SAGITA - KALIBRASI | - |  | ACTIVE
86030080 | FS170 | SPIROANALYZER ST-170 | IMAGING | FUKUDA SANGYO CO.,LTD. | GN00002986 | RDC PUSAT - RAWAGELAM | PUSAT | DKI JAKARTA | JAKARTA TIMUR | MAIN UNIT | EMP | 21 April 2022 | ANTONIUS SAGITA - KALIBRASI | - |  | 10 August 2021 | ANTONIUS SAGITA - KALIBRASI | - |  | ACTIVE
86030081 | FS170 | SPIROANALYZER ST-170 | IMAGING | FUKUDA SANGYO CO.,LTD. | GN00001312 | RS Puri Raharja Denpasar | DENPASAR | BALI |  | MAIN UNIT | CUSTOMER | 21 April 2022 | ANTONIUS SAGITA - KALIBRASI | 11 December 2021 | I KADEK - TSE | 10 August 2021 | ANTONIUS SAGITA - KALIBRASI | 21 April 2022 | ANTONIUS SAGITA - KALIBRASI | ACTIVE
86030082 | FS170 | SPIROANALYZER ST-170 | IMAGING | FUKUDA SANGYO CO.,LTD. | GN00002986 | RDC PUSAT - RAWAGELAM | PUSAT | DKI JAKARTA | JAKARTA TIMUR | MAIN UNIT | EMP | 21 April 2022 | ANTONIUS SAGITA - KALIBRASI | - |  | 10 August 2021 | ANTONIUS SAGITA - KALIBRASI | - |  | ACTIVE
86050083 | FS170 | SPIROANALYZER ST-170 | IMAGING | FUKUDA SANGYO CO.,LTD. | GN00001457 | RS Santa Elizabeth | PURWOKERTO | JAWA TENGAH | PURWOKERTO | MAIN UNIT | CUSTOMER | - |  | 10 December 2021 | RIDWAN - TSE | 23 November 2021 | ARIEF SETIAWAN - TSE CP | 10 December 2021 | RIDWAN - TSE | ACTIVE
86050084 | FS170 | SPIROANALYZER ST-170 | IMAGING | FUKUDA SANGYO CO.,LTD. | GN18040018 | RS UNGGUL KARSA MEDIKA | BANDUNG | JAWA BARAT | BANDUNG | MAIN UNIT | CUSTOMER | - |  | 28 December 2021 | ARBIANSYAH - TSE | 23 November 2021 | ARIEF SETIAWAN - TSE CP | 28 December 2021 | ARBIANSYAH - TSE | ACTIVE
86050086 | FS170 | SPIROANALYZER ST-170 | IMAGING | FUKUDA SANGYO CO.,LTD. | GN00002921 | RS MITRA KELUARGA DEPOK ( RSMK ) | PEJATEN | JAWA BARAT | DEPOK | MAIN UNIT | CUSTOMER | 25 January 2022 | IBNUL AZIZ - TSE | 30 December 2021 | IBNUL AZIZ - TSE | 23 November 2021 | ARIEF SETIAWAN - TSE CP | 25 January 2022 | IBNUL AZIZ - TSE | ACTIVE
86050087 | FS170 | SPIROANALYZER ST-170 | IMAGING | FUKUDA SANGYO CO.,LTD. | GN00002986 | RDC PUSAT - RAWAGELAM | PUSAT | DKI JAKARTA | JAKARTA TIMUR | MAIN UNIT | EMP | - |  | - |  | 23 November 2021 | ARIEF SETIAWAN - TSE CP | - |  | ACTIVE
86050088 | FS170 | SPIROANALYZER ST-170 | IMAGING | FUKUDA SANGYO CO.,LTD. | GN00002986 | RDC PUSAT - RAWAGELAM | PUSAT | DKI JAKARTA | JAKARTA TIMUR | MAIN UNIT | EMP | - |  | - |  | 23 November 2021 | ARIEF SETIAWAN - TSE CP | - |  | ACTIVE
86050089 | FS170 | SPIROANALYZER ST-170 | IMAGING | FUKUDA SANGYO CO.,LTD. | GN00011148 | RSIA KELUARGA KITA | TANGERANG | BANTEN | TANGERANG | MAIN UNIT | CUSTOMER | - |  | 26 February 2022 | ADITIYA NOVANDRA - TSE | 23 November 2021 | ARIEF SETIAWAN - TSE CP | 26 February 2022 | ADITIYA NOVANDRA - TSE | ACTIVE
86050090 | FS170 | SPIROANALYZER ST-170 | IMAGING | FUKUDA SANGYO CO.,LTD. | GN00006576 | DINAS KESEHATAN KAB/ KOTA. MANDAILING NATAL | PEMATANG SIANTAR | SUMATERA UTARA | MANDAILING NATAL | MAIN UNIT | CUSTOMER | - |  | 14 February 2022 | BARITA P-SIMAMORA - TSE | 23 November 2021 | TRIYONO - TSE AREA BARAT | 14 February 2022 | BARITA P-SIMAMORA - TSE | ACTIVE
86050091 | FS170 | SPIROANALYZER ST-170 | IMAGING | FUKUDA SANGYO CO.,LTD. | GN00006576 | DINAS KESEHATAN KAB/ KOTA. MANDAILING NATAL | PEMATANG SIANTAR | SUMATERA UTARA | MANDAILING NATAL | MAIN UNIT | CUSTOMER | - |  | 14 February 2022 | BARITA P-SIMAMORA - TSE | 23 November 2021 | TRIYONO - TSE AREA BARAT | 14 February 2022 | BARITA P-SIMAMORA - TSE | ACTIVE
86070092 | FS170 | SPIROANALYZER ST-170 | IMAGING | FUKUDA SANGYO CO.,LTD. | GN00006667 | RSU GANESHA | DENPASAR | BALI | DENPASAR | MAIN UNIT | CUSTOMER | - |  | 5 January 2022 | I KADEK - TSE | 23 November 2021 | TRIYONO - TSE AREA BARAT | 5 January 2022 | I KADEK - TSE | ACTIVE
86070093 | FS170 | SPIROANALYZER ST-170 | IMAGING | FUKUDA SANGYO CO.,LTD. | GN20100014 | Rumah Sakit Mitra Keluarga - Pondok Candra | SURABAYA-1 | JAWA TIMUR | SURABAYA | MAIN UNIT | CUSTOMER | - |  | 14 February 2022 | FAJAR LESMANA - TSE | 23 November 2021 | TRIYONO - TSE AREA BARAT | 14 February 2022 | FAJAR LESMANA - TSE | ACTIVE
86070094 | FS170 | SPIROANALYZER ST-170 | IMAGING | FUKUDA SANGYO CO.,LTD. | GN22060005 | KLINIK CERIA MEDIKA | BALIKPAPAN | KALIMANTAN TIMUR | BALIKPAPAN | MAIN UNIT | CUSTOMER | - |  | 3 June 2022 | FAJAR LESMANA - TSE | 23 November 2021 | TRIYONO - TSE AREA BARAT | 3 June 2022 | FAJAR LESMANA - TSE | ACTIVE
86070095 | FS170 | SPIROANALYZER ST-170 | IMAGING | FUKUDA SANGYO CO.,LTD. | GN00011298 | RS PRIMA MEDIKA | DENPASAR | BALI | DENPASAR | MAIN UNIT | CUSTOMER | - |  | 21 February 2022 | I KADEK - TSE | 23 November 2021 | TRIYONO - TSE AREA BARAT | 21 February 2022 | I KADEK - TSE | ACTIVE
86070096 | FS170 | SPIROANALYZER ST-170 | IMAGING | FUKUDA SANGYO CO.,LTD. | GN00001611 | LAB GATOT SUBROTO BATAM | BATAM | KEPULAUAN RIAU | BATAM | MAIN UNIT | CUSTOMER | 21 April 2022 | ANTONIUS SAGITA - KALIBRASI | 9 March 2022 | RUDI SETIAWAN - TSE | 1 March 2022 | ANTONIUS SAGITA - KALIBRASI | 21 April 2022 | ANTONIUS SAGITA - KALIBRASI | ACTIVE
86070097 | FS170 | SPIROANALYZER ST-170 | IMAGING | FUKUDA SANGYO CO.,LTD. | GN19110008 | RSU Mitra Keluarga Husada | SOLO | JAWA TENGAH | SURAKARTA | MAIN UNIT | CUSTOMER | - |  | 17 February 2022 |  | 23 November 2021 | TRIYONO - TSE AREA BARAT | 23 January 2025 | ANDI ISMAIL - SPV TSE TIMUR | ACTIVE
86070098 | FS170 | SPIROANALYZER ST-170 | IMAGING | FUKUDA SANGYO CO.,LTD. | GN22020011 | KLINIK UTAMA RAWAT INAP RAHAYU | BANDAR LAMPUNG | LAMPUNG | BANDAR LAMPUNG | MAIN UNIT | CUSTOMER | - |  | 31 March 2022 | SELAMAT SIPAHUTAR - TSE | 23 November 2021 | TRIYONO - TSE AREA BARAT | 31 March 2022 | SELAMAT SIPAHUTAR - TSE | ACTIVE
861000110455 | G6104 | GALLERY-FOOD (INCL PC 9860211 AND KIT 986101) | BIOSCIENCE | THERMO FISHER SCIEN. OY | GN00003001 | PT. ENSEVAL MEDIKA PRIMA - HO | PUSAT | DKI JAKARTA | JAKARTA TIMUR | MAIN UNIT | EMP | 1 November 2019 | MOHAMAD SUKARJO - TSE CP | 1 November 2019 |  | 1 November 2019 | MOHAMAD SUKARJO - TSE CP | 24 August 2022 | GATOT SURYA ADIPUTRA - TSE | ACTIVE
861000110534 | G6011 | GALLERY-water (incl PC 9860211 and Kit 986101) | BIOSCIENCE | THERMO FISHER SCIEN. OY | GN00002985 | WORKSHOOP CSM PUSAT | PUSAT | DKI JAKARTA | JAKARTA TIMUR | MAIN UNIT | EMP | 10 May 2019 | SUKMA WIJAYA - TSE | 24 August 2022 | GATOT SURYA ADIPUTRA - TSE | 10 May 2019 | SUKMA WIJAYA - TSE | 25 November 2024 | SAHID DERMAWAN - SPV TSE BARAT | ACTIVE
861000110535 | G6011 | GALLERY-water (incl PC 9860211 and Kit 986101) | BIOSCIENCE | THERMO FISHER SCIEN. OY | GN18110017 | PT. Baristand Industri | BANJARMASIN | KALIMANTAN SELATAN | BANJARMASIN | MAIN UNIT | CUSTOMER | - |  | 14 November 2018 |  | - |  | - |  | ACTIVE
861000110564 | G6011 | GALLERY-water (incl PC 9860211 and Kit 986101) | BIOSCIENCE | THERMO FISHER SCIEN. OY | GN00011695 | UPT laboratorium Terpadu Universitas Diponegoro | SEMARANG | JAWA TENGAH | SEMARANG | MAIN UNIT | CUSTOMER | - |  | 8 May 2019 |  | - |  | - |  | ACTIVE
861000110565 | G6011 | GALLERY-water (incl PC 9860211 and Kit 986101) | BIOSCIENCE | THERMO FISHER SCIEN. OY | GN00002107 | DINAS KESEHATAN KAB/KOTA. BOYOLALI | SOLO | JAWA TENGAH | BOYOLALI | MAIN UNIT | EMP | - |  | 11 June 2020 |  | - |  | 30 October 2023 | ANDI ISMAIL - SPV TSE TIMUR | ACTIVE
861000143027 | G6104 | GALLERY-FOOD (INCL PC 9860211 AND KIT 986101) | BIOSCIENCE | THERMO FISHER SCIEN. OY | GN20100013 | Mars Cocoa Research Center | MAKASSAR | SULAWESI SELATAN | MAKASSAR | MAIN UNIT | CUSTOMER | 25 November 2019 | LEO LANANG SIGIT - TSE CP | 27 October 2020 | MUNADI - TSE | 25 November 2019 | LEO LANANG SIGIT - TSE CP | 27 October 2020 | MUNADI - TSE | ACTIVE
86100110535 | G6104 | GALLERY-FOOD (INCL PC 9860211 AND KIT 986101) | BIOSCIENCE | THERMO FISHER SCIEN. OY | GN00002986 | RDC PUSAT - RAWAGELAM | PUSAT | DKI JAKARTA | JAKARTA TIMUR | MAIN UNIT | EMP | 23 November 2016 | SURYADI | 23 November 2016 |  | 23 November 2016 | SURYADI | - |  | ACTIVE
861100110440 | G6111 | GALLERY WITH ECM-WATER (INCL PC 9860211 AND KIT 986101 AND 986200) | BIOSCIENCE | THERMO FISHER SCIEN. OY | GN00002985 | WORKSHOOP CSM PUSAT | PUSAT | DKI JAKARTA | JAKARTA TIMUR | MAIN UNIT | EMP | 6 March 2018 | FARIDA ADELINA | 1 January 1900 |  | 6 March 2018 | FARIDA ADELINA | 25 March 2025 | SAHID DERMAWAN - SPV TSE BARAT | ACTIVE
8611312 | SRNEP | NEPTUNE STD MONITOR 6 PAR | IMAGING | SIARE INTERNATIONAL | GN00002457 | RSU PARE | KEDIRI | JAWA TIMUR | KEDIRI | MAIN UNIT | CUSTOMER | 10 April 2015 |  | 1 January 1900 |  | 10 April 2015 |  | - |  | ACTIVE
8611316 | SRNEP | NEPTUNE STD MONITOR 6 PAR | IMAGING | SIARE INTERNATIONAL | GN00001710 | RSU PROVINSI SULAWESI TENGGARA | PALU | SULAWESI TENGGARA | KENDARI | MAIN UNIT | CUSTOMER | 13 April 2015 |  | 1 January 1900 |  | 13 April 2015 |  | - |  | ACTIVE
86117144 | FDRPL | DRYPIX PLUS | IMAGING | FUJIFILM INDONESIA, PT. | GN00008859 | RSUD. PASIRIAN | JEMBER | JAWA TIMUR | JEMBER | MAIN UNIT | CUSTOMER | 9 June 2020 | ARIEF SETIAWAN - TSE CP | 30 June 2020 | AHMAD FATKHUDIN - TSE | 9 June 2020 | ARIEF SETIAWAN - TSE CP | 30 June 2020 | AHMAD FATKHUDIN - TSE | ACTIVE
86120104 | FS170 | SPIROANALYZER ST-170 | IMAGING | FUKUDA SANGYO CO.,LTD. | GN00003001 | PT. ENSEVAL MEDIKA PRIMA - HO | PUSAT | DKI JAKARTA | JAKARTA TIMUR | MAIN UNIT | EMP | 21 April 2022 | ANTONIUS SAGITA - KALIBRASI | - |  | 21 February 2022 | ANTONIUS SAGITA - KALIBRASI | 21 April 2022 | ANTONIUS SAGITA - KALIBRASI | ACTIVE
86120105 | FS170 | SPIROANALYZER ST-170 | IMAGING | FUKUDA SANGYO CO.,LTD. | GN00002986 | RDC PUSAT - RAWAGELAM | PUSAT | DKI JAKARTA | JAKARTA TIMUR | MAIN UNIT | EMP | 21 April 2022 | ANTONIUS SAGITA - KALIBRASI | - |  | 21 February 2022 | ANTONIUS SAGITA - KALIBRASI | - |  | ACTIVE
86120106 | FS170 | SPIROANALYZER ST-170 | IMAGING | FUKUDA SANGYO CO.,LTD. | GN00000383 | RS PERTAMINA P BRANDAN | MEDAN | SUMATERA UTARA | MEDAN | MAIN UNIT | CUSTOMER | 21 April 2022 | ANTONIUS SAGITA - KALIBRASI | 30 April 2022 | BARITA P-SIMAMORA - TSE | 21 February 2022 | ANTONIUS SAGITA - KALIBRASI | 30 April 2022 | BARITA P-SIMAMORA - TSE | ACTIVE
86120107 | FS170 | SPIROANALYZER ST-170 | IMAGING | FUKUDA SANGYO CO.,LTD. | GN00003001 | PT. ENSEVAL MEDIKA PRIMA - HO | PUSAT | DKI JAKARTA | JAKARTA TIMUR | MAIN UNIT | EMP | 21 April 2022 | ANTONIUS SAGITA - KALIBRASI | - |  | 21 February 2022 | ANTONIUS SAGITA - KALIBRASI | 21 April 2022 | ANTONIUS SAGITA - KALIBRASI | ACTIVE
86120108 | FS170 | SPIROANALYZER ST-170 | IMAGING | FUKUDA SANGYO CO.,LTD. | GN00003001 | PT. ENSEVAL MEDIKA PRIMA - HO | PUSAT | DKI JAKARTA | JAKARTA TIMUR | MAIN UNIT | EMP | 21 April 2022 | ANTONIUS SAGITA - KALIBRASI | - |  | 21 February 2022 | ANTONIUS SAGITA - KALIBRASI | 21 April 2022 | ANTONIUS SAGITA - KALIBRASI | ACTIVE
86120109 | FS170 | SPIROANALYZER ST-170 | IMAGING | FUKUDA SANGYO CO.,LTD. | GN00000534 | RSUD UNGARAN | SEMARANG | JAWA TENGAH | UNGARAN | MAIN UNIT | CUSTOMER | 21 April 2022 | ANTONIUS SAGITA - KALIBRASI | 26 April 2022 | ANDRIAS NUGROHO - TSE | 21 February 2022 | ANTONIUS SAGITA - KALIBRASI | 26 April 2022 | ANDRIAS NUGROHO - TSE | ACTIVE
86120110 | FS170 | SPIROANALYZER ST-170 | IMAGING | FUKUDA SANGYO CO.,LTD. | GN00000534 | RSUD UNGARAN | SEMARANG | JAWA TENGAH | UNGARAN | MAIN UNIT | CUSTOMER | 21 April 2022 | ANTONIUS SAGITA - KALIBRASI | 26 April 2022 | ANDRIAS NUGROHO - TSE | 21 February 2022 | ANTONIUS SAGITA - KALIBRASI | 26 April 2022 | ANDRIAS NUGROHO - TSE | ACTIVE
86120111 | FS170 | SPIROANALYZER ST-170 | IMAGING | FUKUDA SANGYO CO.,LTD. | GN22040027 | LAB KLINIK KIMIA FARMA PALANGKARAYA | BANJARMASIN | KALIMANTAN TENGAH | BANJARMASIN | MAIN UNIT | CUSTOMER | 21 April 2022 | ANTONIUS SAGITA - KALIBRASI | 27 April 2022 | FAJAR LESMANA - TSE | 21 February 2022 | ANTONIUS SAGITA - KALIBRASI | 27 April 2022 | FAJAR LESMANA - TSE | ACTIVE
86130474 | FDLIP | DRYPIX LITE BOOKBILL | IMAGING | FUJIFILM INDONESIA, PT. | GN20100005 | RS MITRA MEDIKA NAROM | BEKASI | JAWA BARAT | BEKASI | MAIN UNIT | CUSTOMER | 22 October 2020 | ANTONIUS SAGITA - KALIBRASI | 30 October 2020 | GATOT SURYA ADIPUTRA - TSE | 15 October 2020 | ANTONIUS SAGITA - KALIBRASI | 30 October 2020 | GATOT SURYA ADIPUTRA - TSE | ACTIVE
86130477 | FDLIP | DRYPIX LITE BOOKBILL | IMAGING | FUJIFILM INDONESIA, PT. | GN00000465 | RSUD TAMIANG | BANDA ACEH | ACEH | TAMIANG | MAIN UNIT | CUSTOMER | 7 January 2021 | ARIEF SETIAWAN - TSE CP | 8 December 2020 | ABDUL KARIM - TSE | 7 December 2020 | ARIEF SETIAWAN - TSE CP | 7 January 2021 | ARIEF SETIAWAN - TSE CP | ACTIVE
86135922 | FCA11 | CONSOLE ADVANCE A12 V11 | IMAGING | FUJIFILM INDONESIA, PT. | GN00001548 | RS WAVA HUSADA | MALANG | JAWA TIMUR | MALANG | MAIN UNIT | CUSTOMER | - |  | 28 November 2018 |  | - |  | - |  | ACTIVE
86135923 | FCA11 | CONSOLE ADVANCE A12 V11 | IMAGING | FUJIFILM INDONESIA, PT. | GN00008336 | RSUD NGIMBANG | SURABAYA-1 | JAWA TIMUR | SURABAYA | MAIN UNIT | EMP | - |  | 1 November 2018 |  | - |  | - |  | ACTIVE
86135924 | FCA11 | CONSOLE ADVANCE A12 V11 | IMAGING | FUJIFILM INDONESIA, PT. | GN00002986 | RDC PUSAT - RAWAGELAM | PUSAT | DKI JAKARTA | JAKARTA TIMUR | MAIN UNIT | EMP | - |  | 1 November 2018 |  | - |  | - |  | ACTIVE
86135927 | FCA11 | CONSOLE ADVANCE A12 V11 | IMAGING | FUJIFILM INDONESIA, PT. | GN00002985 | WORKSHOOP CSM PUSAT | PUSAT | DKI JAKARTA | JAKARTA TIMUR | MAIN UNIT | EMP | - |  | 28 February 2019 |  | - |  | - |  | ACTIVE
86135928 | FCA11 | CONSOLE ADVANCE A12 V11 | IMAGING | FUJIFILM INDONESIA, PT. | GN00000534 | RSUD UNGARAN | SEMARANG | JAWA TENGAH | UNGARAN | MAIN UNIT | EMP | - |  | 18 March 2019 |  | - |  | - |  | ACTIVE
86135929 | FCA11 | CONSOLE ADVANCE A12 V11 | IMAGING | FUJIFILM INDONESIA, PT. | GN00001501 | RS PARU JEMBER | JEMBER | JAWA TIMUR | JEMBER | MAIN UNIT | CUSTOMER | - |  | 22 May 2019 |  | - |  | - |  | ACTIVE
86135930 | FCA11 | CONSOLE ADVANCE A12 V11 | IMAGING | FUJIFILM INDONESIA, PT. | GN00001501 | RS PARU JEMBER | JEMBER | JAWA TIMUR | JEMBER | MAIN UNIT | CUSTOMER | - |  | 22 May 2019 |  | - |  | - |  | ACTIVE
86135931 | FCA11 | CONSOLE ADVANCE A12 V11 | IMAGING | FUJIFILM INDONESIA, PT. | GN00001806 | RSUD DR SOERATNO GEMOLONG / RSUD GEMOLONG | SOLO | JAWA TENGAH | SRAGEN | MAIN UNIT | EMP | - |  | 21 October 2018 |  | - |  | - |  | ACTIVE
86135932 | FCA11 | CONSOLE ADVANCE A12 V11 | IMAGING | FUJIFILM INDONESIA, PT. | GN00002986 | RDC PUSAT - RAWAGELAM | PUSAT | DKI JAKARTA | JAKARTA TIMUR | MAIN UNIT | EMP | - |  | 1 November 2018 |  | - |  | - |  | ACTIVE
86135933 | FCA11 | CONSOLE ADVANCE A12 V11 | IMAGING | FUJIFILM INDONESIA, PT. | GN00002986 | RDC PUSAT - RAWAGELAM | PUSAT | DKI JAKARTA | JAKARTA TIMUR | MAIN UNIT | EMP | - |  | 1 November 2018 |  | - |  | - |  | ACTIVE
86135940 | FCONA | CONSOLE ADVANCE | IMAGING | FUJIFILM INDONESIA, PT. | GN00000011 | RSUD BUDHI ASIH | JAKARTA-1 | DKI JAKARTA | JAKARTA TIMUR | MAIN UNIT | EMP | - |  | 11 October 2018 |  | - |  | - |  | ACTIVE
86135941 | FCONA | CONSOLE ADVANCE | IMAGING | FUJIFILM INDONESIA, PT. | GN00001788 | RSUD DR RSOEDJATI SOEMODIARDJO GROBOGAN | SOLO | JAWA TENGAH | PURWODADI | MAIN UNIT | EMP | - |  | 30 September 2022 | MUNADI - TSE | - |  | 30 September 2022 | MUNADI - TSE | ACTIVE
86138039 | FDRSM | DRYPIX SMART | IMAGING | FUJIFILM INDONESIA, PT. | GN00002986 | RDC PUSAT - RAWAGELAM | PUSAT | DKI JAKARTA | JAKARTA TIMUR | MAIN UNIT | EMP | 12 September 2018 | ARIEF SETIAWAN - TSE CP | 2 April 2018 |  | 12 September 2018 | ARIEF SETIAWAN - TSE CP | - |  | ACTIVE
86138040 | FDRSM | DRYPIX SMART | IMAGING | FUJIFILM INDONESIA, PT. | GN00002986 | RDC PUSAT - RAWAGELAM | PUSAT | DKI JAKARTA | JAKARTA TIMUR | MAIN UNIT | EMP | 12 September 2018 | ARIEF SETIAWAN - TSE CP | 2 April 2018 |  | 12 September 2018 | ARIEF SETIAWAN - TSE CP | - |  | ACTIVE
86138041 | FDRSM | DRYPIX SMART | IMAGING | FUJIFILM INDONESIA, PT. | GN00002986 | RDC PUSAT - RAWAGELAM | PUSAT | DKI JAKARTA | JAKARTA TIMUR | MAIN UNIT | EMP | 12 September 2018 | ARIEF SETIAWAN - TSE CP | 2 April 2018 |  | 12 September 2018 | ARIEF SETIAWAN - TSE CP | - |  | ACTIVE
86138042 | FDRSM | DRYPIX SMART | IMAGING | FUJIFILM INDONESIA, PT. | GN00002986 | RDC PUSAT - RAWAGELAM | PUSAT | DKI JAKARTA | JAKARTA TIMUR | MAIN UNIT | EMP | 12 September 2018 | ARIEF SETIAWAN - TSE CP | 2 April 2018 |  | 12 September 2018 | ARIEF SETIAWAN - TSE CP | - |  | ACTIVE
86138043 | FDRSM | DRYPIX SMART | IMAGING | FUJIFILM INDONESIA, PT. | GN19010012 | MANDAYA HOSPITAL KARAWANG | BEKASI | JAWA BARAT | BEKASI | MAIN UNIT | EMP | 20 April 2020 | ARIEF SETIAWAN - TSE CP | 20 April 2020 |  | 20 April 2020 | ARIEF SETIAWAN - TSE CP | - |  | ACTIVE
86138044 | FDRSM | DRYPIX SMART | IMAGING | FUJIFILM INDONESIA, PT. | GN00002986 | RDC PUSAT - RAWAGELAM | PUSAT | DKI JAKARTA | JAKARTA TIMUR | MAIN UNIT | EMP | 12 September 2018 | ARIEF SETIAWAN - TSE CP | 2 April 2018 |  | 12 September 2018 | ARIEF SETIAWAN - TSE CP | - |  | ACTIVE
86138045 | FDRSM | DRYPIX SMART | IMAGING | FUJIFILM INDONESIA, PT. | GN20080017 | RSU MUHAMMADIYAH BABAT | SURABAYA-1 | JAWA TIMUR | SURABAYA | MAIN UNIT | EMP | 7 March 2020 | YUNAN ARIMUNTIAN - TSE | 7 March 2020 |  | 7 March 2020 | YUNAN ARIMUNTIAN - TSE | - |  | ACTIVE
86138046 | FDRSM | DRYPIX SMART | IMAGING | FUJIFILM INDONESIA, PT. | GN19030057 | RSUD TANJUNG PRIOK | JAKARTA-1 | DKI JAKARTA | JAKARTA UTARA | MAIN UNIT | EMP | - |  | 3 April 2020 |  | - |  | - |  | ACTIVE
86138047 | FDRSM | DRYPIX SMART | IMAGING | FUJIFILM INDONESIA, PT. | GN00008336 | RSUD NGIMBANG | SURABAYA-1 | JAWA TIMUR | SURABAYA | MAIN UNIT | EMP | 12 September 2018 | System Auto | 2 April 2018 |  | 12 September 2018 | System Auto | - |  | ACTIVE
86138048 | FDRSM | DRYPIX SMART | IMAGING | FUJIFILM INDONESIA, PT. | GN00001511 | RSU DR HARYOTO LUMAJANG | JEMBER | JAWA TIMUR | LUMAJANG | MAIN UNIT | EMP | 12 September 2018 | ARIEF SETIAWAN - TSE CP | 21 August 2020 | AHMAD FATKHUDIN - TSE | 12 September 2018 | ARIEF SETIAWAN - TSE CP | 21 August 2020 | AHMAD FATKHUDIN - TSE | ACTIVE
86192999 | FCRT2 | CR IR 392 RU2 PNTM = : E (PRIMA T2) | IMAGING | FUJIFILM INDONESIA, PT. | GN00002986 | RDC PUSAT - RAWAGELAM | PUSAT | DKI JAKARTA | JAKARTA TIMUR | MAIN UNIT | EMP | 12 September 2018 | ARIEF SETIAWAN - TSE CP | 4 April 2018 |  | 12 September 2018 | ARIEF SETIAWAN - TSE CP | - |  | ACTIVE
86193003 | FCRT2 | CR IR 392 RU2 PNTM = : E (PRIMA T2) | IMAGING | FUJIFILM INDONESIA, PT. | GN00002986 | RDC PUSAT - RAWAGELAM | PUSAT | DKI JAKARTA | JAKARTA TIMUR | MAIN UNIT | EMP | 12 September 2018 | ARIEF SETIAWAN - TSE CP | 4 April 2018 |  | 12 September 2018 | ARIEF SETIAWAN - TSE CP | - |  | ACTIVE
86193004 | FCRT2 | CR IR 392 RU2 PNTM = : E (PRIMA T2) | IMAGING | FUJIFILM INDONESIA, PT. | GN00002986 | RDC PUSAT - RAWAGELAM | PUSAT | DKI JAKARTA | JAKARTA TIMUR | MAIN UNIT | EMP | 12 September 2018 | ARIEF SETIAWAN - TSE CP | 4 April 2018 |  | 12 September 2018 | ARIEF SETIAWAN - TSE CP | - |  | ACTIVE
86193005 | FCRT2 | CR IR 392 RU2 PNTM = : E (PRIMA T2) | IMAGING | FUJIFILM INDONESIA, PT. | GN00002986 | RDC PUSAT - RAWAGELAM | PUSAT | DKI JAKARTA | JAKARTA TIMUR | MAIN UNIT | EMP | 12 September 2018 | ARIEF SETIAWAN - TSE CP | 4 April 2018 |  | 12 September 2018 | ARIEF SETIAWAN - TSE CP | - |  | ACTIVE
86193022 | FCRT2 | CR IR 392 RU2 PNTM = : E (PRIMA T2) | IMAGING | FUJIFILM INDONESIA, PT. | GN00001800 | RS PERMATA MEDIKA | SEMARANG | JAWA TENGAH | SEMARANG | MAIN UNIT | EMP | - |  | 28 January 2019 |  | - |  | - |  | ACTIVE
86193028 | FCRT2 | CR IR 392 RU2 PNTM = : E (PRIMA T2) | IMAGING | FUJIFILM INDONESIA, PT. | GN00001080 | RS HERMINA GALAXY | BEKASI | JAWA BARAT | BEKASI | MAIN UNIT | EMP | 13 December 2019 | ARIEF SETIAWAN - TSE CP | 13 December 2019 |  | 13 December 2019 | ARIEF SETIAWAN - TSE CP | - |  | ACTIVE
86193030 | FCRT2 | CR IR 392 RU2 PNTM = : E (PRIMA T2) | IMAGING | FUJIFILM INDONESIA, PT. | GN00001308 | RSUD NEGARA | DENPASAR | BALI | JEMBRANA | MAIN UNIT | EMP | - |  | 24 February 2021 | YUNAN ARIMUNTIAN - TSE | - |  | 21 August 2025 | SAHID DERMAWAN - SPV TSE BARAT | ACTIVE
86193032 | FCRT2 | CR IR 392 RU2 PNTM = : E (PRIMA T2) | IMAGING | FUJIFILM INDONESIA, PT. | GN19080002 | RB dan KLINIK RIA | BEKASI | JAWA BARAT | BEKASI | MAIN UNIT | CUSTOMER | - |  | 7 August 2019 |  | - |  | - |  | ACTIVE
86193037 | FCRT2 | CR IR 392 RU2 PNTM = : E (PRIMA T2) | IMAGING | FUJIFILM INDONESIA, PT. | GN00008616 | LAB KLINIK UTAMA | PURWOKERTO | JAWA TENGAH | PURWOKERTO | MAIN UNIT | CUSTOMER | - |  | 6 December 2018 |  | - |  | - |  | ACTIVE
86193046 | FCRT2 | CR IR 392 RU2 PNTM = : E (PRIMA T2) | IMAGING | FUJIFILM INDONESIA, PT. | GN00002986 | RDC PUSAT - RAWAGELAM | PUSAT | DKI JAKARTA | JAKARTA TIMUR | MAIN UNIT | EMP | 14 May 2020 | ANTONIUS SAGITA - KALIBRASI | - |  | 14 May 2020 | ANTONIUS SAGITA - KALIBRASI | - |  | ACTIVE
86193050 | FCRT2 | CR IR 392 RU2 PNTM = : E (PRIMA T2) | IMAGING | FUJIFILM INDONESIA, PT. | GN00000011 | RSUD BUDHI ASIH | JAKARTA-1 | DKI JAKARTA | JAKARTA TIMUR | MAIN UNIT | EMP | - |  | 17 December 2018 |  | - |  | - |  | ACTIVE
86193058 | FCRT2 | CR IR 392 RU2 PNTM = : E (PRIMA T2) | IMAGING | FUJIFILM INDONESIA, PT. | GN00003767 | RS TANJUNGPURA | PONTIANAK | KALIMANTAN BARAT | PONTIANAK | MAIN UNIT | EMP | 12 September 2018 | ARIEF SETIAWAN - TSE CP | 20 September 2023 | SARWANDI - TSE | 12 September 2018 | ARIEF SETIAWAN - TSE CP | 10 October 2023 | SAHID DERMAWAN - SPV TSE BARAT | ACTIVE
86193059 | FCRT2 | CR IR 392 RU2 PNTM = : E (PRIMA T2) | IMAGING | FUJIFILM INDONESIA, PT. | GN00004597 | BKPM SEMARANG | SEMARANG | JAWA TENGAH | SEMARANG | MAIN UNIT | EMP | - |  | 8 October 2020 | ANDRIAS NUGROHO - TSE | - |  | 8 October 2020 | ANDRIAS NUGROHO - TSE | ACTIVE
86193061 | FCRT2 | CR IR 392 RU2 PNTM = : E (PRIMA T2) | IMAGING | FUJIFILM INDONESIA, PT. | GN00011418 | RSU DAERAH SAMBAS | PONTIANAK | KALIMANTAN BARAT | PONTIANAK | MAIN UNIT | EMP | 20 April 2020 | ARIEF SETIAWAN - TSE CP | 31 December 2021 | GATOT SURYA ADIPUTRA - TSE | 20 April 2020 | ARIEF SETIAWAN - TSE CP | 31 December 2021 | GATOT SURYA ADIPUTRA - TSE | ACTIVE
86193064 | FCRT2 | CR IR 392 RU2 PNTM = : E (PRIMA T2) | IMAGING | FUJIFILM INDONESIA, PT. | GN20010060 | PRAKTIK BERSAMA SINAR MEDIKA | PEMATANG SIANTAR | SUMATERA UTARA | PEMATANG SIANTAR | MAIN UNIT | EMP | 12 September 2018 | ARIEF SETIAWAN - TSE CP | 15 June 2020 | ABDUL KARIM - TSE | 12 September 2018 | ARIEF SETIAWAN - TSE CP | 15 June 2020 | ABDUL KARIM - TSE | ACTIVE
86193065 | FCRT2 | CR IR 392 RU2 PNTM = : E (PRIMA T2) | IMAGING | FUJIFILM INDONESIA, PT. | GN00002986 | RDC PUSAT - RAWAGELAM | PUSAT | DKI JAKARTA | JAKARTA TIMUR | MAIN UNIT | EMP | 12 September 2018 | ARIEF SETIAWAN - TSE CP | 4 April 2018 |  | 12 September 2018 | ARIEF SETIAWAN - TSE CP | - |  | ACTIVE
862000110202 | GB622 | GALLERY PLUS BCM (BEERMASTER) (INCL PC 9860211 AND KIT 986101) | BIOSCIENCE | THERMO FISHER SCIEN. OY | GN00009446 | LABKESDA KOTA TANGERANG | TANGERANG | BANTEN | TANGERANG | MAIN UNIT | CUSTOMER | - |  | 28 October 2016 |  | - |  | - |  | ACTIVE
862000110364 | G6201 | GALLERY PLUS-WATER (INCL PC 9860211 AND KIT 986101) | BIOSCIENCE | THERMO FISHER SCIEN. OY | GN00008542 | BBPPTI ( BALAI TEKNOLOGI PENCEGAHAN DAN PENCEMARAN INDUSTRI) | SEMARANG | JAWA TENGAH | SEMARANG | MAIN UNIT | CUSTOMER | - |  | 6 November 2018 |  | - |  | - |  | ACTIVE
862000110405 | G6201 | GALLERY PLUS-WATER (INCL PC 9860211 AND KIT 986101) | BIOSCIENCE | THERMO FISHER SCIEN. OY | GN00008088 | PT ALS INDONESIA | BOGOR | JAWA BARAT | BOGOR | MAIN UNIT | CUSTOMER | 27 November 2018 | IBNUL AZIZ - TSE | 27 November 2018 |  | 27 November 2018 | IBNUL AZIZ - TSE | - |  | ACTIVE
862000143105 | G6204 | Gallery Plus Enz Food | BIOSCIENCE | THERMO FISHER SCIEN. OY | GN00007681 | PT UNILEVER INDONESIA TBK | BEKASI | JAWA BARAT | BEKASI | MAIN UNIT | CUSTOMER | - |  | 4 August 2020 | GATOT SURYA ADIPUTRA - TSE | 19 May 2020 | LEO LANANG SIGIT - TSE CP | 4 August 2020 | GATOT SURYA ADIPUTRA - TSE | ACTIVE
862100110214 | G6211 | GALLERY PLUS WITH ECM-WATER (INCL PC 9860211 AND KIT 986101 AND 986200) | BIOSCIENCE | THERMO FISHER SCIEN. OY | GN00009710 | BALAI BESAR TEKNIK KESEHATAN LINGKUNGAN | YOGYAKARTA | YOGYAKARTA | YOGYAKARTA | MAIN UNIT | CUSTOMER | 10 November 2015 | SURYADI | 29 July 2022 | DIAN FEBRIYANA - TSE | 10 November 2015 | SURYADI | 29 July 2022 | DIAN FEBRIYANA - TSE | ACTIVE
86217335 | FDRPL | DRYPIX PLUS | IMAGING | FUJIFILM INDONESIA, PT. | GN00002183 | RSUD DR M SOEWANDHIE SURABAYA | SURABAYA-1 | JAWA TIMUR | SURABAYA | MAIN UNIT | CUSTOMER | - |  | 11 March 2021 | MIKKI FAHRIZI - TSE | - |  | 11 March 2021 | MIKKI FAHRIZI - TSE | ACTIVE
86228867 | FCP12 | PRIMA CONSOLE CL A12 | IMAGING | FUJIFILM INDONESIA, PT. | GN00003001 | PT. ENSEVAL MEDIKA PRIMA - HO | PUSAT | DKI JAKARTA | JAKARTA TIMUR | MAIN UNIT | EMP | 1 July 2019 | System Auto | 1 July 2019 |  | 1 July 2019 | System Auto | - |  | ACTIVE
86228868 | FCP12 | PRIMA CONSOLE CL A12 | IMAGING | FUJIFILM INDONESIA, PT. | GN00011088 | RS IZZA | BEKASI | JAWA BARAT | BEKASI | MAIN UNIT | CUSTOMER | - |  | 27 March 2019 |  | - |  | - |  | ACTIVE
86228869 | FCP12 | PRIMA CONSOLE CL A12 | IMAGING | FUJIFILM INDONESIA, PT. | GN00001254 | RS Kartini Mojokerto | SURABAYA-1 | JAWA TIMUR |  | MAIN UNIT | EMP | - |  | 4 April 2019 |  | - |  | - |  | ACTIVE
86228870 | FCP12 | PRIMA CONSOLE CL A12 | IMAGING | FUJIFILM INDONESIA, PT. | GN00002986 | RDC PUSAT - RAWAGELAM | PUSAT | DKI JAKARTA | JAKARTA TIMUR | MAIN UNIT | EMP | - |  | 7 May 2019 |  | - |  | - |  | ACTIVE
86228871 | FCP12 | PRIMA CONSOLE CL A12 | IMAGING | FUJIFILM INDONESIA, PT. | GN00002986 | RDC PUSAT - RAWAGELAM | PUSAT | DKI JAKARTA | JAKARTA TIMUR | MAIN UNIT | EMP | - |  | 7 May 2019 |  | - |  | - |  | ACTIVE
86228872 | FCP12 | PRIMA CONSOLE CL A12 | IMAGING | FUJIFILM INDONESIA, PT. | GN00002986 | RDC PUSAT - RAWAGELAM | PUSAT | DKI JAKARTA | JAKARTA TIMUR | MAIN UNIT | EMP | - |  | 7 May 2019 |  | - |  | - |  | ACTIVE
86228873 | FCP12 | PRIMA CONSOLE CL A12 | IMAGING | FUJIFILM INDONESIA, PT. | GN00002986 | RDC PUSAT - RAWAGELAM | PUSAT | DKI JAKARTA | JAKARTA TIMUR | MAIN UNIT | EMP | - |  | 7 May 2019 |  | - |  | - |  | ACTIVE
86228874 | FCP12 | PRIMA CONSOLE CL A12 | IMAGING | FUJIFILM INDONESIA, PT. | GN00002986 | RDC PUSAT - RAWAGELAM | PUSAT | DKI JAKARTA | JAKARTA TIMUR | MAIN UNIT | EMP | - |  | 7 May 2019 |  | - |  | - |  | ACTIVE
86228875 | FCP12 | PRIMA CONSOLE CL A12 | IMAGING | FUJIFILM INDONESIA, PT. | GN00002986 | RDC PUSAT - RAWAGELAM | PUSAT | DKI JAKARTA | JAKARTA TIMUR | MAIN UNIT | EMP | - |  | 7 May 2019 |  | - |  | - |  | ACTIVE
86228876 | FCP12 | PRIMA CONSOLE CL A12 | IMAGING | FUJIFILM INDONESIA, PT. | GN00002986 | RDC PUSAT - RAWAGELAM | PUSAT | DKI JAKARTA | JAKARTA TIMUR | MAIN UNIT | EMP | - |  | 7 May 2019 |  | - |  | - |  | ACTIVE
86228877 | FCP12 | PRIMA CONSOLE CL A12 | IMAGING | FUJIFILM INDONESIA, PT. | GN19070002 | KLINIK DIAGNOSTIK RAPHA | MAKASSAR | SULAWESI TENGGARA | KENDARI | MAIN UNIT | CUSTOMER | - |  | 1 July 2019 |  | - |  | - |  | ACTIVE
86228878 | FCP12 | PRIMA CONSOLE CL A12 | IMAGING | FUJIFILM INDONESIA, PT. | GN00002986 | RDC PUSAT - RAWAGELAM | PUSAT | DKI JAKARTA | JAKARTA TIMUR | MAIN UNIT | EMP | - |  | 7 May 2019 |  | - |  | - |  | ACTIVE
86228879 | FCP12 | PRIMA CONSOLE CL A12 | IMAGING | FUJIFILM INDONESIA, PT. | GN00001226 | RS Muhammadiyah Sumberrejo Bojonegoro | SURABAYA-2 | JAWA TIMUR | BOJONEGORO | MAIN UNIT | EMP | - |  | 21 June 2019 |  | - |  | - |  | ACTIVE
86228880 | FCP12 | PRIMA CONSOLE CL A12 | IMAGING | FUJIFILM INDONESIA, PT. | GN22090021 | KLINIK BIOMEDILAB | JAKARTA-2 | DKI JAKARTA | JAKARTA BARAT | MAIN UNIT | EMP | - |  | 7 August 2019 |  | - |  | - |  | ACTIVE
86228881 | FCP12 | PRIMA CONSOLE CL A12 | IMAGING | FUJIFILM INDONESIA, PT. | GN00011778 | RSU RACHMI DEWI | SURABAYA-2 | JAWA TIMUR | SURABAYA | MAIN UNIT | CUSTOMER | - |  | 20 August 2019 |  | - |  | - |  | ACTIVE
86228882 | FCP12 | PRIMA CONSOLE CL A12 | IMAGING | FUJIFILM INDONESIA, PT. | GN00002661 | LAB MEDICO LABORA | PURWOKERTO | JAWA TENGAH | PURWOKERTO | MAIN UNIT | CUSTOMER | - |  | 20 August 2019 |  | - |  | - |  | ACTIVE
86228883 | FCP12 | PRIMA CONSOLE CL A12 | IMAGING | FUJIFILM INDONESIA, PT. | GN00001696 | LAB SARANA MEDIKA, MADIUN | KEDIRI | JAWA TIMUR | MADIUN | MAIN UNIT | CUSTOMER | - |  | 12 September 2019 |  | - |  | - |  | ACTIVE
86228884 | FCP12 | PRIMA CONSOLE CL A12 | IMAGING | FUJIFILM INDONESIA, PT. | GN00002986 | RDC PUSAT - RAWAGELAM | PUSAT | DKI JAKARTA | JAKARTA TIMUR | MAIN UNIT | EMP | - |  | 7 May 2019 |  | - |  | - |  | ACTIVE
86228885 | FCP12 | PRIMA CONSOLE CL A12 | IMAGING | FUJIFILM INDONESIA, PT. | GN00002985 | WORKSHOOP CSM PUSAT | PUSAT | DKI JAKARTA | JAKARTA TIMUR | MAIN UNIT | EMP | 7 May 2019 | System Auto | 7 May 2019 |  | 7 May 2019 | System Auto | - |  | ACTIVE
86228886 | FCP12 | PRIMA CONSOLE CL A12 | IMAGING | FUJIFILM INDONESIA, PT. | GN00002986 | RDC PUSAT - RAWAGELAM | PUSAT | DKI JAKARTA | JAKARTA TIMUR | MAIN UNIT | EMP | - |  | 7 May 2019 |  | - |  | - |  | ACTIVE
86228887 | FCP12 | PRIMA CONSOLE CL A12 | IMAGING | FUJIFILM INDONESIA, PT. | GN19110018 | LAB KESEHATAN PRIMA CITRA HUSADA CITO | PURWOKERTO | JAWA TENGAH | PURWOKERTO | MAIN UNIT | CUSTOMER | - |  | 21 November 2019 |  | - |  | - |  | ACTIVE
86228888 | FCP12 | PRIMA CONSOLE CL A12 | IMAGING | FUJIFILM INDONESIA, PT. | GN00011464 | RS FIKRI MEDIKA | BEKASI | JAWA BARAT | KARAWANG | MAIN UNIT | CUSTOMER | 27 November 2019 | GATOT SURYA ADIPUTRA - TSE | 27 November 2019 |  | 27 November 2019 | GATOT SURYA ADIPUTRA - TSE | - |  | ACTIVE
86228889 | FCP12 | PRIMA CONSOLE CL A12 | IMAGING | FUJIFILM INDONESIA, PT. | GN00002133 | LAB LANOSTIK, PROBOLINGGO | MALANG | JAWA TIMUR | MALANG | MAIN UNIT | CUSTOMER | 21 November 2019 | YUNAN ARIMUNTIAN - TSE | 21 November 2019 |  | 21 November 2019 | YUNAN ARIMUNTIAN - TSE | - |  | ACTIVE
86228890 | FCP12 | PRIMA CONSOLE CL A12 | IMAGING | FUJIFILM INDONESIA, PT. | GN00000989 | RSU Haji Jakarta | JAKARTA-1 | DKI JAKARTA | JAKARTA TIMUR | MAIN UNIT | CUSTOMER | 29 November 2019 | ARBIANSYAH - TSE | 29 November 2019 |  | 29 November 2019 | ARBIANSYAH - TSE | - |  | ACTIVE
86228891 | FCP12 | PRIMA CONSOLE CL A12 | IMAGING | FUJIFILM INDONESIA, PT. | GN00000989 | RSU Haji Jakarta | JAKARTA-1 | DKI JAKARTA | JAKARTA TIMUR | MAIN UNIT | CUSTOMER | 29 November 2019 | ARBIANSYAH - TSE | 29 November 2019 |  | 29 November 2019 | ARBIANSYAH - TSE | - |  | ACTIVE
86228892 | FCP12 | PRIMA CONSOLE CL A12 | IMAGING | FUJIFILM INDONESIA, PT. | GN00002986 | RDC PUSAT - RAWAGELAM | PUSAT | DKI JAKARTA | JAKARTA TIMUR | MAIN UNIT | EMP | - |  | 7 May 2019 |  | - |  | - |  | ACTIVE
86228893 | FCP12 | PRIMA CONSOLE CL A12 | IMAGING | FUJIFILM INDONESIA, PT. | GN00003367 | RS ISLAM SITI HAJAR | MATARAM | NUSA TENGGARA BARAT | MATARAM | MAIN UNIT | CUSTOMER | - |  | 26 November 2019 |  | - |  | - |  | ACTIVE
86228894 | FCP12 | PRIMA CONSOLE CL A12 | IMAGING | FUJIFILM INDONESIA, PT. | GN19020016 | RS AR RASYID PALEMBANG | PALEMBANG | SUMATERA SELATAN | PALEMBANG | MAIN UNIT | EMP | 7 May 2019 | System Auto | 7 May 2019 |  | 7 May 2019 | System Auto | - |  | ACTIVE
86228896 | FCP12 | PRIMA CONSOLE CL A12 | IMAGING | FUJIFILM INDONESIA, PT. | GN00008632 | RSIA CAHAYA BUNDA | CIREBON | JAWA BARAT | CIREBON | MAIN UNIT | CUSTOMER | - |  | 30 December 2019 |  | - |  | - |  | ACTIVE
86228897 | FCP12 | PRIMA CONSOLE CL A12 | IMAGING | FUJIFILM INDONESIA, PT. | GN00002986 | RDC PUSAT - RAWAGELAM | PUSAT | DKI JAKARTA | JAKARTA TIMUR | MAIN UNIT | EMP | - |  | 7 May 2019 |  | - |  | - |  | ACTIVE
86228899 | FCP12 | PRIMA CONSOLE CL A12 | IMAGING | FUJIFILM INDONESIA, PT. | GN00011833 | RSK BEDAH MEDIMAS | CIREBON | JAWA BARAT | CIREBON | MAIN UNIT | CUSTOMER | - |  | 30 December 2019 |  | - |  | - |  | ACTIVE
86228900 | FCP12 | PRIMA CONSOLE CL A12 | IMAGING | FUJIFILM INDONESIA, PT. | GN00003034 | RS PERMATA BLORA | SOLO | JAWA TENGAH | BLORA | MAIN UNIT | EMP | - |  | 18 March 2019 |  | - |  | - |  | ACTIVE
86228901 | FCP10 | PRIMA CONSOLE CL A10 | IMAGING | FUJIFILM INDONESIA, PT. | GN18100017 | RSU ANANDA PURWOREJO | YOGYAKARTA | YOGYAKARTA | YOGYAKARTA | MAIN UNIT | CUSTOMER | - |  | 25 March 2019 |  | - |  | - |  | ACTIVE
86228902 | FCP12 | PRIMA CONSOLE CL A12 | IMAGING | FUJIFILM INDONESIA, PT. | GN00004602 | RSU SANTA MARIA CILACAP | PURWOKERTO | JAWA TENGAH | CILACAP | MAIN UNIT | CUSTOMER | - |  | 26 February 2019 |  | - |  | - |  | ACTIVE
86230713 | FDLIP | DRYPIX LITE BOOKBILL | IMAGING | FUJIFILM INDONESIA, PT. | GN00003034 | RS PERMATA BLORA | SOLO | JAWA TENGAH | BLORA | ACCESSORIES | EMP | - |  | 1 March 2019 |  | - |  | - |  | ACTIVE
86230714 | FDLIP | DRYPIX LITE BOOKBILL | IMAGING | FUJIFILM INDONESIA, PT. | GN00001828 | RSU WALUYO JATI KRAKSAAN | MALANG | JAWA TIMUR | PROBOLINGGO | MAIN UNIT | EMP | - |  | 2 April 2019 |  | - |  | - |  | ACTIVE
86236372 | FCA11 | CONSOLE ADVANCE A12 V11 | IMAGING | FUJIFILM INDONESIA, PT. | GN00001051 | RS HERMINA BOGOR | BOGOR | JAWA BARAT | BOGOR | MAIN UNIT | EMP | - |  | 1 November 2018 |  | - |  | - |  | ACTIVE
86236373 | FCA11 | CONSOLE ADVANCE A12 V11 | IMAGING | FUJIFILM INDONESIA, PT. | GN00002985 | WORKSHOOP CSM PUSAT | PUSAT | DKI JAKARTA | JAKARTA TIMUR | MAIN UNIT | EMP | 1 February 2019 | System Auto | 30 April 2021 | AZLI YUDHA - TSE | 1 February 2019 | System Auto | 14 November 2025 | SAHID DERMAWAN - SPV TSE BARAT | ACTIVE
86236374 | FCA11 | CONSOLE ADVANCE A12 V11 | IMAGING | FUJIFILM INDONESIA, PT. | GN00002986 | RDC PUSAT - RAWAGELAM | PUSAT | DKI JAKARTA | JAKARTA TIMUR | MAIN UNIT | EMP | - |  | 1 February 2019 |  | - |  | - |  | ACTIVE
86236375 | FCP12 | PRIMA CONSOLE CL A12 | IMAGING | FUJIFILM INDONESIA, PT. | GN00002985 | WORKSHOOP CSM PUSAT | PUSAT | DKI JAKARTA | JAKARTA TIMUR | ACCESSORIES | EMP | - |  | 13 May 2019 |  | - |  | - |  | ACTIVE
86236377 | FCA11 | CONSOLE ADVANCE A12 V11 | IMAGING | FUJIFILM INDONESIA, PT. | GN00003004 | RS HERMINA CIPUTAT | TANGERANG | BANTEN | TANGERANG | MAIN UNIT | CUSTOMER | - |  | 28 April 2020 |  | - |  | - |  | ACTIVE
86236378 | FCA11 | CONSOLE ADVANCE A12 V11 | IMAGING | FUJIFILM INDONESIA, PT. | GN00001080 | RS HERMINA GALAXY | BEKASI | JAWA BARAT | BEKASI | MAIN UNIT | CUSTOMER | 8 May 2020 | GATOT SURYA ADIPUTRA - TSE | 18 May 2020 |  | 8 May 2020 | GATOT SURYA ADIPUTRA - TSE | - |  | ACTIVE
86236379 | FCA11 | CONSOLE ADVANCE A12 V11 | IMAGING | FUJIFILM INDONESIA, PT. | GN00006959 | RS PUSRI PALEMBANG ( PT.GRAHA PUSRI MEDIKA ) | PALEMBANG | SUMATERA SELATAN | PALEMBANG | MAIN UNIT | EMP | - |  | 8 March 2024 | ABDUL KARIM - TSE | - |  | 25 March 2024 | SAHID DERMAWAN - SPV TSE BARAT | ACTIVE
86236380 | FCA11 | CONSOLE ADVANCE A12 V11 | IMAGING | FUJIFILM INDONESIA, PT. | GN00001204 | RSUD CILACAP | PURWOKERTO | JAWA TENGAH | CILACAP | MAIN UNIT | EMP | - |  | 1 September 2020 | DIAN FEBRIYANA - TSE | - |  | 1 September 2020 | DIAN FEBRIYANA - TSE | ACTIVE
86236381 | FCA11 | CONSOLE ADVANCE A12 V11 | IMAGING | FUJIFILM INDONESIA, PT. | GN00009821 | RSUD. KOTABARU | BANJARMASIN | KALIMANTAN SELATAN | KOTABARU | MAIN UNIT | CUSTOMER | - |  | 30 September 2021 | SARWANDI - TSE | - |  | 30 September 2021 | SARWANDI - TSE | ACTIVE
86236382 | FCA11 | CONSOLE ADVANCE A12 V11 | IMAGING | FUJIFILM INDONESIA, PT. | GN00009821 | RSUD. KOTABARU | BANJARMASIN | KALIMANTAN SELATAN | KOTABARU | MAIN UNIT | CUSTOMER | - |  | 30 September 2021 | SARWANDI - TSE | - |  | 30 September 2021 | SARWANDI - TSE | ACTIVE
86236383 | FCA11 | CONSOLE ADVANCE A12 V11 | IMAGING | FUJIFILM INDONESIA, PT. | GN00001308 | RSUD NEGARA | DENPASAR | BALI | JEMBRANA | MAIN UNIT | EMP | - |  | 16 March 2021 | I KADEK - TSE | - |  | 16 March 2021 | I KADEK - TSE | ACTIVE
86236384 | FCA11 | CONSOLE ADVANCE A12 V11 | IMAGING | FUJIFILM INDONESIA, PT. | GN00000954 | RSIA HERMINA PASTEUR | BANDUNG | JAWA BARAT | BANDUNG | MAIN UNIT | CUSTOMER | - |  | 12 April 2021 | ARBIANSYAH - TSE | - |  | 12 April 2021 | ARBIANSYAH - TSE | ACTIVE
86237696 | FDMAS | DPX LITE MAGAZINE S : E | IMAGING | FUJIFILM INDONESIA, PT. | GN00003001 | PT. ENSEVAL MEDIKA PRIMA - HO | PUSAT | DKI JAKARTA | JAKARTA TIMUR | MAIN UNIT | EMP | 7 May 2019 | System Auto | 7 May 2019 |  | 7 May 2019 | System Auto | - |  | ACTIVE
86237698 | FDMAS | DPX LITE MAGAZINE S : E | IMAGING | FUJIFILM INDONESIA, PT. | GN00000003 | RSUD KAB BEKASI | BEKASI | JAWA BARAT | BEKASI | MAIN UNIT | EMP | - |  | 4 June 2019 |  | - |  | - |  | ACTIVE
86238179 | FDSMP | DRYPIX SMART BOOKBIL | IMAGING | FUJIFILM INDONESIA, PT. | GN18110001 | RS. SATRIA MEDIKA | BEKASI | JAWA BARAT | BEKASI | ACCESSORIES | EMP | - |  | 18 March 2019 |  | - |  | - |  | ACTIVE
86238206 | FDSMP | DRYPIX SMART BOOKBIL | IMAGING | FUJIFILM INDONESIA, PT. | GN00004602 | RSU SANTA MARIA CILACAP | PURWOKERTO | JAWA TENGAH | CILACAP | ACCESSORIES | CUSTOMER | - |  | 25 February 2019 |  | - |  | - |  | ACTIVE
86238225 | FDSMP | DRYPIX SMART BOOKBIL | IMAGING | FUJIFILM INDONESIA, PT. | GN00002986 | RDC PUSAT - RAWAGELAM | PUSAT | DKI JAKARTA | JAKARTA TIMUR | MAIN UNIT | EMP | - |  | 31 December 2018 |  | - |  | - |  | ACTIVE
86238252 | FDSMP | DRYPIX SMART BOOKBIL | IMAGING | FUJIFILM INDONESIA, PT. | GN00002986 | RDC PUSAT - RAWAGELAM | PUSAT | DKI JAKARTA | JAKARTA TIMUR | MAIN UNIT | EMP | - |  | 31 December 2018 |  | - |  | - |  | ACTIVE
86238296 | FDSMP | DRYPIX SMART BOOKBIL | IMAGING | FUJIFILM INDONESIA, PT. | GN00002253 | DINAS KESEHATAN LAMONGAN | SURABAYA-1 | JAWA TIMUR | LAMONGAN | MAIN UNIT | CUSTOMER | 30 April 2020 | GANDHI YANRANGGA | 30 April 2020 |  | 30 April 2020 | GANDHI YANRANGGA | - |  | ACTIVE
86238299 | FDRSM | DRYPIX SMART | IMAGING | FUJIFILM INDONESIA, PT. | GN00001509 | RSUD DR. ABDOER RAHEM | JEMBER | JAWA TIMUR | SITUBONDO | MAIN UNIT | CUSTOMER | 4 August 2020 | ANTONIUS SAGITA - KALIBRASI | 21 August 2020 | AHMAD FATKHUDIN - TSE | 26 June 2020 | ANTONIUS SAGITA - KALIBRASI | 21 August 2020 | AHMAD FATKHUDIN - TSE | ACTIVE
86238314 | FDSMP | DRYPIX SMART BOOKBIL | IMAGING | FUJIFILM INDONESIA, PT. | GN00009169 | RSU ABUNAWAS KENDARI | MAKASSAR | SULAWESI SELATAN | KENDARI | MAIN UNIT | CUSTOMER | 22 October 2019 | AHMAD FATKHUDIN - TSE | 22 October 2019 |  | 22 October 2019 | AHMAD FATKHUDIN - TSE | - |  | ACTIVE
86238318 | FDRSM | DRYPIX SMART | IMAGING | FUJIFILM INDONESIA, PT. | GN00000860 | RS HAJI | MAKASSAR | SULAWESI SELATAN | MAKASSAR | MAIN UNIT | CUSTOMER | - |  | - |  | 9 June 2020 | System Auto | 9 June 2020 | System Auto | ACTIVE
86272952 | FRXL2 | CAPSULA XL2 | IMAGING | FUJIFILM INDONESIA, PT. | GN00002986 | RDC PUSAT - RAWAGELAM | PUSAT | DKI JAKARTA | JAKARTA TIMUR | MAIN UNIT | EMP | 14 September 2018 | ARIEF SETIAWAN - TSE CP | 30 July 2018 |  | 14 September 2018 | ARIEF SETIAWAN - TSE CP | - |  | ACTIVE
86293333 | FCRT2 | CR IR 392 RU2 PNTM = : E (PRIMA T2) | IMAGING | FUJIFILM INDONESIA, PT. | GN00011148 | RSIA KELUARGA KITA | TANGERANG | BANTEN | TANGERANG | MAIN UNIT | CUSTOMER | - |  | 20 January 2019 |  | - |  | - |  | ACTIVE
86293334 | FCRT2 | CR IR 392 RU2 PNTM = : E (PRIMA T2) | IMAGING | FUJIFILM INDONESIA, PT. | GN00001254 | RS Kartini Mojokerto | SURABAYA-1 | JAWA TIMUR |  | MAIN UNIT | EMP | - |  | 16 May 2019 |  | - |  | - |  | ACTIVE
86293335 | FCRT2 | CR IR 392 RU2 PNTM = : E (PRIMA T2) | IMAGING | FUJIFILM INDONESIA, PT. | GN18090010 | Laboratorium Tanjung | MALANG | JAWA TIMUR | MALANG | MAIN UNIT | EMP | - |  | 7 May 2019 |  | - |  | - |  | ACTIVE
86293432 | FCRT2 | CR IR 392 RU2 PNTM = : E (PRIMA T2) | IMAGING | FUJIFILM INDONESIA, PT. | GN18110001 | RS. SATRIA MEDIKA | BEKASI | JAWA BARAT | BEKASI | MAIN UNIT | EMP | - |  | 13 February 2019 |  | - |  | - |  | ACTIVE
86293433 | FCRT2 | CR IR 392 RU2 PNTM = : E (PRIMA T2) | IMAGING | FUJIFILM INDONESIA, PT. | GN00000534 | RSUD UNGARAN | SEMARANG | JAWA TENGAH | UNGARAN | MAIN UNIT | EMP | 1 July 2019 | FARIDA ADELINA | 23 October 2024 |  | 1 July 2019 | FARIDA ADELINA | 17 December 2024 | ANDI ISMAIL - SPV TSE TIMUR | ACTIVE
86293434 | FCRT2 | CR IR 392 RU2 PNTM = : E (PRIMA T2) | IMAGING | FUJIFILM INDONESIA, PT. | GN00003034 | RS PERMATA BLORA | SOLO | JAWA TENGAH | BLORA | MAIN UNIT | EMP | - |  | 7 May 2019 |  | - |  | - |  | ACTIVE
86293435 | FCRT2 | CR IR 392 RU2 PNTM = : E (PRIMA T2) | IMAGING | FUJIFILM INDONESIA, PT. | GN18100017 | RSU ANANDA PURWOREJO | YOGYAKARTA | YOGYAKARTA | YOGYAKARTA | MAIN UNIT | CUSTOMER | - |  | 25 March 2019 |  | - |  | - |  | ACTIVE
86293436 | FCRT2 | CR IR 392 RU2 PNTM = : E (PRIMA T2) | IMAGING | FUJIFILM INDONESIA, PT. | GN00004602 | RSU SANTA MARIA CILACAP | PURWOKERTO | JAWA TENGAH | CILACAP | MAIN UNIT | CUSTOMER | - |  | 25 February 2019 |  | - |  | - |  | ACTIVE
86293437 | FCRT2 | CR IR 392 RU2 PNTM = : E (PRIMA T2) | IMAGING | FUJIFILM INDONESIA, PT. | GN00011088 | RS IZZA | BEKASI | JAWA BARAT | BEKASI | MAIN UNIT | CUSTOMER | - |  | 27 March 2019 |  | - |  | - |  | ACTIVE
86293438 | FCRT2 | CR IR 392 RU2 PNTM = : E (PRIMA T2) | IMAGING | FUJIFILM INDONESIA, PT. | GN00001277 | RS Reksa Waluya | SURABAYA-1 | JAWA TIMUR |  | MAIN UNIT | EMP | - |  | 30 May 2024 | FAJAR FAHMI - TSE | - |  | 6 June 2024 | ANDI ISMAIL - SPV TSE TIMUR | ACTIVE
86293439 | FCRT2 | CR IR 392 RU2 PNTM = : E (PRIMA T2) | IMAGING | FUJIFILM INDONESIA, PT. | GN00001611 | LAB GATOT SUBROTO BATAM | BATAM | KEPULAUAN RIAU | BATAM | MAIN UNIT | CUSTOMER | - |  | 17 July 2019 |  | - |  | - |  | ACTIVE
86293440 | FCRT2 | CR IR 392 RU2 PNTM = : E (PRIMA T2) | IMAGING | FUJIFILM INDONESIA, PT. | GN00001226 | RS Muhammadiyah Sumberrejo Bojonegoro | SURABAYA-2 | JAWA TIMUR | BOJONEGORO | MAIN UNIT | EMP | - |  | 21 June 2019 |  | - |  | - |  | ACTIVE
86293441 | FCRT2 | CR IR 392 RU2 PNTM = : E (PRIMA T2) | IMAGING | FUJIFILM INDONESIA, PT. | GN00002985 | WORKSHOOP CSM PUSAT | PUSAT | DKI JAKARTA | JAKARTA TIMUR | MAIN UNIT | EMP | - |  | 6 January 2025 | GATOT SURYA ADIPUTRA - TSE | - |  | 24 March 2025 | SAHID DERMAWAN - SPV TSE BARAT | ACTIVE
86293442 | FCRT2 | CR IR 392 RU2 PNTM = : E (PRIMA T2) | IMAGING | FUJIFILM INDONESIA, PT. | GN00011778 | RSU RACHMI DEWI | SURABAYA-2 | JAWA TIMUR | SURABAYA | MAIN UNIT | CUSTOMER | - |  | 20 August 2019 |  | - |  | - |  | ACTIVE
86293444 | FCRT2 | CR IR 392 RU2 PNTM = : E (PRIMA T2) | IMAGING | FUJIFILM INDONESIA, PT. | GN00002661 | LAB MEDICO LABORA | PURWOKERTO | JAWA TENGAH | PURWOKERTO | MAIN UNIT | CUSTOMER | - |  | 20 August 2019 |  | - |  | - |  | ACTIVE
86293445 | FCRT2 | CR IR 392 RU2 PNTM = : E (PRIMA T2) | IMAGING | FUJIFILM INDONESIA, PT. | GN00001696 | LAB SARANA MEDIKA, MADIUN | KEDIRI | JAWA TIMUR | MADIUN | MAIN UNIT | CUSTOMER | - |  | 12 September 2019 |  | - |  | - |  | ACTIVE
86293446 | FCRT2 | CR IR 392 RU2 PNTM = : E (PRIMA T2) | IMAGING | FUJIFILM INDONESIA, PT. | GN22090033 | RSAL SAMUEL J MOEDA KUPANG | KUPANG | NUSA TENGGARA TIMUR | KUPANG | MAIN UNIT | CUSTOMER | - |  | 27 September 2022 | I KADEK - TSE | - |  | 27 September 2022 | I KADEK - TSE | ACTIVE
86293447 | FCRT2 | CR IR 392 RU2 PNTM = : E (PRIMA T2) | IMAGING | FUJIFILM INDONESIA, PT. | GN00002986 | RDC PUSAT - RAWAGELAM | PUSAT | DKI JAKARTA | JAKARTA TIMUR | MAIN UNIT | EMP | - |  | 7 May 2019 |  | - |  | - |  | ACTIVE
86293448 | FCRT2 | CR IR 392 RU2 PNTM = : E (PRIMA T2) | IMAGING | FUJIFILM INDONESIA, PT. | GN00002985 | WORKSHOOP CSM PUSAT | PUSAT | DKI JAKARTA | JAKARTA TIMUR | MAIN UNIT | EMP | 7 May 2019 | System Auto | 4 November 2023 |  | 7 May 2019 | System Auto | 14 November 2025 | SAHID DERMAWAN - SPV TSE BARAT | ACTIVE
863000000033 | 98630 | INDIKO | DIAGNOSTIC 2 | THERMO FISHER SCIEN. OY | GN00002985 | WORKSHOOP CSM PUSAT | PUSAT | DKI JAKARTA | JAKARTA TIMUR | MAIN UNIT | EMP | 27 October 2016 | ARIEF SETIAWAN - TSE CP | 1 January 1900 |  | 27 October 2016 | ARIEF SETIAWAN - TSE CP | - |  | ACTIVE
863000000066 | 98630 | INDIKO | DIAGNOSTIC 2 | THERMO FISHER SCIEN. OY | GN00002985 | WORKSHOOP CSM PUSAT | PUSAT | DKI JAKARTA | JAKARTA TIMUR | MAIN UNIT | EMP | 14 June 2016 | ARBIANSYAH - TSE | 1 January 2013 |  | 14 June 2016 | ARBIANSYAH - TSE | - |  | ACTIVE
863000000068 | 98630 | INDIKO | DIAGNOSTIC 2 | THERMO FISHER SCIEN. OY | GN00003001 | PT. ENSEVAL MEDIKA PRIMA - HO | PUSAT | DKI JAKARTA | JAKARTA TIMUR | MAIN UNIT | EMP | - |  | 1 January 2014 |  | - |  | - |  | ACTIVE
863000000069 | 98630 | INDIKO | DIAGNOSTIC 2 | THERMO FISHER SCIEN. OY | GN00002985 | WORKSHOOP CSM PUSAT | PUSAT | DKI JAKARTA | JAKARTA TIMUR | MAIN UNIT | EMP | 1 February 1990 | LEONARDUS ADI | 2 February 2014 |  | 1 February 1990 | LEONARDUS ADI | - |  | ACTIVE
863000000070 | 98630 | INDIKO | DIAGNOSTIC 2 | THERMO FISHER SCIEN. OY | GN00002985 | WORKSHOOP CSM PUSAT | PUSAT | DKI JAKARTA | JAKARTA TIMUR | MAIN UNIT | EMP | - |  | 25 February 2013 |  | - |  | - |  | ACTIVE
863000000134 | 98630 | INDIKO | DIAGNOSTIC 2 | THERMO FISHER SCIEN. OY | GN00003060 | LAB IBL | SEMARANG | JAWA TENGAH | SEMARANG | MAIN UNIT | EMP | - |  | 4 June 2018 |  | - |  | - |  | ACTIVE
863000000135 | 98630 | INDIKO | DIAGNOSTIC 2 | THERMO FISHER SCIEN. OY | GN00002704 | LAB CITRA KARTIKA | KUPANG | NUSA TENGGARA TIMUR | KUPANG | MAIN UNIT | EMP | - |  | 1 January 1900 |  | - |  | - |  | ACTIVE
863000000145 | 98630 | INDIKO | DIAGNOSTIC 2 | THERMO FISHER SCIEN. OY | GN00000584 | LAB. CITO ( INDRAPRASTA ) | SEMARANG | JAWA TENGAH | SEMARANG | MAIN UNIT | CUSTOMER | - |  | 1 January 1900 |  | - |  | - |  | ACTIVE
863000000146 | 98630 | INDIKO | DIAGNOSTIC 2 | THERMO FISHER SCIEN. OY | GN00001073 | RSU PELABUHAN RATU | BOGOR | JAWA BARAT | SUKABUMI | MAIN UNIT | CUSTOMER | - |  | 2 January 2013 |  | - |  | - |  | ACTIVE
863000000149 | 98630 | INDIKO | DIAGNOSTIC 2 | THERMO FISHER SCIEN. OY | GN00001673 | BLK JAYAPURA | JAYAPURA | PAPUA | JAYAPURA | MAIN UNIT | CUSTOMER | 10 October 2014 | HARI UDI RAHARJO - TSE | 1 January 1900 |  | 10 October 2014 | HARI UDI RAHARJO - TSE | - |  | ACTIVE
863000000216 | 98630 | INDIKO | DIAGNOSTIC 2 | THERMO FISHER SCIEN. OY | GN00001899 | POLTEKES KEMENKES | YOGYAKARTA | YOGYAKARTA | YOGYAKARTA | MAIN UNIT | CUSTOMER | - |  | 15 February 2019 |  | - |  | - |  | ACTIVE
863000000228 | 98630 | INDIKO | DIAGNOSTIC 2 | THERMO FISHER SCIEN. OY | GN00003341 | LAB CITO - MERAUKE | JAYAPURA | PAPUA | JAYAPURA | MAIN UNIT | EMP | 11 November 2019 | FARIDA ADELINA | 28 February 2013 |  | 11 November 2019 | FARIDA ADELINA | - |  | ACTIVE
863000000229 | 98630 | INDIKO | DIAGNOSTIC 2 | THERMO FISHER SCIEN. OY | GN19020013 | RS DADI KELUARGA CIAMIS | TASIKMALAYA | JAWA BARAT | TASIKMALAYA | MAIN UNIT | EMP | - |  | 25 February 2019 |  | - |  | - |  | ACTIVE
863000000264 | 98630 | INDIKO | DIAGNOSTIC 2 | THERMO FISHER SCIEN. OY | GN00009257 | RSUD ASEMBAGUS | JEMBER | JAWA TIMUR | JEMBER | MAIN UNIT | EMP | 11 November 2019 | SAHID DERMAWAN - SPV TSE BARAT | 25 January 2021 | GANDHI YANRANGGA | 11 November 2019 | SAHID DERMAWAN - SPV TSE BARAT | 25 January 2021 | GANDHI YANRANGGA | ACTIVE
863000000265 | 98630 | INDIKO | DIAGNOSTIC 2 | THERMO FISHER SCIEN. OY | GN00002285 | KLINIK SPESIALIS ANUGERAH IBU | MEDAN | SUMATERA UTARA | MEDAN | MAIN UNIT | EMP | 15 May 2019 | BARITA P-SIMAMORA - TSE | 23 October 2014 |  | 15 May 2019 | BARITA P-SIMAMORA - TSE | - |  | ACTIVE
863000000266 | 98630 | INDIKO | DIAGNOSTIC 2 | THERMO FISHER SCIEN. OY | GN00001143 | RS Ciputra Citra Raya | TANGERANG | BANTEN | TENGGARONG | MAIN UNIT | EMP | - |  | 17 July 2025 |  | - |  | 4 August 2025 | SAHID DERMAWAN - SPV TSE BARAT | ACTIVE
863000000267 | 98630 | INDIKO | DIAGNOSTIC 2 | THERMO FISHER SCIEN. OY | GN00001918 | RS ISLAM KLATEN | YOGYAKARTA | YOGYAKARTA | YOGYAKARTA | MAIN UNIT | EMP | 18 April 2018 | TRIYONO - TSE AREA BARAT | 1 January 1900 |  | 18 April 2018 | TRIYONO - TSE AREA BARAT | - |  | ACTIVE
863000000268 | 98632 | INDIKO TS | DIAGNOSTIC 2 | THERMO FISHER SCIEN. OY | GN00005735 | RS PRIMA HUSADA - BANJAR ARUM | MALANG | JAWA TIMUR | MALANG | MAIN UNIT | EMP | - |  | 22 January 2015 |  | - |  | - |  | ACTIVE
863000000289 | 98630 | INDIKO | DIAGNOSTIC 2 | THERMO FISHER SCIEN. OY | GN00003001 | PT. ENSEVAL MEDIKA PRIMA - HO | PUSAT | DKI JAKARTA | JAKARTA TIMUR | MAIN UNIT | EMP | - |  | 28 January 2014 |  | - |  | - |  | ACTIVE
863000000295 | 98630 | INDIKO | DIAGNOSTIC 2 | THERMO FISHER SCIEN. OY | GN00002634 | LAB THAMRIN PEKANBARU | PEKAN BARU | RIAU | PEKANBARU | MAIN UNIT | EMP | - |  | 1 January 1900 |  | - |  | - |  | ACTIVE
863000000296 | 98630 | INDIKO | DIAGNOSTIC 2 | THERMO FISHER SCIEN. OY | GN00011530 | Laboratorium Klinik Populer | SURABAYA-1 | JAWA TIMUR | SURABAYA | MAIN UNIT | EMP | 23 May 2016 | GANDHI YANRANGGA | 1 January 1900 |  | 23 May 2016 | GANDHI YANRANGGA | - |  | ACTIVE
863000000297 | 98630 | INDIKO | DIAGNOSTIC 2 | THERMO FISHER SCIEN. OY | GN00000119 | RS BERSALIN BUNDA PALEMBANG | PALEMBANG | SUMATERA SELATAN | PALEMBANG | MAIN UNIT | EMP | 1 February 1990 | INDRA BUDI GUNAWAN | 1 January 1900 |  | 1 February 1990 | INDRA BUDI GUNAWAN | - |  | ACTIVE
863000000311 | 98630 | INDIKO | DIAGNOSTIC 2 | THERMO FISHER SCIEN. OY | GN22030057 | KLINIK PPK GRESIK | SURABAYA-2 | JAWA TIMUR | SURABAYA | MAIN UNIT | EMP | - |  | 8 July 2021 | MIKKI FAHRIZI - TSE | - |  | 28 March 2022 | MIKKI FAHRIZI - TSE | ACTIVE
863000000312 | 98630 | INDIKO | DIAGNOSTIC 2 | THERMO FISHER SCIEN. OY | GN00003151 | UPT. BALAI LABORATORIUM KESEHATAN PROVINSI BALI | DENPASAR | BALI | DENPASAR | MAIN UNIT | CUSTOMER | - |  | 25 November 2013 |  | - |  | - |  | ACTIVE
863000000313 | 98630 | INDIKO | DIAGNOSTIC 2 | THERMO FISHER SCIEN. OY | GN00002985 | WORKSHOOP CSM PUSAT | PUSAT | DKI JAKARTA | JAKARTA TIMUR | MAIN UNIT | EMP | - |  | 2 August 2023 | MUHAMMAD FAJAR - TSE | - |  | 26 June 2024 | SAHID DERMAWAN - SPV TSE BARAT | ACTIVE
863000000314 | 98630 | INDIKO | DIAGNOSTIC 2 | THERMO FISHER SCIEN. OY | GN00002586 | PT BIOFARMA | BANDUNG | JAWA BARAT | BANDUNG | MAIN UNIT | CUSTOMER | - |  | 26 November 2013 |  | - |  | - |  | ACTIVE
863000000321 | 98630 | INDIKO | DIAGNOSTIC 2 | THERMO FISHER SCIEN. OY | GN00001671 | RS MITRA MASYARAKAT | JAYAPURA | PAPUA | TIMIKA | MAIN UNIT | EMP | 25 September 2019 | MIKKI FAHRIZI - TSE | 25 September 2019 |  | 25 September 2019 | MIKKI FAHRIZI - TSE | - |  | ACTIVE
863000000322 | 98630 | INDIKO | DIAGNOSTIC 2 | THERMO FISHER SCIEN. OY | GN22100046 | LAB KLINIK BIOGEN PAMEKASAN | SURABAYA-2 | JAWA TIMUR | SURABAYA | MAIN UNIT | EMP | - |  | 5 October 2022 |  | - |  | 16 October 2023 | ANDI ISMAIL - SPV TSE TIMUR | ACTIVE
863000000345 | 98630 | INDIKO | DIAGNOSTIC 2 | THERMO FISHER SCIEN. OY | GN00002915 | RS KEJAKSAAN | JAKARTA-2 | DKI JAKARTA | JAKARTA TIMUR | MAIN UNIT | CUSTOMER | 1 February 1990 | MOHAMAD SUKARJO - TSE CP | 13 January 2014 |  | 1 February 1990 | MOHAMAD SUKARJO - TSE CP | - |  | ACTIVE
863000000346 | 98630 | INDIKO | DIAGNOSTIC 2 | THERMO FISHER SCIEN. OY | GN00005775 | RS PKU MUHAMMADIYAH WONOSOBO | YOGYAKARTA | YOGYAKARTA | WONOSOBO |  | EMP | - |  | 30 September 2025 | ARBIANSYAH - TSE | 20 December 2013 |  | 30 October 2025 | ANDI ISMAIL - SPV TSE TIMUR | ACTIVE
863000000347 | 98630 | INDIKO | DIAGNOSTIC 2 | THERMO FISHER SCIEN. OY | GN00002013 | PT EQUILAB INTERNATIONAL | JAKARTA-2 | DKI JAKARTA | JAKARTA SELATAN | MAIN UNIT | CUSTOMER | - |  | 20 January 2014 |  | - |  | - |  | ACTIVE
863000000348 | 98630 | INDIKO | DIAGNOSTIC 2 | THERMO FISHER SCIEN. OY | GN00000446 | RSUD NATAL | PEMATANG SIANTAR | SUMATERA UTARA | PANYABUNGAN | MAIN UNIT | CUSTOMER | 11 June 2015 | ARBIANSYAH - TSE | 28 December 2013 |  | 11 June 2015 | ARBIANSYAH - TSE | - |  | ACTIVE
863000000349 | 98630 | INDIKO | DIAGNOSTIC 2 | THERMO FISHER SCIEN. OY | GN00000584 | LAB. CITO ( INDRAPRASTA ) | SEMARANG | JAWA TENGAH | SEMARANG | MAIN UNIT | CUSTOMER | - |  | 1 February 2018 |  | - |  | - |  | ACTIVE
863000000350 | 98630 | INDIKO | DIAGNOSTIC 2 | THERMO FISHER SCIEN. OY | GN00002985 | WORKSHOOP CSM PUSAT | PUSAT | DKI JAKARTA | JAKARTA TIMUR | MAIN UNIT | EMP | 15 November 2014 | HARI UDI RAHARJO - TSE | 15 November 2014 |  | 15 November 2014 | HARI UDI RAHARJO - TSE | - |  | ACTIVE
863000000351 | 98630 | INDIKO | DIAGNOSTIC 2 | THERMO FISHER SCIEN. OY | GN00000460 | RSUD DR ZAINOEL ABIDIN | BANDA ACEH | ACEH | BANDA ACEH | MAIN UNIT | EMP | 19 May 2016 | SATRIA KUSUMA - TSE | 10 April 2014 |  | 19 May 2016 | SATRIA KUSUMA - TSE | - |  | ACTIVE
863000000352 | 98630 | INDIKO | DIAGNOSTIC 2 | THERMO FISHER SCIEN. OY | GN00000280 | RSUD AROSUKA | PADANG | SUMATERA BARAT | AROSUKA | MAIN UNIT | CUSTOMER | - |  | 5 December 2013 |  | - |  | - |  | ACTIVE
863000000400 | 98630 | INDIKO | DIAGNOSTIC 2 | THERMO FISHER SCIEN. OY | GN00007520 | LAB CITO - JAYAPURA | JAYAPURA | PAPUA | JAYAPURA | MAIN UNIT | EMP | - |  | 3 May 2016 |  | - |  | - |  | ACTIVE
863000000401 | 98630 | INDIKO | DIAGNOSTIC 2 | THERMO FISHER SCIEN. OY | GN00002985 | WORKSHOOP CSM PUSAT | PUSAT | DKI JAKARTA | JAKARTA TIMUR | MAIN UNIT | EMP | - |  | 22 June 2021 | GANDHI YANRANGGA | - |  | 25 August 2025 | SAHID DERMAWAN - SPV TSE BARAT | ACTIVE
863000000402 | 98630 | INDIKO | DIAGNOSTIC 2 | THERMO FISHER SCIEN. OY | GN00001759 | BALAI BESAR LABORATORIUM KESEHATAN (BBLK) MAKASSAR | MAKASSAR | SULAWESI SELATAN | MAKASSAR | MAIN UNIT | EMP | 5 August 2014 | HARI UDI RAHARJO - TSE | 7 January 2025 |  | 5 August 2014 | HARI UDI RAHARJO - TSE | 24 February 2025 | ANDI ISMAIL - SPV TSE TIMUR | ACTIVE
863000000403 | 98630 | INDIKO | DIAGNOSTIC 2 | THERMO FISHER SCIEN. OY | GN00008836 | HI LAB MAGELANG | YOGYAKARTA | YOGYAKARTA | YOGYAKARTA | MAIN UNIT | CUSTOMER | - |  | 31 July 2018 |  | - |  | - |  | ACTIVE
863000000404 | 98630 | INDIKO | DIAGNOSTIC 2 | THERMO FISHER SCIEN. OY | GN00002985 | WORKSHOOP CSM PUSAT | PUSAT | DKI JAKARTA | JAKARTA TIMUR | MAIN UNIT | EMP | - |  | 1 June 2024 |  | - |  | 20 November 2024 | SAHID DERMAWAN - SPV TSE BARAT | ACTIVE
863000000413 | 98630 | INDIKO | DIAGNOSTIC 2 | THERMO FISHER SCIEN. OY | GN21010029 | Medifast Laboratorium | SURABAYA-1 | JAWA TIMUR | SURABAYA | MAIN UNIT | EMP | - |  | 8 July 2021 | YUNAN ARIMUNTIAN - TSE | - |  | 8 July 2021 | YUNAN ARIMUNTIAN - TSE | ACTIVE
863000000414 | 98630 | INDIKO | DIAGNOSTIC 2 | THERMO FISHER SCIEN. OY | GN00000718 | RS LNG BADAK | SAMARINDA | KALIMANTAN TIMUR | SAMARINDA | MAIN UNIT | CUSTOMER | - |  | 9 October 2014 |  | - |  | - |  | ACTIVE
863000000415 | 9B630 | INDIKO | DIAGNOSTIC 2 | THERMO FISHER SCIEN. OY | GN00000140 | RSUD BASEMAH PAGAR ALAM | PALEMBANG | SUMATERA SELATAN | PALEMBANG | MAIN UNIT | EMP | - |  | - |  | 18 October 2024 | LEO LANANG SIGIT - TSE CP | - |  | ACTIVE
863000000418 | 98630 | INDIKO | DIAGNOSTIC 2 | THERMO FISHER SCIEN. OY | GN00003469 | RS BESEMAH PAGARALAM | PALEMBANG | SUMATERA SELATAN | PALEMBANG | MAIN UNIT | EMP | - |  | 24 September 2014 |  | - |  | - |  | ACTIVE
863000000419 | 98630 | INDIKO | DIAGNOSTIC 2 | THERMO FISHER SCIEN. OY | GN00007924 | POLIKLINK KEMENTRIAN KEHUTANAN | JAKARTA-2 | DKI JAKARTA | JAKARTA PUSAT | MAIN UNIT | CUSTOMER | 3 July 2014 | ANASTASIA OCTAVIN | 1 February 2015 |  | 3 July 2014 | ANASTASIA OCTAVIN | - |  | ACTIVE
863000000422 | 98630 | INDIKO | DIAGNOSTIC 2 | THERMO FISHER SCIEN. OY | GN00006611 | RS RUMAH INDONESIA SEHAT (RIS) | TANGERANG | BANTEN | TANGERANG | MAIN UNIT | CUSTOMER | 12 May 2017 | ARBIANSYAH - TSE | 4 May 2017 |  | 12 May 2017 | ARBIANSYAH - TSE | - |  | ACTIVE
863000000423 | 98630 | INDIKO | DIAGNOSTIC 2 | THERMO FISHER SCIEN. OY | GN00007910 | LABORATORIUM TANJUNG | SURABAYA-2 | JAWA TIMUR | SURABAYA | MAIN UNIT | CUSTOMER | - |  | 26 September 2013 |  | - |  | - |  | ACTIVE
863000000424 | 98630 | INDIKO | DIAGNOSTIC 2 | THERMO FISHER SCIEN. OY | GN00011979 | KLINIK UTAMA BETHESDA | YOGYAKARTA | YOGYAKARTA |  | MAIN UNIT | EMP | - |  | 28 September 2017 |  | - |  | - |  | ACTIVE
863000000475 | 98630 | INDIKO | DIAGNOSTIC 2 | THERMO FISHER SCIEN. OY | GN22080002 | RS PKU AISYIYAH KENDAL | SEMARANG | JAWA TENGAH | SEMARANG | MAIN UNIT | EMP | - |  | 27 October 2014 |  | - |  | 17 October 2022 | TEGAR PANDU - TSE | ACTIVE
863000000476 | 98630 | INDIKO | DIAGNOSTIC 2 | THERMO FISHER SCIEN. OY | GN00008300 | INS FARM RSUD SOEKANDAR | SURABAYA-1 | JAWA TIMUR | SURABAYA | MAIN UNIT | EMP | - |  | 19 July 2022 | YUNAN ARIMUNTIAN - TSE | - |  | 19 July 2022 | PHILIP LAKRISNA - TSE | ACTIVE
863000000487 | 98630 | INDIKO | DIAGNOSTIC 2 | THERMO FISHER SCIEN. OY | GN00007314 | UNIVERSITAS GAJAH MADA | YOGYAKARTA | YOGYAKARTA | YOGYAKARTA | MAIN UNIT | EMP | - |  | 21 December 2020 | DIAN FEBRIYANA - TSE | - |  | 21 December 2020 | DIAN FEBRIYANA - TSE | ACTIVE
863000000488 | 98630 | INDIKO | DIAGNOSTIC 2 | THERMO FISHER SCIEN. OY | GN00008553 | KLINIK SATELIT 3 | SAMARINDA | KALIMANTAN TIMUR | SAMARINDA | MAIN UNIT | EMP | - |  | 27 November 2014 |  | - |  | - |  | ACTIVE
863000000489 | 98630 | INDIKO | DIAGNOSTIC 2 | THERMO FISHER SCIEN. OY | GN00007900 | LAB QUANTUM ( KLINIK QUANTUM LAB ) | MATARAM | NUSA TENGGARA BARAT | MATARAM | MAIN UNIT | EMP | 25 October 2016 | I KADEK - TSE | 5 April 2016 |  | 25 October 2016 | I KADEK - TSE | - |  | ACTIVE
863000000491 | 98630 | INDIKO | DIAGNOSTIC 2 | THERMO FISHER SCIEN. OY | GN00002374 | RS BETHESDA TOMOHON | MANADO | SULAWESI UTARA | TOMOHON | MAIN UNIT | EMP | - |  | 14 January 2015 |  | - |  | - |  | ACTIVE
863000000492 | 98630 | INDIKO | DIAGNOSTIC 2 | THERMO FISHER SCIEN. OY | GN00008190 | LAB WESTERINDO CIBUBUR | BOGOR | JAWA BARAT | BOGOR | MAIN UNIT | EMP | - |  | 3 July 2015 |  | - |  | 14 January 2025 | SAHID DERMAWAN - SPV TSE BARAT | ACTIVE
863000000493 | 98630 | INDIKO | DIAGNOSTIC 2 | THERMO FISHER SCIEN. OY | GN00000040 | RSUD TOBOALI BANGKA SELATAN | PANGKAL PINANG | KEPULAUAN BANGKA BELITUNG | BANGKA SELATAN | MAIN UNIT | CUSTOMER | - |  | 13 December 2014 |  | - |  | - |  | ACTIVE
863000000494 | 98630 | INDIKO | DIAGNOSTIC 2 | THERMO FISHER SCIEN. OY | GN00000969 | RSUD LEMBANG | BANDUNG | JAWA BARAT | PALEMBANG | MAIN UNIT | CUSTOMER | - |  | 24 February 2015 |  | - |  | - |  | ACTIVE
863000000495 | 98630 | INDIKO | DIAGNOSTIC 2 | THERMO FISHER SCIEN. OY | GN00000437 | RSU DR HADRIANUS SINAGA | PEMATANG SIANTAR | SUMATERA UTARA | PANGURURAN | MAIN UNIT | CUSTOMER | - |  | 19 December 2014 |  | - |  | - |  | ACTIVE
863000000502 | 98630 | INDIKO | DIAGNOSTIC 2 | THERMO FISHER SCIEN. OY | GN00008208 | MITRALAB | BEKASI | JAWA BARAT | BEKASI | MAIN UNIT | CUSTOMER | - |  | 6 January 2015 |  | - |  | - |  | ACTIVE
863000000517 | 98630 | INDIKO | DIAGNOSTIC 2 | THERMO FISHER SCIEN. OY | GN00001508 | RSI LUMAJANG | JEMBER | JAWA TIMUR | LUMAJANG | MAIN UNIT | CUSTOMER | - |  | 12 March 2015 |  | - |  | - |  | ACTIVE
863000000518 | 98630 | INDIKO | DIAGNOSTIC 2 | THERMO FISHER SCIEN. OY | GN00008374 | RS DUTA INDAH | JAKARTA-2 | DKI JAKARTA | JAKARTA UTARA | MAIN UNIT | CUSTOMER | 9 January 2015 | GATOT SURYA ADIPUTRA - TSE | 7 January 2015 |  | 9 January 2015 | GATOT SURYA ADIPUTRA - TSE | - |  | ACTIVE
863000000519 | 98630 | INDIKO | DIAGNOSTIC 2 | THERMO FISHER SCIEN. OY | GN00002608 | LAB PATRA MANADO | MANADO | SULAWESI UTARA | MANADO | MAIN UNIT | CUSTOMER | - |  | 11 September 2015 |  | - |  | - |  | ACTIVE
863000000520 | 98630 | INDIKO | DIAGNOSTIC 2 | THERMO FISHER SCIEN. OY | GN00000685 | RSUD HARAPAN INSAN SENDAWAR | SAMARINDA | KALIMANTAN TIMUR | SAMARINDA | MAIN UNIT | EMP | - |  | 18 June 2015 |  | - |  | - |  | ACTIVE
863000000521 | 98630 | INDIKO | DIAGNOSTIC 2 | THERMO FISHER SCIEN. OY | GN00000857 | RS ISLAM FAISAL | MAKASSAR | SULAWESI SELATAN | MAKASSAR | MAIN UNIT | CUSTOMER | 22 January 2015 | HARI UDI RAHARJO - TSE | 20 January 2015 |  | 22 January 2015 | HARI UDI RAHARJO - TSE | - |  | ACTIVE
863000000528 | 98630 | INDIKO | DIAGNOSTIC 2 | THERMO FISHER SCIEN. OY | GN00001800 | RS PERMATA MEDIKA | SEMARANG | JAWA TENGAH | SEMARANG | MAIN UNIT | EMP | - |  | 31 August 2021 | MUNADI - TSE | - |  | 31 August 2021 | MUNADI - TSE | ACTIVE
863000000529 | 98630 | INDIKO | DIAGNOSTIC 2 | THERMO FISHER SCIEN. OY | GN00002457 | RSU PARE | KEDIRI | JAWA TIMUR | KEDIRI | MAIN UNIT | CUSTOMER | - |  | 4 November 2015 |  | - |  | - |  | ACTIVE
863000000530 | 98630 | INDIKO | DIAGNOSTIC 2 | THERMO FISHER SCIEN. OY | GN00001975 | BADAN NARKOTIKA NASIONAL ( BNN ) SUKABUMI | BOGOR | JAWA BARAT | SUKABUMI | MAIN UNIT | CUSTOMER | - |  | 14 March 2016 |  | - |  | - |  | ACTIVE
863000000531 | 98630 | INDIKO | DIAGNOSTIC 2 | THERMO FISHER SCIEN. OY | GN00001053 | RSIA Evasari | JAKARTA-1 | DKI JAKARTA | JAKARTA PUSAT | MAIN UNIT | EMP | - |  | 23 June 2015 |  | - |  | - |  | ACTIVE
863000000551 | 98630 | INDIKO | DIAGNOSTIC 2 | THERMO FISHER SCIEN. OY | GN00000367 | RS HARAPAN | PEMATANG SIANTAR | SUMATERA UTARA | PEMATANG SIANTAR | MAIN UNIT | EMP | 11 June 2015 | ARBIANSYAH - TSE | 20 March 2015 |  | 11 June 2015 | ARBIANSYAH - TSE | - |  | ACTIVE
863000000552 | 98630 | INDIKO | DIAGNOSTIC 2 | THERMO FISHER SCIEN. OY | GN00002985 | WORKSHOOP CSM PUSAT | PUSAT | DKI JAKARTA | JAKARTA TIMUR | MAIN UNIT | EMP | - |  | 11 November 2023 |  | - |  | 10 February 2025 | SAHID DERMAWAN - SPV TSE BARAT | ACTIVE
863000000553 | 98630 | INDIKO | DIAGNOSTIC 2 | THERMO FISHER SCIEN. OY | GN00001757 | RSUD DR. M. ASHARI | TEGAL | JAWA TENGAH | PEMALANG | MAIN UNIT | EMP | 24 May 2018 | AGUS FAUZI | 3 March 2023 |  | 24 May 2018 | AGUS FAUZI | 13 March 2024 | ANDI ISMAIL - SPV TSE TIMUR | ACTIVE
863000000554 | 98630 | INDIKO | DIAGNOSTIC 2 | THERMO FISHER SCIEN. OY | GN00002985 | WORKSHOOP CSM PUSAT | PUSAT | DKI JAKARTA | JAKARTA TIMUR | MAIN UNIT | EMP | 28 May 2019 | ABU ABDILLAH - TSE | 21 October 2024 | ASRULLAH - TSE | 28 May 2019 | ABU ABDILLAH - TSE | 21 October 2024 | SAHID DERMAWAN - SPV TSE BARAT | ACTIVE
863000000555 | 98630 | INDIKO | DIAGNOSTIC 2 | THERMO FISHER SCIEN. OY | GN00000209 | RUMAH SAKIT UMUM DAERAH KECAMATAN MANDAU (RSUD DURI) | PEKAN BARU | RIAU | BENGKALIS | MAIN UNIT | EMP | - |  | 27 May 2015 |  | - |  | - |  | ACTIVE
863000000556 | 98630 | INDIKO | DIAGNOSTIC 2 | THERMO FISHER SCIEN. OY | GN00000005 | RSUD KARAWANG | BEKASI | JAWA BARAT | BEKASI | MAIN UNIT | CUSTOMER | - |  | 23 April 2015 |  | - |  | - |  | ACTIVE
863000000557 | 98630 | INDIKO | DIAGNOSTIC 2 | THERMO FISHER SCIEN. OY | GN00008806 | BALAI BESAR KESEHATAN PARU MASYARAKAT (BBKPM) | TASIKMALAYA | JAWA BARAT | TASIKMALAYA | MAIN UNIT | CUSTOMER | - |  | 13 July 2015 |  | - |  | - |  | ACTIVE
863000000565 | 98640 | INDIKO PLUS | DIAGNOSTIC 2 | THERMO FISHER SCIEN. OY | GN00002986 | RDC PUSAT - RAWAGELAM | PUSAT | DKI JAKARTA | JAKARTA TIMUR | MAIN UNIT | EMP | 11 March 2015 | IBNUL AZIZ - TSE | 1 January 1900 |  | 11 March 2015 | IBNUL AZIZ - TSE | - |  | ACTIVE
863000000566 | 98630 | INDIKO | DIAGNOSTIC 2 | THERMO FISHER SCIEN. OY | GN00004204 | RS LOTIM MEDICAL CENTER | MATARAM | NUSA TENGGARA BARAT | MATARAM | MAIN UNIT | EMP | - |  | 7 December 2014 |  | - |  | - |  | ACTIVE
863000000567 | 98630 | INDIKO | DIAGNOSTIC 2 | THERMO FISHER SCIEN. OY | GN24020004 | Laboratorium Klinik Pilar | SOLO | JAWA TENGAH | KLATEN | MAIN UNIT | EMP | - |  | 2 July 2024 |  | - |  | 5 July 2024 | ANDI ISMAIL - SPV TSE TIMUR | ACTIVE
863000000568 | 98630 | INDIKO | DIAGNOSTIC 2 | THERMO FISHER SCIEN. OY | GN00001020 | RS Dharma Nugraha | JAKARTA-1 | DKI JAKARTA | JAKARTA TIMUR | MAIN UNIT | EMP | - |  | 6 July 2015 |  | - |  | - |  | ACTIVE
863000000569 | 98630 | INDIKO | DIAGNOSTIC 2 | THERMO FISHER SCIEN. OY | GN23090007 | RS AVISENA | BANDUNG | JAWA BARAT | BANDUNG | MAIN UNIT | EMP | - |  | 20 September 2023 |  | - |  | 10 October 2023 | SAHID DERMAWAN - SPV TSE BARAT | ACTIVE
863000000570 | 98632 | INDIKO TS | DIAGNOSTIC 2 | THERMO FISHER SCIEN. OY | GN00008485 | RSKP RESPIRA YOGYAKARTA | YOGYAKARTA | YOGYAKARTA | YOGYAKARTA | MAIN UNIT | CUSTOMER | - |  | 10 June 2015 |  | - |  | - |  | ACTIVE
863000000571 | 98630 | INDIKO | DIAGNOSTIC 2 | THERMO FISHER SCIEN. OY | GN00003169 | RSUD DR. WAHIDIN SUDIRO HUSODO MOJOKERTO | SURABAYA-2 | JAWA TIMUR | MOJOKERTO | MAIN UNIT | CUSTOMER | - |  | 20 June 2015 |  | - |  | - |  | ACTIVE
863000000572 | 98630 | INDIKO | DIAGNOSTIC 2 | THERMO FISHER SCIEN. OY | GN00003165 | LABKESDA TANA GROGOT-BALIKPAPAN | BALIKPAPAN | KALIMANTAN TIMUR | BALIKPAPAN | MAIN UNIT | CUSTOMER | - |  | 24 June 2015 |  | - |  | - |  | ACTIVE
863000000576 | 98630 | INDIKO | DIAGNOSTIC 2 | THERMO FISHER SCIEN. OY | GN23110010 | LAB MULIA | CIREBON | JAWA BARAT | CIREBON | MAIN UNIT | EMP | 18 May 2015 | SUKMA WIJAYA - TSE | 23 November 2023 |  | 18 May 2015 | SUKMA WIJAYA - TSE | 6 December 2023 | SAHID DERMAWAN - SPV TSE BARAT | ACTIVE
863000000577 | 98630 | INDIKO | DIAGNOSTIC 2 | THERMO FISHER SCIEN. OY | GN00002985 | WORKSHOOP CSM PUSAT | PUSAT | DKI JAKARTA | JAKARTA TIMUR | MAIN UNIT | EMP | - |  | 1 May 2015 |  | - |  | - |  | ACTIVE
863000000578 | 98630 | INDIKO | DIAGNOSTIC 2 | THERMO FISHER SCIEN. OY | GN00001656 | LAB PRIMA | JAMBI | JAMBI | JAMBI | MAIN UNIT | EMP | - |  | 9 May 2015 |  | - |  | - |  | ACTIVE
863000000579 | 98630 | INDIKO | DIAGNOSTIC 2 | THERMO FISHER SCIEN. OY | GN00002354 | RS INALUM | MEDAN | SUMATERA UTARA | MEDAN | MAIN UNIT | CUSTOMER | 28 May 2015 | ARBIANSYAH - TSE | 28 May 2015 |  | 28 May 2015 | ARBIANSYAH - TSE | - |  | ACTIVE
863000000580 | 98630 | INDIKO | DIAGNOSTIC 2 | THERMO FISHER SCIEN. OY | GN00001538 | RS JIWA DR. RADJIMAN WEDIODININGRAT | MALANG | JAWA TIMUR | MALANG | MAIN UNIT | CUSTOMER | - |  | 25 June 2015 |  | - |  | - |  | ACTIVE
863000000581 | 98632 | INDIKO TS | DIAGNOSTIC 2 | THERMO FISHER SCIEN. OY | GN00008566 | PUSKESMAS KECAMATAN TEBET | JAKARTA-1 | DKI JAKARTA | JAKARTA SELATAN | MAIN UNIT | CUSTOMER | - |  | 4 August 2015 |  | - |  | - |  | ACTIVE
863000000598 | 98630 | INDIKO | DIAGNOSTIC 2 | THERMO FISHER SCIEN. OY | GN00000192 | RS JIWA TAMPAN | PEKAN BARU | RIAU | PEKANBARU | MAIN UNIT | CUSTOMER | 5 March 2018 | TRIYONO - TSE AREA BARAT | 2 February 2016 |  | 5 March 2018 | TRIYONO - TSE AREA BARAT | - |  | ACTIVE
863000000599 | 98630 | INDIKO | DIAGNOSTIC 2 | THERMO FISHER SCIEN. OY | GN00000878 | RSUD SAWERIGADING | MAKASSAR | SULAWESI SELATAN | PALOPO | MAIN UNIT | CUSTOMER | - |  | 7 September 2015 |  | - |  | - |  | ACTIVE
863000000600 | 98630 | INDIKO | DIAGNOSTIC 2 | THERMO FISHER SCIEN. OY | GN00000878 | RSUD SAWERIGADING | MAKASSAR | SULAWESI SELATAN | PALOPO | MAIN UNIT | CUSTOMER | - |  | 7 September 2015 |  | - |  | - |  | ACTIVE
863000000603 | 98630 | INDIKO | DIAGNOSTIC 2 | THERMO FISHER SCIEN. OY | GN00001674 | RSUD SORONG | JAYAPURA | PAPUA | SORONG | MAIN UNIT | CUSTOMER | - |  | 4 December 2015 |  | - |  | - |  | ACTIVE
863000000604 | 98630 | INDIKO | DIAGNOSTIC 2 | THERMO FISHER SCIEN. OY | GN00008860 | PUSKESMAS JATINEGARA | JAKARTA-1 | DKI JAKARTA | JAKARTA TIMUR | MAIN UNIT | CUSTOMER | 9 July 2015 | TRIYONO - TSE AREA BARAT | 21 September 2015 |  | 9 July 2015 | TRIYONO - TSE AREA BARAT | - |  | ACTIVE
863000000605 | 98632 | INDIKO TS | DIAGNOSTIC 2 | THERMO FISHER SCIEN. OY | GN00009487 | RS. SELE BE SOLU | JAYAPURA | PAPUA BARAT | JAYAPURA | MAIN UNIT | CUSTOMER | 13 July 2018 | TRIYONO - TSE AREA BARAT | 30 November 2015 |  | 13 July 2018 | TRIYONO - TSE AREA BARAT | - |  | ACTIVE
863000000606 | 98632 | INDIKO TS | DIAGNOSTIC 2 | THERMO FISHER SCIEN. OY | GN00011695 | UPT laboratorium Terpadu Universitas Diponegoro | SEMARANG | JAWA TENGAH | SEMARANG | MAIN UNIT | CUSTOMER | 24 May 2018 | SENDRA WIJAYA - IT | 23 December 2015 |  | 24 May 2018 | SENDRA WIJAYA - IT | - |  | ACTIVE
863000000607 | 98632 | INDIKO TS | DIAGNOSTIC 2 | THERMO FISHER SCIEN. OY | GN00009409 | PUSKESMAS KEC. MENTENG | JAKARTA-1 | DKI JAKARTA | JAKARTA PUSAT | MAIN UNIT | CUSTOMER | - |  | 26 November 2015 |  | - |  | - |  | ACTIVE
863000000608 | 98630 | INDIKO | DIAGNOSTIC 2 | THERMO FISHER SCIEN. OY | GN00008730 | UPTD LABKES DAERAH KABUPATEN PANGANDARAN | TASIKMALAYA | JAWA BARAT | TASIKMALAYA | MAIN UNIT | CUSTOMER | - |  | 30 September 2015 |  | - |  | - |  | ACTIVE
863000000627 | 98630 | INDIKO | DIAGNOSTIC 2 | THERMO FISHER SCIEN. OY | GN00002985 | WORKSHOOP CSM PUSAT | PUSAT | DKI JAKARTA | JAKARTA TIMUR | MAIN UNIT | EMP | - |  | 21 October 2018 |  | - |  | - |  | INACTIVE
863000000634 | 98630 | INDIKO | DIAGNOSTIC 2 | THERMO FISHER SCIEN. OY | GN00000631 | RSUD H BADARUDDIN | BANJARMASIN | KALIMANTAN SELATAN | BANJARMASIN | MAIN UNIT | CUSTOMER | 3 December 2015 | RAKHMAT | 27 October 2015 |  | 3 December 2015 | RAKHMAT | - |  | ACTIVE
863000000635 | 98632 | INDIKO TS | DIAGNOSTIC 2 | THERMO FISHER SCIEN. OY | GN00006540 | RSUD DR FAUZIAH BIREUN | BANDA ACEH | ACEH | BIREUEN | MAIN UNIT | CUSTOMER | - |  | 19 November 2015 |  | - |  | - |  | ACTIVE
863000000636 | 98632 | INDIKO TS | DIAGNOSTIC 2 | THERMO FISHER SCIEN. OY | GN00000282 | RSUD DR MUHAMMAD ZEIN PAINAN | PADANG | SUMATERA BARAT | PAINAN | MAIN UNIT | CUSTOMER | 26 October 2015 | TRIYONO - TSE AREA BARAT | 26 October 2015 |  | 26 October 2015 | TRIYONO - TSE AREA BARAT | - |  | ACTIVE
863000000642 | 98630 | INDIKO | DIAGNOSTIC 2 | THERMO FISHER SCIEN. OY | GN23070005 | KLINIK PAKAM MEDICAL CENTER | MEDAN | SUMATERA UTARA | MEDAN | MAIN UNIT | EMP | 2 February 2016 | ARBIANSYAH - TSE | 9 June 2023 |  | 2 February 2016 | ARBIANSYAH - TSE | 20 October 2023 | SAHID DERMAWAN - SPV TSE BARAT | ACTIVE
863000000649 | 98632 | INDIKO TS | DIAGNOSTIC 2 | THERMO FISHER SCIEN. OY | GN00002255 | RS KUSTA SUMBERGLAGAH | SURABAYA-1 | JAWA TIMUR | MOJOKERTO | MAIN UNIT | CUSTOMER | - |  | 1 December 2015 |  | - |  | - |  | ACTIVE
863000000650 | 98630 | INDIKO | DIAGNOSTIC 2 | THERMO FISHER SCIEN. OY | GN00001759 | BALAI BESAR LABORATORIUM KESEHATAN (BBLK) MAKASSAR | MAKASSAR | SULAWESI SELATAN | MAKASSAR | MAIN UNIT | CUSTOMER | - |  | 4 December 2015 |  | - |  | - |  | ACTIVE
863000000652 | 98632 | INDIKO TS | DIAGNOSTIC 2 | THERMO FISHER SCIEN. OY | GN00006871 | DINAS KESEHATAN KAB/KOTA. KUTAI KARTANEGARA | SAMARINDA | KALIMANTAN TIMUR | TENGGARONG | MAIN UNIT | CUSTOMER | - |  | 10 December 2015 |  | - |  | - |  | ACTIVE
863000000653 | 98632 | INDIKO TS | DIAGNOSTIC 2 | THERMO FISHER SCIEN. OY | GN00000549 | BLK KOTA SEMARANG / PROV JATENG | SEMARANG | JAWA TENGAH | SEMARANG | MAIN UNIT | CUSTOMER | 27 October 2015 | MUNADI - TSE | 27 October 2015 |  | 27 October 2015 | MUNADI - TSE | - |  | ACTIVE
863000000654 | 98630 | INDIKO | DIAGNOSTIC 2 | THERMO FISHER SCIEN. OY | GN00002986 | RDC PUSAT - RAWAGELAM | PUSAT | DKI JAKARTA | JAKARTA TIMUR | MAIN UNIT | EMP | 22 October 2015 | SURYADI | 1 January 1900 |  | 22 October 2015 | SURYADI | - |  | ACTIVE
863000000655 | 98632 | INDIKO TS | DIAGNOSTIC 2 | THERMO FISHER SCIEN. OY | GN00002473 | RSU DR SOEROTO NGAWI | KEDIRI | JAWA TIMUR | NGAWI | MAIN UNIT | CUSTOMER | - |  | 10 November 2015 |  | - |  | - |  | ACTIVE
863000000656 | 98632 | INDIKO TS | DIAGNOSTIC 2 | THERMO FISHER SCIEN. OY | GN00008541 | B2P2TOOT BALAI PENELITIAN OBAT TAWANGMANGU | SOLO | JAWA TENGAH | JAKARTA SELATAN | MAIN UNIT | CUSTOMER | 9 November 2015 | RAKHMAT | 9 November 2015 |  | 9 November 2015 | RAKHMAT | - |  | ACTIVE
863000000657 | 98630 | INDIKO | DIAGNOSTIC 2 | THERMO FISHER SCIEN. OY | GN00000276 | RSUD PARIAMAN | PADANG | SUMATERA BARAT | PARIAMAN | MAIN UNIT | CUSTOMER | - |  | 12 November 2015 |  | - |  | - |  | ACTIVE
863000000658 | 98632 | INDIKO TS | DIAGNOSTIC 2 | THERMO FISHER SCIEN. OY | GN00000172 | RSUD MUARO JAMBI ( RSUD AHMAD RIPIN KAB.MUARO JAMBI ) | JAMBI | JAMBI | BANGKO | MAIN UNIT | CUSTOMER | - |  | 17 November 2015 |  | - |  | - |  | ACTIVE
863000000659 | 98630 | INDIKO | DIAGNOSTIC 2 | THERMO FISHER SCIEN. OY | GN00002396 | RSUD MARIA WALANDA MARAMIS | MANADO | SULAWESI UTARA | MINAHASA | MAIN UNIT | CUSTOMER | 11 January 2017 | DEA MASJA SADALI - TSE | 1 January 1900 |  | 11 January 2017 | DEA MASJA SADALI - TSE | - |  | ACTIVE
863000000660 | 98630 | INDIKO | DIAGNOSTIC 2 | THERMO FISHER SCIEN. OY | GN00000217 | RSUD BANGKINANG | PEKAN BARU | RIAU | BANGKINANG | MAIN UNIT | CUSTOMER | 16 November 2015 | MULKAN | 16 November 2015 |  | 16 November 2015 | MULKAN | - |  | ACTIVE
863000000661 | 98630 | INDIKO | DIAGNOSTIC 2 | THERMO FISHER SCIEN. OY | GN00001011 | RS MATA JKT EYE CENTRE | JAKARTA-1 | DKI JAKARTA | JAKARTA PUSAT | MAIN UNIT | EMP | 7 June 2016 | BUDI SUROSO - TSE | 29 February 2016 |  | 7 June 2016 | BUDI SUROSO - TSE | - |  | ACTIVE
863000000662 | 98630 | INDIKO | DIAGNOSTIC 2 | THERMO FISHER SCIEN. OY | GN00009113 | Puskesmas Kec Pulogadung | JAKARTA-1 | DKI JAKARTA |  | MAIN UNIT | CUSTOMER | - |  | 11 November 2015 |  | - |  | - |  | ACTIVE
863000000663 | 98632 | INDIKO TS | DIAGNOSTIC 2 | THERMO FISHER SCIEN. OY | GN00008183 | RS NASIONAL DIPONEGORO | SEMARANG | JAWA TENGAH | SEMARANG | MAIN UNIT | CUSTOMER | 10 November 2018 | MUNADI - TSE | 10 November 2018 |  | 10 November 2018 | MUNADI - TSE | - |  | ACTIVE
863000000665 | 98630 | INDIKO | DIAGNOSTIC 2 | THERMO FISHER SCIEN. OY | GN00010346 | PUSKESMAS PERKOTAAN RASIMAH AHMAD | PADANG | SUMATERA BARAT | PADANG | MAIN UNIT | CUSTOMER | 8 November 2016 |  | 28 October 2015 |  | 8 November 2016 |  | - |  | ACTIVE
863000000666 | 98632 | INDIKO TS | DIAGNOSTIC 2 | THERMO FISHER SCIEN. OY | GN00000114 | RS PARU PROVINSI SUMSEL | PALEMBANG | SUMATERA SELATAN | PALEMBANG | MAIN UNIT | CUSTOMER | - |  | 27 November 2015 |  | - |  | - |  | ACTIVE
863000000667 | 98632 | INDIKO TS | DIAGNOSTIC 2 | THERMO FISHER SCIEN. OY | GN00000411 | RSUD SIDIKALANG | MEDAN | SUMATERA UTARA | SIDIKALANG | MAIN UNIT | CUSTOMER | - |  | 2 December 2015 |  | - |  | - |  | ACTIVE
863000000668 | 98632 | INDIKO TS | DIAGNOSTIC 2 | THERMO FISHER SCIEN. OY | GN00006871 | DINAS KESEHATAN KAB/KOTA. KUTAI KARTANEGARA | SAMARINDA | KALIMANTAN TIMUR | TENGGARONG | MAIN UNIT | CUSTOMER | - |  | 10 December 2015 |  | - |  | - |  | ACTIVE
863000000669 | 98630 | INDIKO | DIAGNOSTIC 2 | THERMO FISHER SCIEN. OY | GN00000046 | RS JIWA PROVINSI BANGKA ( RSU SUNGAI LIAT ) | PANGKAL PINANG | KEPULAUAN BANGKA BELITUNG | SUNGAI LIAT | MAIN UNIT | CUSTOMER | 1 December 2015 | INDRA BUDI GUNAWAN | 1 January 1900 |  | 1 December 2015 | INDRA BUDI GUNAWAN | - |  | ACTIVE
86300000067 | 98630 | INDIKO | DIAGNOSTIC 2 | THERMO FISHER SCIEN. OY | GN00002985 | WORKSHOOP CSM PUSAT | PUSAT | DKI JAKARTA | JAKARTA TIMUR | MAIN UNIT | EMP | 13 May 2020 | HARI UDI RAHARJO - TSE | 2 August 2023 | HARI UDI RAHARJO - TSE | 13 May 2020 | HARI UDI RAHARJO - TSE | 26 November 2024 | SAHID DERMAWAN - SPV TSE BARAT | ACTIVE
863000000670 | 98630 | INDIKO | DIAGNOSTIC 2 | THERMO FISHER SCIEN. OY | GN00000860 | RS HAJI | MAKASSAR | SULAWESI SELATAN | MAKASSAR | MAIN UNIT | CUSTOMER | 28 March 2016 | HARI UDI RAHARJO - TSE | 1 February 2016 |  | 28 March 2016 | HARI UDI RAHARJO - TSE | - |  | ACTIVE
863000000671 | 98630 | INDIKO | DIAGNOSTIC 2 | THERMO FISHER SCIEN. OY | GN00008882 | PUSKESMAS KECAMATAN PESANGGRAHAN | JAKARTA-2 | DKI JAKARTA | JAKARTA BARAT | MAIN UNIT | CUSTOMER | - |  | 1 June 2016 |  | - |  | - |  | ACTIVE
863000000672 | 98630 | INDIKO | DIAGNOSTIC 2 | THERMO FISHER SCIEN. OY | GN00002985 | WORKSHOOP CSM PUSAT | PUSAT | DKI JAKARTA | JAKARTA TIMUR | MAIN UNIT | EMP | - |  | 3 September 2018 |  | - |  | - |  | ACTIVE
863000000683 | 98632 | INDIKO TS | DIAGNOSTIC 2 | THERMO FISHER SCIEN. OY | GN00002437 | RSUD TOBELO | MANADO | MALUKU UTARA | HALMAHERA UTARA | MAIN UNIT | CUSTOMER | - |  | 26 April 2016 |  | - |  | - |  | ACTIVE
863000000684 | 98632 | INDIKO TS | DIAGNOSTIC 2 | THERMO FISHER SCIEN. OY | GN00000269 | RSUD PASAMAN BARAT | PADANG | SUMATERA BARAT | SIMPANG EMPAT | MAIN UNIT | CUSTOMER | 19 January 2017 |  | 19 July 2016 |  | 19 January 2017 |  | - |  | ACTIVE
863000000685 | 98632 | INDIKO TS | DIAGNOSTIC 2 | THERMO FISHER SCIEN. OY | GN00006874 | DINAS KESEHATAN KAB/ KOTA. KUTAI TIMUR | SAMARINDA | KALIMANTAN TIMUR | SANGATTA | MAIN UNIT | CUSTOMER | 10 June 2017 | TEGAR PANDU - TSE | 10 June 2017 |  | 10 June 2017 | TEGAR PANDU - TSE | - |  | ACTIVE
863000000686 | 98630 | INDIKO | DIAGNOSTIC 2 | THERMO FISHER SCIEN. OY | GN00001947 | Klinik & Laboratorium Westerindo cikarang ( CMC Klinik ) | BEKASI | JAWA BARAT | CIKARANG | MAIN UNIT | EMP | - |  | 26 January 2022 | GATOT SURYA ADIPUTRA - TSE | - |  | 26 January 2022 | GATOT SURYA ADIPUTRA - TSE | ACTIVE
863000000687 | 98632 | INDIKO TS | DIAGNOSTIC 2 | THERMO FISHER SCIEN. OY | GN00002276 | RSUD TAMAN HUSADA BONTANG | SAMARINDA | KALIMANTAN TIMUR | BONTANG | MAIN UNIT | CUSTOMER | 16 June 2016 | TEGAR PANDU - TSE | 16 June 2016 |  | 16 June 2016 | TEGAR PANDU - TSE | - |  | ACTIVE
863000000732 | 98630 | INDIKO | DIAGNOSTIC 2 | THERMO FISHER SCIEN. OY | GN00012000 | RSUD Pagelaran | BOGOR | JAWA BARAT | BOGOR | MAIN UNIT | CUSTOMER | 30 November 2016 | LEONARDUS ADI | 30 November 2016 |  | 30 November 2016 | LEONARDUS ADI | - |  | ACTIVE
863000000733 | 98632 | INDIKO TS | DIAGNOSTIC 2 | THERMO FISHER SCIEN. OY | GN00009084 | RSU CUT MUTIA LHOKSEUMAWE | LHOKSEUMAWE | ACEH | LHOKSEUMAWE | MAIN UNIT | CUSTOMER | - |  | 14 December 2016 |  | - |  | - |  | ACTIVE
863000000734 | 98632 | INDIKO TS | DIAGNOSTIC 2 | THERMO FISHER SCIEN. OY | GN00009228 | BERLIANDO MITRA ABADI, PT | DENPASAR | BALI | DENPASAR | MAIN UNIT | EMP | - |  | 14 February 2017 |  | - |  | - |  | ACTIVE
863000000735 | 98632 | INDIKO TS | DIAGNOSTIC 2 | THERMO FISHER SCIEN. OY | GN25020010 | RS SAPTA MEDIKA | PEMATANG SIANTAR | SUMATERA UTARA | PEMATANG SIANTAR | MAIN UNIT | EMP | - |  | 29 November 2024 |  | - |  | 27 February 2025 | SAHID DERMAWAN - SPV TSE BARAT | ACTIVE
863000000736 | 98632 | INDIKO TS | DIAGNOSTIC 2 | THERMO FISHER SCIEN. OY | GN20120003 | PT Genta Buana Astadeca | MEDAN | SUMATERA UTARA | MEDAN | MAIN UNIT | EMP | - |  | 13 December 2017 |  | - |  | 31 May 2021 | BARITA P-SIMAMORA - TSE | ACTIVE
863000000737 | 98632 | INDIKO TS | DIAGNOSTIC 2 | THERMO FISHER SCIEN. OY | GN00002289 | LAB GATOT SUBROTO PUSAT | MEDAN | SUMATERA UTARA | MEDAN | MAIN UNIT | EMP | - |  | 16 January 2025 | BARITA P-SIMAMORA - TSE | - |  | 7 February 2025 | SAHID DERMAWAN - SPV TSE BARAT | ACTIVE
863000000738 | 98630 | INDIKO | DIAGNOSTIC 2 | THERMO FISHER SCIEN. OY | GN00000791 | RSU NAMLEA | MAKASSAR | MALUKU | BURU | MAIN UNIT | CUSTOMER | 12 November 2019 | AUGESTA NANDA PRADANA - TSE | 26 April 2017 |  | 12 November 2019 | AUGESTA NANDA PRADANA - TSE | - |  | ACTIVE
863000000739 | 98632 | INDIKO TS | DIAGNOSTIC 2 | THERMO FISHER SCIEN. OY | GN17080002 | RS MITRA MEDIKA SUMUTINDO CABANG TEMBUNG | MEDAN | SUMATERA UTARA | MEDAN | MAIN UNIT | EMP | - |  | 23 November 2017 |  | - |  | - |  | ACTIVE
863000000740 | 98632 | INDIKO TS | DIAGNOSTIC 2 | THERMO FISHER SCIEN. OY | GN00002985 | WORKSHOOP CSM PUSAT | PUSAT | DKI JAKARTA | JAKARTA TIMUR | MAIN UNIT | EMP | - |  | 28 August 2018 |  | - |  | - |  | ACTIVE
863000000741 | 98632 | INDIKO TS | DIAGNOSTIC 2 | THERMO FISHER SCIEN. OY | GN00001125 | RSUD PAMEUNGPEUK GRT SELATAN | TASIKMALAYA | JAWA BARAT | GARUT | MAIN UNIT | CUSTOMER | 13 November 2019 | SUKMA WIJAYA - TSE | 22 June 2017 |  | 13 November 2019 | SUKMA WIJAYA - TSE | - |  | ACTIVE
863000000756 | 98630 | INDIKO | DIAGNOSTIC 2 | THERMO FISHER SCIEN. OY | GN00011008 | RSUD BANDA NAIRA | MAKASSAR | MALUKU | MAKASSAR | MAIN UNIT | CUSTOMER | 2 October 2019 | TRIYONO - TSE AREA BARAT | 23 June 2016 |  | 2 October 2019 | TRIYONO - TSE AREA BARAT | - |  | ACTIVE
863000000757 | 98632 | INDIKO TS | DIAGNOSTIC 2 | THERMO FISHER SCIEN. OY | GN00000430 | RSU RANTAU PRAPAT | PEMATANG SIANTAR | SUMATERA UTARA | RANTAU PRAPAT | MAIN UNIT | EMP | 1 October 2018 | TRIYONO - TSE AREA BARAT | 3 August 2017 |  | 1 October 2018 | TRIYONO - TSE AREA BARAT | - |  | ACTIVE
863000000758 | 98632 | INDIKO TS | DIAGNOSTIC 2 | THERMO FISHER SCIEN. OY | GN20070006 | RSU PKU Muhammadiyah Pedan | SOLO | JAWA TENGAH | SURAKARTA | MAIN UNIT | EMP | 13 July 2018 | TRIYONO - TSE AREA BARAT | 24 August 2020 | RIDWAN - TSE | 13 July 2018 | TRIYONO - TSE AREA BARAT | 24 August 2020 | RIDWAN - TSE | ACTIVE
863000000759 | 98632 | INDIKO TS | DIAGNOSTIC 2 | THERMO FISHER SCIEN. OY | GN00002672 | LAB KLINIK CITO | SOLO | JAWA TENGAH | SURAKARTA | MAIN UNIT | EMP | 1 October 2018 | TRIYONO - TSE AREA BARAT | 23 June 2016 |  | 1 October 2018 | TRIYONO - TSE AREA BARAT | - |  | ACTIVE
863000000760 | 98630 | INDIKO | DIAGNOSTIC 2 | THERMO FISHER SCIEN. OY | GN19040011 | RSUD SITI FATIMAH | PALEMBANG | SUMATERA SELATAN | PALEMBANG | MAIN UNIT | CUSTOMER | - |  | 1 December 2017 |  | - |  | - |  | ACTIVE
863000000761 | 98632 | INDIKO TS | DIAGNOSTIC 2 | THERMO FISHER SCIEN. OY | GN00000176 | RSUD SULTAN THOHA SAEFUDIN | JAMBI | JAMBI | TEBO | MAIN UNIT | EMP | 1 October 2018 | TRIYONO - TSE AREA BARAT | 23 June 2016 |  | 1 October 2018 | TRIYONO - TSE AREA BARAT | - |  | ACTIVE
863000000762 | 98632 | INDIKO TS | DIAGNOSTIC 2 | THERMO FISHER SCIEN. OY | GN00002985 | WORKSHOOP CSM PUSAT | PUSAT | DKI JAKARTA | JAKARTA TIMUR | MAIN UNIT | EMP | 31 May 2019 | ANDRIYANTO PRABOWO - MSS | 3 April 2024 | IBNUL AZIZ - TSE | 31 May 2019 | ANDRIYANTO PRABOWO - MSS | 25 November 2024 | SAHID DERMAWAN - SPV TSE BARAT | ACTIVE
863000000763 | 98630 | INDIKO | DIAGNOSTIC 2 | THERMO FISHER SCIEN. OY | GN00002985 | WORKSHOOP CSM PUSAT | PUSAT | DKI JAKARTA | JAKARTA TIMUR | MAIN UNIT | EMP | 1 October 2018 | TRIYONO - TSE AREA BARAT | 5 May 2021 | SAHID DERMAWAN - SPV TSE BARAT | 1 October 2018 | TRIYONO - TSE AREA BARAT | 7 October 2024 | SAHID DERMAWAN - SPV TSE BARAT | ACTIVE
863000000764 | 98630 | INDIKO | DIAGNOSTIC 2 | THERMO FISHER SCIEN. OY | GN00002985 | WORKSHOOP CSM PUSAT | PUSAT | DKI JAKARTA | JAKARTA TIMUR | MAIN UNIT | EMP | 17 April 2020 | DIAN FEBRIYANA - TSE | 1 June 2024 |  | 17 April 2020 | DIAN FEBRIYANA - TSE | 20 November 2024 | SAHID DERMAWAN - SPV TSE BARAT | ACTIVE
863000000765 | 98630 | INDIKO | DIAGNOSTIC 2 | THERMO FISHER SCIEN. OY | GN00011696 | Klinik Hohidiai | MANADO | MALUKU UTARA | MANADO | MAIN UNIT | CUSTOMER | 1 October 2018 | TRIYONO - TSE AREA BARAT | 23 June 2016 |  | 1 October 2018 | TRIYONO - TSE AREA BARAT | - |  | ACTIVE
863000000780 | 98630 | INDIKO | DIAGNOSTIC 2 | THERMO FISHER SCIEN. OY | GN00002673 | Lab Kes Dinkes Kota Surakarta | SOLO | JAWA TENGAH |  | MAIN UNIT | CUSTOMER | 2 August 2016 | RAKHMAT | 2 August 2016 |  | 2 August 2016 | RAKHMAT | - |  | ACTIVE
863000000781 | 98632 | INDIKO TS | DIAGNOSTIC 2 | THERMO FISHER SCIEN. OY | GN00011263 | RS GIGI & MULUT UNIVERSITAS JENDERAL SOEDIRMAN | PURWOKERTO | JAWA TENGAH | PURWOKERTO | MAIN UNIT | CUSTOMER | - |  | 8 September 2017 |  | - |  | - |  | ACTIVE
863000000782 | 98630 | INDIKO | DIAGNOSTIC 2 | THERMO FISHER SCIEN. OY | GN00008877 | PUSKESMAS KECAMATAN KEMBANGAN | JAKARTA-2 | DKI JAKARTA | JAKARTA BARAT | MAIN UNIT | CUSTOMER | 30 November 2017 | AGUS FAUZI | 30 November 2017 |  | 30 November 2017 | AGUS FAUZI | - |  | ACTIVE
863000000783 | 98632 | INDIKO TS | DIAGNOSTIC 2 | THERMO FISHER SCIEN. OY | GN22030058 | LAB KLINIK POPULER MANUKAN | SURABAYA-2 | JAWA TIMUR | SURABAYA | MAIN UNIT | EMP | 13 July 2018 | System Auto | 16 September 2021 |  | 13 July 2018 | System Auto | 16 October 2023 | ANDI ISMAIL - SPV TSE TIMUR | ACTIVE
863000000784 | 98630 | INDIKO | DIAGNOSTIC 2 | THERMO FISHER SCIEN. OY | GN00000792 | RSU SAPARUA | MAKASSAR | MALUKU | MALUKU TENGAH | MAIN UNIT | CUSTOMER | 11 May 2018 | PHILIP LAKRISNA - TSE | 11 May 2018 |  | 11 May 2018 | PHILIP LAKRISNA - TSE | - |  | ACTIVE
863000000797 | 98632 | INDIKO TS | DIAGNOSTIC 2 | THERMO FISHER SCIEN. OY | GN17070019 | RSUD WARAS WIRIS | SOLO | JAWA TENGAH | BOYOLALI | MAIN UNIT | CUSTOMER | 24 April 2018 | MUNADI - TSE | 24 April 2018 |  | 24 April 2018 | MUNADI - TSE | - |  | ACTIVE
863000000798 | 98632 | INDIKO TS | DIAGNOSTIC 2 | THERMO FISHER SCIEN. OY | GN00002985 | WORKSHOOP CSM PUSAT | PUSAT | DKI JAKARTA | JAKARTA TIMUR | MAIN UNIT | EMP | 9 September 2016 | System Auto | 8 September 2016 |  | 9 September 2016 | System Auto | - |  | ACTIVE
863000000799 | 98632 | INDIKO TS | DIAGNOSTIC 2 | THERMO FISHER SCIEN. OY | GN00001397 | RSUD LEWOLEBA | KUPANG | NUSA TENGGARA TIMUR | LEMBATA | MAIN UNIT | EMP | 6 July 2018 | I KADEK - TSE | 6 July 2018 |  | 6 July 2018 | I KADEK - TSE | - |  | ACTIVE
863000000800 | 98632 | INDIKO TS | DIAGNOSTIC 2 | THERMO FISHER SCIEN. OY | GN18050026 | LAB. KIMIA FARMA - SERANG | TANGERANG | BANTEN | SERANG | MAIN UNIT | EMP | 9 September 2016 | INDRAWAN - VACANT | 1 October 2018 |  | 9 September 2016 | INDRAWAN - VACANT | 18 January 2024 | SAHID DERMAWAN - SPV TSE BARAT | ACTIVE
863000000801 | 98632 | INDIKO TS | DIAGNOSTIC 2 | THERMO FISHER SCIEN. OY | GN18050028 | LAB. KIMIA FARMA - PEKANBARU | PEKAN BARU | RIAU | PEKANBARU | MAIN UNIT | EMP | 9 September 2016 | INDRAWAN - VACANT | 30 October 2018 |  | 9 September 2016 | INDRAWAN - VACANT | 18 January 2024 | SAHID DERMAWAN - SPV TSE BARAT | ACTIVE
863000000808 | 98632 | INDIKO TS | DIAGNOSTIC 2 | THERMO FISHER SCIEN. OY | GN18050036 | PT KIMIA FARMA DIAGNOSTIKA (LAB) - UJUNG BERUNG | BANDUNG-2 | JAWA BARAT | BANDUNG | MAIN UNIT | EMP | - |  | 24 May 2018 |  | - |  | - |  | ACTIVE
863000000809 | 98632 | INDIKO TS | DIAGNOSTIC 2 | THERMO FISHER SCIEN. OY | GN18050027 | LAB. KIMIA FARMA - ACEH | BANDA ACEH | ACEH | BANDA ACEH | MAIN UNIT | EMP | 9 September 2016 | INDRAWAN - VACANT | 8 September 2016 |  | 9 September 2016 | INDRAWAN - VACANT | - |  | ACTIVE
863000000810 | 98632 | INDIKO TS | DIAGNOSTIC 2 | THERMO FISHER SCIEN. OY | GN18010025 | LAB KLINIK KIMIA FARMA CIANJUR | SUKABUMI | JAWA BARAT | SUKABUMI | MAIN UNIT | EMP | 9 September 2016 | INDRAWAN - VACANT | 12 January 2019 |  | 9 September 2016 | INDRAWAN - VACANT | 18 January 2024 | SAHID DERMAWAN - SPV TSE BARAT | ACTIVE
863000000811 | 98632 | INDIKO TS | DIAGNOSTIC 2 | THERMO FISHER SCIEN. OY | GN00002985 | WORKSHOOP CSM PUSAT | PUSAT | DKI JAKARTA | JAKARTA TIMUR | MAIN UNIT | EMP | 28 June 2018 | FAJAR FAHMI - TSE | 1 June 2024 |  | 28 June 2018 | FAJAR FAHMI - TSE | 20 November 2024 | SAHID DERMAWAN - SPV TSE BARAT | ACTIVE
863000000812 | 98632 | INDIKO TS | DIAGNOSTIC 2 | THERMO FISHER SCIEN. OY | GN00000374 | RSUD KOTA PINANG - PEMATANG SIANTAR | PEMATANG SIANTAR | SUMATERA UTARA | PEMATANG SIANTAR | MAIN UNIT | EMP | 7 August 2019 | BARITA P-SIMAMORA - TSE | 8 September 2016 |  | 7 August 2019 | BARITA P-SIMAMORA - TSE | - |  | ACTIVE
863000000813 | 98632 | INDIKO TS | DIAGNOSTIC 2 | THERMO FISHER SCIEN. OY | GN18050023 | LAB. KIMIA FARMA - TERNATE | MANADO | MALUKU UTARA | TERNATE | MAIN UNIT | EMP | 9 September 2016 | INDRAWAN - VACANT | 30 October 2018 |  | 9 September 2016 | INDRAWAN - VACANT | 18 January 2024 | SAHID DERMAWAN - SPV TSE BARAT | ACTIVE
863000000821 | 98632 | INDIKO TS | DIAGNOSTIC 2 | THERMO FISHER SCIEN. OY | GN18050033 | LAB. KIMIA FARMA - DEPOK | DEPOK | JAWA BARAT | DEPOK | MAIN UNIT | EMP | 7 October 2016 | INDRAWAN - VACANT | 7 January 2019 |  | 7 October 2016 | INDRAWAN - VACANT | 18 January 2024 | SAHID DERMAWAN - SPV TSE BARAT | ACTIVE
863000000822 | 98632 | INDIKO TS | DIAGNOSTIC 2 | THERMO FISHER SCIEN. OY | GN18050034 | LAB. KIMIA FARMA - PURWAKARTA | BANDUNG-2 | JAWA BARAT | PURWAKARTA | MAIN UNIT | EMP | - |  | 30 May 2018 |  | - |  | - |  | ACTIVE
863000000823 | 98632 | INDIKO TS | DIAGNOSTIC 2 | THERMO FISHER SCIEN. OY | GN00004341 | LAB. KIMIA FARMA - MEDAN | MEDAN | SUMATERA UTARA | MEDAN | MAIN UNIT | EMP | 7 October 2016 | INDRAWAN - VACANT | 4 October 2016 |  | 7 October 2016 | INDRAWAN - VACANT | - |  | ACTIVE
863000000824 | 98632 | INDIKO TS | DIAGNOSTIC 2 | THERMO FISHER SCIEN. OY | GN00001113 | RS BANJAR PATROMAN | TASIKMALAYA | JAWA BARAT | BANJAR | MAIN UNIT | EMP | - |  | 17 February 2021 | ARBIANSYAH - TSE | - |  | 21 January 2025 | SAHID DERMAWAN - SPV TSE BARAT | ACTIVE
863000000825 | 98632 | INDIKO TS | DIAGNOSTIC 2 | THERMO FISHER SCIEN. OY | GN00012231 | RSUD KABUPATEN ACEH BESAR | BANDA ACEH | ACEH | BANDA ACEH | MAIN UNIT | EMP | 28 July 2018 | GATOT SURYA ADIPUTRA - TSE | 29 March 2024 | BARITA P-SIMAMORA - TSE | 28 July 2018 | GATOT SURYA ADIPUTRA - TSE | 1 April 2024 | SAHID DERMAWAN - SPV TSE BARAT | ACTIVE
863000000826 | 98632 | INDIKO TS | DIAGNOSTIC 2 | THERMO FISHER SCIEN. OY | GN00011289 | RSUD AL-MULK | BOGOR | JAWA BARAT | SUKABUMI | MAIN UNIT | CUSTOMER | - |  | 25 July 2018 |  | - |  | - |  | ACTIVE
863000001016 | 98632 | INDIKO TS | DIAGNOSTIC 2 | THERMO FISHER SCIEN. OY | GN23050010 | RSUD DAHA HUSADA | KEDIRI | JAWA TIMUR | KEDIRI | MAIN UNIT | EMP | - |  | 31 August 2021 | MUNADI - TSE | - |  | 24 January 2025 | SAHID DERMAWAN - SPV TSE BARAT | ACTIVE
863000001018 | 98632 | INDIKO TS | DIAGNOSTIC 2 | THERMO FISHER SCIEN. OY | GN18100027 | APOTEK KLINIK CIMAYA - CIANJUR | SUKABUMI | JAWA BARAT | CIANJUR | MAIN UNIT | EMP | - |  | 29 October 2018 |  | - |  | - |  | ACTIVE
863000001019 | 98632 | INDIKO TS | DIAGNOSTIC 2 | THERMO FISHER SCIEN. OY | GN00004595 | BKPM AMBARAWA | SEMARANG | JAWA TENGAH | SEMARANG | MAIN UNIT | CUSTOMER | - |  | 21 December 2018 |  | - |  | - |  | ACTIVE
863000001020 | 98632 | INDIKO TS | DIAGNOSTIC 2 | THERMO FISHER SCIEN. OY | GN00005735 | RS PRIMA HUSADA - BANJAR ARUM | MALANG | JAWA TIMUR | MALANG | MAIN UNIT | EMP | - |  | 4 April 2019 |  | - |  | - |  | ACTIVE
863000001021 | 98632 | INDIKO TS | DIAGNOSTIC 2 | THERMO FISHER SCIEN. OY | GN19100117 | RS MURNI TEGUH JAKARTA | JAKARTA-2 | DKI JAKARTA | JAKARTA BARAT | MAIN UNIT | EMP | - |  | 16 November 2018 |  | - |  | - |  | ACTIVE
863000001022 | 98632 | INDIKO TS | DIAGNOSTIC 2 | THERMO FISHER SCIEN. OY | GN00005735 | RS PRIMA HUSADA - BANJAR ARUM | MALANG | JAWA TIMUR | MALANG | MAIN UNIT | EMP | - |  | 22 February 2019 |  | - |  | - |  | ACTIVE
863000001023 | 98632 | INDIKO TS | DIAGNOSTIC 2 | THERMO FISHER SCIEN. OY | GN21070007 | RSU PKU Muhammadiyah Prambanan | YOGYAKARTA | YOGYAKARTA | YOGYAKARTA | MAIN UNIT | EMP | - |  | 13 August 2021 | RIDWAN - TSE | - |  | 13 August 2021 | RIDWAN - TSE | ACTIVE
863000001024 | 98632 | INDIKO TS | DIAGNOSTIC 2 | THERMO FISHER SCIEN. OY | GN00002955 | RSUD SURADADI | TEGAL | JAWA TENGAH | TEGAL | MAIN UNIT | EMP | - |  | 28 February 2022 | MUNADI - TSE | - |  | 28 February 2022 | MUNADI - TSE | ACTIVE
863000001025 | 98632 | INDIKO TS | DIAGNOSTIC 2 | THERMO FISHER SCIEN. OY | GN00001419 | RS Mawaddah Medika | SURABAYA-1 | JAWA TIMUR |  | MAIN UNIT | EMP | - |  | 24 July 2020 | YUNAN ARIMUNTIAN - TSE | - |  | 31 August 2020 | MIKKI FAHRIZI - TSE | ACTIVE
863000001026 | 98632 | INDIKO TS | DIAGNOSTIC 2 | THERMO FISHER SCIEN. OY | GN00012197 | RS INDRIATI SOLO BARU | SOLO | JAWA TENGAH | SUKOHARJO | MAIN UNIT | EMP | - |  | 8 January 2019 |  | - |  | - |  | ACTIVE
863000001027 | 98632 | INDIKO TS | DIAGNOSTIC 2 | THERMO FISHER SCIEN. OY | GN17050024 | PT KIMIA FARMA LUBUK LINGAU | BENGKULU | BENGKULU | BENGKULU | MAIN UNIT | EMP | - |  | 22 October 2020 | AZLI YUDHA - TSE | - |  | 31 October 2020 | MIKKI FAHRIZI - TSE | ACTIVE
863000001028 | 98632 | INDIKO TS | DIAGNOSTIC 2 | THERMO FISHER SCIEN. OY | GN00007806 | RSUD KABUPATEN KEPULAUAN MERANTI | PEKAN BARU | RIAU | PEKANBARU | MAIN UNIT | EMP | - |  | 4 February 2019 |  | - |  | - |  | ACTIVE
863000001029 | 98632 | INDIKO TS | DIAGNOSTIC 2 | THERMO FISHER SCIEN. OY | GN00000693 | RS AMALIA | SAMARINDA | KALIMANTAN TIMUR | SAMARINDA | MAIN UNIT | EMP | 15 January 2020 | PHILIP LAKRISNA - TSE | 19 July 2022 | PHILIP LAKRISNA - TSE | 15 January 2020 | PHILIP LAKRISNA - TSE | 16 October 2023 | ANDI ISMAIL - SPV TSE TIMUR | ACTIVE
863000001030 | 98630 | INDIKO | DIAGNOSTIC 2 | THERMO FISHER SCIEN. OY | GN00001231 | RSU EMANUEL | PURWOKERTO | JAWA TENGAH | BANJARNEGARA | MAIN UNIT | EMP | - |  | 25 February 2019 |  | - |  | - |  | ACTIVE
863000001098 | 98632 | INDIKO TS | DIAGNOSTIC 2 | THERMO FISHER SCIEN. OY | GN00002985 | WORKSHOOP CSM PUSAT | PUSAT | DKI JAKARTA | JAKARTA TIMUR | MAIN UNIT | EMP | - |  | 9 May 2019 |  | - |  | - |  | ACTIVE
863000001099 | 98632 | INDIKO TS | DIAGNOSTIC 2 | THERMO FISHER SCIEN. OY | GN18050006 | RSU PENGAYOMAN | JAKARTA-1 | DKI JAKARTA | JAKARTA TIMUR | MAIN UNIT | CUSTOMER | - |  | 7 January 2021 | MOHAMAD SUKARJO - TSE CP | - |  | 7 January 2021 | MOHAMAD SUKARJO - TSE CP | ACTIVE
863000001105 | 98632 | INDIKO TS | DIAGNOSTIC 2 | THERMO FISHER SCIEN. OY | GN19050003 | LAB KIMIA FARMA - SOREANG | BANDUNG | JAWA BARAT | BANDUNG | MAIN UNIT | EMP | - |  | 5 July 2019 |  | - |  | - |  | ACTIVE
863000001106 | 98632 | INDIKO TS | DIAGNOSTIC 2 | THERMO FISHER SCIEN. OY | GN00000226 | RSU INDRASARI RENGAT | PEKAN BARU | RIAU | RENGAT | MAIN UNIT | CUSTOMER | - |  | 15 July 2019 |  | - |  | - |  | ACTIVE
863000001123 | 98632 | INDIKO TS | DIAGNOSTIC 2 | THERMO FISHER SCIEN. OY | GN19100033 | LAB KIMIA FARMA MADIUN | KEDIRI | JAWA TIMUR | KEDIRI | MAIN UNIT | EMP | 18 October 2019 | PHILIP LAKRISNA - TSE | 18 October 2019 |  | 18 October 2019 | PHILIP LAKRISNA - TSE | - |  | ACTIVE
863000001124 | 98632 | INDIKO TS | DIAGNOSTIC 2 | THERMO FISHER SCIEN. OY | GN00002985 | WORKSHOOP CSM PUSAT | PUSAT | DKI JAKARTA | JAKARTA TIMUR | MAIN UNIT | EMP | - |  | 25 November 2019 |  | - |  | - |  | ACTIVE
863000001125 | 98632 | INDIKO TS | DIAGNOSTIC 2 | THERMO FISHER SCIEN. OY | GN00002955 | RSUD SURADADI | TEGAL | JAWA TENGAH | TEGAL | MAIN UNIT | EMP | 4 November 2019 | HARI UDI RAHARJO - TSE | 7 November 2019 |  | 4 November 2019 | HARI UDI RAHARJO - TSE | - |  | ACTIVE
863000001205 | 98640 | INDIKO PLUS | DIAGNOSTIC 2 | THERMO FISHER SCIEN. OY | GN00002986 | RDC PUSAT - RAWAGELAM | PUSAT | DKI JAKARTA | JAKARTA TIMUR | MAIN UNIT | EMP | 6 October 2016 | HARI UDI RAHARJO - TSE | 4 October 2016 |  | 6 October 2016 | HARI UDI RAHARJO - TSE | - |  | ACTIVE
863000003037 | 98632 | INDIKO TS | DIAGNOSTIC 2 | THERMO FISHER SCIEN. OY | GN00000361 | RS HORAS INSANI | PEMATANG SIANTAR | SUMATERA UTARA | PEMATANG SIANTAR | MAIN UNIT | EMP | - |  | 14 October 2024 |  | - |  | 5 November 2024 | SAHID DERMAWAN - SPV TSE BARAT | ACTIVE
863000003038 | 98632 | INDIKO TS | DIAGNOSTIC 2 | THERMO FISHER SCIEN. OY | GN19100002 | KIMIA FARMA - LABORATORIUM KLINIK ( CIREBON ) | CIREBON | JAWA BARAT | CIREBON | MAIN UNIT | EMP | 16 December 2019 | SUKMA WIJAYA - TSE | 16 December 2019 |  | 16 December 2019 | SUKMA WIJAYA - TSE | - |  | ACTIVE
863000003039 | 98632 | INDIKO TS | DIAGNOSTIC 2 | THERMO FISHER SCIEN. OY | GN24060011 | KLINIK UTAMA RAKYAT | MANADO | SULAWESI UTARA | MANADO | MAIN UNIT | EMP | - |  | 19 September 2025 |  | - |  | 2 October 2025 | SAHID DERMAWAN - SPV TSE BARAT | ACTIVE
863000003048 | 98632 | INDIKO TS | DIAGNOSTIC 2 | THERMO FISHER SCIEN. OY | GN00002985 | WORKSHOOP CSM PUSAT | PUSAT | DKI JAKARTA | JAKARTA TIMUR | MAIN UNIT | EMP | 20 February 2020 | TEGAR PANDU - TSE | 20 February 2020 |  | 20 February 2020 | TEGAR PANDU - TSE | - |  | ACTIVE
863000003049 | 98632 | INDIKO TS | DIAGNOSTIC 2 | THERMO FISHER SCIEN. OY | GN19100003 | KIMIA FARMA - LABORATORIUM KLINIK ( PURWOKERTO ) | PURWOKERTO | JAWA TENGAH | PURWOKERTO | MAIN UNIT | EMP | 18 February 2020 | RIDWAN - TSE | 18 February 2020 |  | 18 February 2020 | RIDWAN - TSE | - |  | ACTIVE
863000003050 | 98632 | INDIKO TS | DIAGNOSTIC 2 | THERMO FISHER SCIEN. OY | GN18050021 | LAB. KIMIA FARMA - SUKABUMI | SUKABUMI | JAWA BARAT | SUKABUMI | MAIN UNIT | EMP | 9 September 2019 | System Auto | 31 March 2022 | IBNUL AZIZ - TSE | 9 September 2019 | System Auto | 22 July 2024 | SAHID DERMAWAN - SPV TSE BARAT | ACTIVE
863000003051 | 98632 | INDIKO TS | DIAGNOSTIC 2 | THERMO FISHER SCIEN. OY | GN22020019 | LAB ANTONIUS | PANGKAL PINANG | KEPULAUAN BANGKA BELITUNG | PANGKAL PINANG | MAIN UNIT | CUSTOMER | - |  | 31 March 2022 | SELAMAT SIPAHUTAR - TSE | - |  | 31 March 2022 | SELAMAT SIPAHUTAR - TSE | ACTIVE
863000003052 | 98632 | INDIKO TS | DIAGNOSTIC 2 | THERMO FISHER SCIEN. OY | GN00002985 | WORKSHOOP CSM PUSAT | PUSAT | DKI JAKARTA | JAKARTA TIMUR | MAIN UNIT | EMP | 14 April 2020 | GANDHI YANRANGGA | 14 April 2020 |  | 14 April 2020 | GANDHI YANRANGGA | - |  | ACTIVE
863000003053 | 98632 | INDIKO TS | DIAGNOSTIC 2 | THERMO FISHER SCIEN. OY | GN00002985 | WORKSHOOP CSM PUSAT | PUSAT | DKI JAKARTA | JAKARTA TIMUR | MAIN UNIT | EMP | - |  | 7 January 2021 | GANDHI YANRANGGA | - |  | 10 February 2025 | SAHID DERMAWAN - SPV TSE BARAT | ACTIVE
863000003054 | 98632 | INDIKO TS | DIAGNOSTIC 2 | THERMO FISHER SCIEN. OY | GN00009875 | PT KIMIA FARMA CIREMAI (AP KF CIREMAI) | CIREBON | JAWA BARAT |  | MAIN UNIT | EMP | - |  | 22 July 2020 | SUKMA WIJAYA - TSE | - |  | 22 July 2020 | SUKMA WIJAYA - TSE | ACTIVE
863000003055 | 98632 | INDIKO TS | DIAGNOSTIC 2 | THERMO FISHER SCIEN. OY | GN17070049 | RSUD TAMAN SARI | JAKARTA-1 | DKI JAKARTA | JAKARTA BARAT | MAIN UNIT | EMP | - |  | 10 June 2020 | MOHAMAD SUKARJO - TSE CP | - |  | 10 June 2020 | MOHAMAD SUKARJO - TSE CP | ACTIVE
863000003056 | 98632 | INDIKO TS | DIAGNOSTIC 2 | THERMO FISHER SCIEN. OY | GN00000035 | RSUD KAB BINTAN | BATAM | KEPULAUAN RIAU | BINTAN | MAIN UNIT | EMP | - |  | 6 April 2021 | RUDI SETIAWAN - TSE | - |  | 6 April 2021 | RUDI SETIAWAN - TSE | ACTIVE
863000003057 | 98632 | INDIKO TS | DIAGNOSTIC 2 | THERMO FISHER SCIEN. OY | GN20010023 | RS PKU MUHAMMADIYAH Blora | KUDUS | JAWA TENGAH | KUDUS | MAIN UNIT | EMP | - |  | 17 January 2022 | ANDRIAS NUGROHO - TSE | - |  | 17 January 2022 | ANDRIAS NUGROHO - TSE | ACTIVE
863000003058 | 98632 | INDIKO TS | DIAGNOSTIC 2 | THERMO FISHER SCIEN. OY | GN00002986 | RDC PUSAT - RAWAGELAM | PUSAT | DKI JAKARTA | JAKARTA TIMUR | MAIN UNIT | EMP | - |  | - |  | - |  | - |  | ACTIVE
863000003059 | 98632 | INDIKO TS | DIAGNOSTIC 2 | THERMO FISHER SCIEN. OY | GN00002311 | RSU MUH ANWAR SUMENEP | SURABAYA-1 | JAWA TIMUR | SUMENEP | MAIN UNIT | CUSTOMER | - |  | 9 December 2021 |  | - |  | 23 January 2025 | ANDI ISMAIL - SPV TSE TIMUR | ACTIVE
863000003104 | 98632 | INDIKO TS | DIAGNOSTIC 2 | THERMO FISHER SCIEN. OY | GN00002986 | RDC PUSAT - RAWAGELAM | PUSAT | DKI JAKARTA | JAKARTA TIMUR | MAIN UNIT | EMP | 10 January 2020 | LEO LANANG SIGIT - TSE CP | - |  | 10 January 2020 | LEO LANANG SIGIT - TSE CP | - |  | ACTIVE
863000003105 | 98632 | INDIKO TS | DIAGNOSTIC 2 | THERMO FISHER SCIEN. OY | GN00008613 | LABORATORIUM KLINIK ANUGERAH KABANJAHE | MEDAN | SUMATERA UTARA | MEDAN | MAIN UNIT | EMP | 10 January 2020 | LEO LANANG SIGIT - TSE CP | 24 February 2022 | BARITA P-SIMAMORA - TSE | 10 January 2020 | LEO LANANG SIGIT - TSE CP | 24 February 2022 | BARITA P-SIMAMORA - TSE | ACTIVE
863000003106 | 98632 | INDIKO TS | DIAGNOSTIC 2 | THERMO FISHER SCIEN. OY | GN00002985 | WORKSHOOP CSM PUSAT | PUSAT | DKI JAKARTA | JAKARTA TIMUR | MAIN UNIT | EMP | 10 January 2020 | LEO LANANG SIGIT - TSE CP | 20 December 2021 |  | 10 January 2020 | LEO LANANG SIGIT - TSE CP | 2 May 2025 | SAHID DERMAWAN - SPV TSE BARAT | ACTIVE
863000003107 | 98632 | INDIKO TS | DIAGNOSTIC 2 | THERMO FISHER SCIEN. OY | GN22030047 | SPEED LAB BALIKPAPAN | BALIKPAPAN | KALIMANTAN TIMUR | BALIKPAPAN | MAIN UNIT | CUSTOMER | 10 January 2020 | LEO LANANG SIGIT - TSE CP | 26 March 2022 | SARWANDI - TSE | 10 January 2020 | LEO LANANG SIGIT - TSE CP | 26 March 2022 | SARWANDI - TSE | ACTIVE
863000003108 | 98632 | INDIKO TS | DIAGNOSTIC 2 | THERMO FISHER SCIEN. OY | GN00001611 | LAB GATOT SUBROTO BATAM | BATAM | KEPULAUAN RIAU | BATAM | MAIN UNIT | EMP | 10 January 2020 | LEO LANANG SIGIT - TSE CP | 20 January 2022 | RUDI SETIAWAN - TSE | 10 January 2020 | LEO LANANG SIGIT - TSE CP | 20 January 2022 | RUDI SETIAWAN - TSE | ACTIVE
863000003109 | 98632 | INDIKO TS | DIAGNOSTIC 2 | THERMO FISHER SCIEN. OY | GN24050001 | Lab Cito Balikpapan | BALIKPAPAN | KALIMANTAN TIMUR | BALIKPAPAN | MAIN UNIT | EMP | 10 January 2020 | LEO LANANG SIGIT - TSE CP | 22 November 2022 | IBNUL AZIZ - TSE | 10 January 2020 | LEO LANANG SIGIT - TSE CP | 24 March 2025 | ANDI ISMAIL - SPV TSE TIMUR | ACTIVE
863000003174 | 98632 | INDIKO TS | DIAGNOSTIC 2 | THERMO FISHER SCIEN. OY | GN00002985 | WORKSHOOP CSM PUSAT | PUSAT | DKI JAKARTA | JAKARTA TIMUR | MAIN UNIT | EMP | 6 January 2021 | NOVAN KURNIARTATO - TSE | 28 April 2022 | MUHAMMAD FAJAR - TSE | 14 December 2020 | NOVAN KURNIARTATO - TSE | 20 October 2025 | SAHID DERMAWAN - SPV TSE BARAT | ACTIVE
863000003252 | 98632 | INDIKO TS | DIAGNOSTIC 2 | THERMO FISHER SCIEN. OY | GN23110015 | LAB KIMIA FARMA INDRAMAYU | CIREBON | JAWA BARAT | INDRAMAYU | MAIN UNIT | EMP | - |  | 31 March 2022 | SELAMAT SIPAHUTAR - TSE | 31 December 2021 | LEO LANANG SIGIT - TSE CP | 20 November 2023 | SAHID DERMAWAN - SPV TSE BARAT | ACTIVE
863000003253 | 9B630 | INDIKO | DIAGNOSTIC 2 | THERMO FISHER SCIEN. OY | GN00000019 | RS OTORITA - RS BADAN PENGUSAHA BATAM | BATAM | KEPULAUAN RIAU | BATAM | MAIN UNIT | CUSTOMER | - |  | 21 April 2022 | RUDI SETIAWAN - TSE | 31 December 2021 | LEO LANANG SIGIT - TSE CP | 21 April 2022 | RUDI SETIAWAN - TSE | ACTIVE
863000003359 | 9B630 | INDIKO | DIAGNOSTIC 2 | THERMO FISHER SCIEN. OY | GN22080030 | LAB HELIX CAB KARTINI | DEPOK | JAWA BARAT | DEPOK | MAIN UNIT | CUSTOMER | - |  | 3 September 2022 | IBNUL AZIZ - TSE | 3 June 2022 | LEO LANANG SIGIT - TSE CP | 3 September 2022 | IBNUL AZIZ - TSE | ACTIVE
863000003360 | 9B630 | INDIKO | DIAGNOSTIC 2 | THERMO FISHER SCIEN. OY | GN00002985 | WORKSHOOP CSM PUSAT | PUSAT | DKI JAKARTA | JAKARTA TIMUR | MAIN UNIT | EMP | - |  | 27 September 2022 | SELAMAT SIPAHUTAR - TSE | 3 June 2022 | LEO LANANG SIGIT - TSE CP | 10 February 2025 | SAHID DERMAWAN - SPV TSE BARAT | ACTIVE
863000003361 | 9B630 | INDIKO | DIAGNOSTIC 2 | THERMO FISHER SCIEN. OY | GN00011989 | LAB PLUS | BATAM | KEPULAUAN RIAU | BATAM | MAIN UNIT | CUSTOMER | - |  | 11 November 2022 |  | 3 June 2022 | LEO LANANG SIGIT - TSE CP | 20 January 2025 | SAHID DERMAWAN - SPV TSE BARAT | ACTIVE
863000003362 | 9B630 | INDIKO | DIAGNOSTIC 2 | THERMO FISHER SCIEN. OY | GN00002986 | RDC PUSAT - RAWAGELAM | PUSAT | DKI JAKARTA | JAKARTA TIMUR | MAIN UNIT | EMP | - |  | - |  | 3 June 2022 | LEO LANANG SIGIT - TSE CP | - |  | ACTIVE
863000003363 | 98632 | INDIKO TS | DIAGNOSTIC 2 | THERMO FISHER SCIEN. OY | GN00004577 | RSU BETHESDA LEMPUYANGWANGI | YOGYAKARTA | YOGYAKARTA | YOGYAKARTA | MAIN UNIT | EMP | - |  | 26 July 2022 |  | 3 June 2022 | LEO LANANG SIGIT - TSE CP | - |  | ACTIVE
863000003364 | 9B630 | INDIKO | DIAGNOSTIC 2 | THERMO FISHER SCIEN. OY | GN00002986 | RDC PUSAT - RAWAGELAM | PUSAT | DKI JAKARTA | JAKARTA TIMUR | MAIN UNIT | EMP | - |  | - |  | 3 June 2022 | LEO LANANG SIGIT - TSE CP | - |  | ACTIVE
863000003365 | 98632 | INDIKO TS | DIAGNOSTIC 2 | THERMO FISHER SCIEN. OY | GN00000367 | RS HARAPAN | PEMATANG SIANTAR | SUMATERA UTARA | PEMATANG SIANTAR | MAIN UNIT | EMP | - |  | 29 August 2022 | BARITA P-SIMAMORA - TSE | 3 June 2022 | LEO LANANG SIGIT - TSE CP | - |  | ACTIVE
863000003366 | 9B630 | INDIKO | DIAGNOSTIC 2 | THERMO FISHER SCIEN. OY | GN00002986 | RDC PUSAT - RAWAGELAM | PUSAT | DKI JAKARTA | JAKARTA TIMUR | MAIN UNIT | EMP | - |  | - |  | 3 June 2022 | LEO LANANG SIGIT - TSE CP | - |  | ACTIVE
863000003416 | 98632 | INDIKO TS | DIAGNOSTIC 2 | THERMO FISHER SCIEN. OY | GN24060012 | RS MITRA KELUARGA SLAWI | TEGAL | JAWA TENGAH | TEGAL | MAIN UNIT | EMP | - |  | 4 November 2022 |  | 20 October 2022 | LEO LANANG SIGIT - TSE CP | 16 January 2025 | SAHID DERMAWAN - SPV TSE BARAT | ACTIVE
863000003417 | 9B630 | INDIKO | DIAGNOSTIC 2 | THERMO FISHER SCIEN. OY | GN00002462 | RSUD KERTOSONO | KEDIRI | JAWA TIMUR | NGANJUK | MAIN UNIT | CUSTOMER | - |  | 9 December 2022 |  | 20 October 2022 | LEO LANANG SIGIT - TSE CP | 10 October 2023 | ANDI ISMAIL - SPV TSE TIMUR | ACTIVE
863000003418 | 98632 | INDIKO TS | DIAGNOSTIC 2 | THERMO FISHER SCIEN. OY | GN00008882 | PUSKESMAS KECAMATAN PESANGGRAHAN | JAKARTA-2 | DKI JAKARTA | JAKARTA BARAT | MAIN UNIT | EMP | - |  | 6 March 2023 |  | 20 October 2022 | LEO LANANG SIGIT - TSE CP | 22 January 2025 | SAHID DERMAWAN - SPV TSE BARAT | ACTIVE
863000003419 | 9B630 | INDIKO | DIAGNOSTIC 2 | THERMO FISHER SCIEN. OY | GN00000684 | RSUD KAB PENAJAM PASER UTARA- BALIKPAPAN | BALIKPAPAN | KALIMANTAN TIMUR | BALIKPAPAN | MAIN UNIT | CUSTOMER | - |  | 10 January 2023 |  | 20 October 2022 | LEO LANANG SIGIT - TSE CP | 11 October 2023 | ANDI ISMAIL - SPV TSE TIMUR | ACTIVE
863000003420 | 9B630 | INDIKO | DIAGNOSTIC 2 | THERMO FISHER SCIEN. OY | GN22080051 | KLINIK AORTA LAB | MAKASSAR | SULAWESI SELATAN | MAKASSAR | MAIN UNIT | CUSTOMER | - |  | 14 February 2023 |  | 20 October 2022 | LEO LANANG SIGIT - TSE CP | 12 October 2023 | ANDI ISMAIL - SPV TSE TIMUR | ACTIVE
863000003421 | 98632 | INDIKO TS | DIAGNOSTIC 2 | THERMO FISHER SCIEN. OY | GN23080001 | LAB TERA INDONESIA | JAKARTA-1 | DKI JAKARTA | JAKARTA TIMUR | MAIN UNIT | EMP | - |  | 2 February 2023 | GATOT SURYA ADIPUTRA - TSE | 20 October 2022 | LEO LANANG SIGIT - TSE CP | - |  | ACTIVE
863000003422 | 98632 | INDIKO TS | DIAGNOSTIC 2 | THERMO FISHER SCIEN. OY | GN00003173 | RS BINA HUSADA | BOGOR | JAWA BARAT | BOGOR | MAIN UNIT | EMP | - |  | 15 March 2023 |  | 20 October 2022 | LEO LANANG SIGIT - TSE CP | 17 January 2024 | SAHID DERMAWAN - SPV TSE BARAT | ACTIVE
863000003469 | 98632 | INDIKO TS | DIAGNOSTIC 2 | THERMO FISHER SCIEN. OY | GN00002961 | RS MITRA KELUARGA TEGAL | TEGAL | JAWA TENGAH | TEGAL | MAIN UNIT | EMP | - |  | 20 March 2023 | MUNADI - TSE | 14 March 2023 | LEO LANANG SIGIT - TSE CP | - |  | ACTIVE
863000003470 | 98632 | INDIKO TS | DIAGNOSTIC 2 | THERMO FISHER SCIEN. OY | GN00001698 | LAB SIMA KEDIRI | KEDIRI | JAWA TIMUR | KEDIRI | MAIN UNIT | EMP | - |  | 22 May 2023 |  | 14 March 2023 | LEO LANANG SIGIT - TSE CP | - |  | ACTIVE
863000003471 | 98632 | INDIKO TS | DIAGNOSTIC 2 | THERMO FISHER SCIEN. OY | GN25020002 | LAB CITO PEMALANG | TEGAL | JAWA TENGAH | TEGAL | MAIN UNIT | EMP | - |  | 12 February 2025 | RIDWAN - TSE | 14 March 2023 | LEO LANANG SIGIT - TSE CP | 14 February 2025 | ANDI ISMAIL - SPV TSE TIMUR | ACTIVE
863000003472 | 98632 | INDIKO TS | DIAGNOSTIC 2 | THERMO FISHER SCIEN. OY | GN00000250 | RSUD PADANG PARIAMAN | PADANG | SUMATERA BARAT | PADANG | MAIN UNIT | EMP | - |  | 13 September 2023 | ABDI PUTRA - TSE | 14 March 2023 | LEO LANANG SIGIT - TSE CP | - |  | ACTIVE
863000003473 | 98632 | INDIKO TS | DIAGNOSTIC 2 | THERMO FISHER SCIEN. OY | GN00008877 | PUSKESMAS KECAMATAN KEMBANGAN | JAKARTA-2 | DKI JAKARTA | JAKARTA BARAT | MAIN UNIT | EMP | - |  | 2 August 2023 | MUHAMMAD FAJAR - TSE | 14 March 2023 | LEO LANANG SIGIT - TSE CP | - |  | ACTIVE
863000003497 | 98632 | INDIKO TS | DIAGNOSTIC 2 | THERMO FISHER SCIEN. OY | GN00000578 | LAB CITO (PEKALONGAN) | TEGAL | JAWA TENGAH | PEKALONGAN | MAIN UNIT | EMP | - |  | 12 October 2023 | ANDRIAS NUGROHO - TSE | 20 July 2023 | LEO LANANG SIGIT - TSE CP | 17 December 2024 | ANDI ISMAIL - SPV TSE TIMUR | ACTIVE
863000003498 | 9B630 | INDIKO | DIAGNOSTIC 2 | THERMO FISHER SCIEN. OY | GN24010004 | PT BIOMETRIK RISET INDONESIA | DEPOK | JAWA BARAT | DEPOK | MAIN UNIT | CUSTOMER | - |  | 5 March 2024 |  | 20 July 2023 | LEO LANANG SIGIT - TSE CP | 25 March 2024 | SAHID DERMAWAN - SPV TSE BARAT | ACTIVE
863000003499 | 98632 | INDIKO TS | DIAGNOSTIC 2 | THERMO FISHER SCIEN. OY | GN00003367 | RS ISLAM SITI HAJAR | MATARAM | NUSA TENGGARA BARAT | MATARAM | MAIN UNIT | EMP | - |  | 9 November 2023 |  | 20 July 2023 | LEO LANANG SIGIT - TSE CP | 17 January 2024 | SAHID DERMAWAN - SPV TSE BARAT | ACTIVE
863000003500 | 98632 | INDIKO TS | DIAGNOSTIC 2 | THERMO FISHER SCIEN. OY | GN22100050 | RS MURNI TEGUH BANDUNG | BANDUNG | JAWA BARAT | BANDUNG | MAIN UNIT | EMP | - |  | 3 May 2024 |  | 20 July 2023 | LEO LANANG SIGIT - TSE CP | 24 May 2024 | SAHID DERMAWAN - SPV TSE BARAT | ACTIVE
863000003501 | 9B630 | INDIKO | DIAGNOSTIC 2 | THERMO FISHER SCIEN. OY | GN00002913 | RSU HASANAH GRAHA AFIAH | PEJATEN | JAWA BARAT | DEPOK | MAIN UNIT | CUSTOMER | - |  | 23 April 2024 |  | 20 July 2023 | LEO LANANG SIGIT - TSE CP | 17 January 2025 | SAHID DERMAWAN - SPV TSE BARAT | ACTIVE
863000003502 | 98632 | INDIKO TS | DIAGNOSTIC 2 | THERMO FISHER SCIEN. OY | GN17080002 | RS MITRA MEDIKA SUMUTINDO CABANG TEMBUNG | MEDAN | SUMATERA UTARA | MEDAN | MAIN UNIT | EMP | - |  | 6 March 2024 |  | 20 July 2023 | LEO LANANG SIGIT - TSE CP | 25 March 2024 | SAHID DERMAWAN - SPV TSE BARAT | ACTIVE
863000003617 | 98632 | INDIKO TS | DIAGNOSTIC 2 | THERMO FISHER SCIEN. OY | GN00001733 | LAB GATOT SUBROTO | PEMATANG SIANTAR | SUMATERA UTARA | PEMATANG SIANTAR | MAIN UNIT | EMP | - |  | 7 February 2024 |  | 15 January 2024 | LEO LANANG SIGIT - TSE CP | 20 March 2024 | System Auto | ACTIVE
863000003619 | 98632 | INDIKO TS | DIAGNOSTIC 2 | THERMO FISHER SCIEN. OY | GN00004204 | RS LOTIM MEDICAL CENTER | MATARAM | NUSA TENGGARA BARAT | MATARAM | MAIN UNIT | EMP | - |  | 9 February 2024 |  | 15 January 2024 | LEO LANANG SIGIT - TSE CP | 18 August 2025 | SAHID DERMAWAN - SPV TSE BARAT | ACTIVE
863000003620 | 98632 | INDIKO TS | DIAGNOSTIC 2 | THERMO FISHER SCIEN. OY | GN19100035 | RS HERMINA JAKABARING | PALEMBANG | SULAWESI SELATAN | PALEMBANG | MAIN UNIT | EMP | - |  | 13 March 2024 |  | 15 January 2024 | LEO LANANG SIGIT - TSE CP | 25 March 2024 | SAHID DERMAWAN - SPV TSE BARAT | ACTIVE
863000003649 | 98632 | INDIKO TS | DIAGNOSTIC 2 | THERMO FISHER SCIEN. OY | GN00007588 | RS AT TAGWA GUMAWANG | PALEMBANG | SUMATERA SELATAN | PALEMBANG | MAIN UNIT | EMP | - |  | 17 September 2025 |  | 2 October 2025 | LEO LANANG SIGIT - TSE CP | 2 October 2025 | SAHID DERMAWAN - SPV TSE BARAT | ACTIVE
863000003650 | 98632 | INDIKO TS | DIAGNOSTIC 2 | THERMO FISHER SCIEN. OY | GN19010015 | RS JA'FAR MEDIKA | SOLO | JAWA TENGAH | BOYOLALI | MAIN UNIT | EMP | - |  | 18 August 2025 |  | 11 September 2025 | LEO LANANG SIGIT - TSE CP | 11 September 2025 | SAHID DERMAWAN - SPV TSE BARAT | ACTIVE
863000003685 | 9B630 | INDIKO | DIAGNOSTIC 2 | THERMO FISHER SCIEN. OY | GN00002986 | RDC PUSAT - RAWAGELAM | PUSAT | DKI JAKARTA | JAKARTA TIMUR | MAIN UNIT | EMP | - |  | - |  | 11 October 2024 | LEO LANANG SIGIT - TSE CP | - |  | ACTIVE
863000003686 | 9B630 | INDIKO | DIAGNOSTIC 2 | THERMO FISHER SCIEN. OY | GN00002986 | RDC PUSAT - RAWAGELAM | PUSAT | DKI JAKARTA | JAKARTA TIMUR | MAIN UNIT | EMP | - |  | - |  | 11 October 2024 | LEO LANANG SIGIT - TSE CP | - |  | ACTIVE
86300000783 | 98630 | INDIKO | DIAGNOSTIC 2 | THERMO FISHER SCIEN. OY | GN00008877 | PUSKESMAS KECAMATAN KEMBANGAN | JAKARTA-2 | DKI JAKARTA | JAKARTA BARAT | MAIN UNIT | CUSTOMER | 11 December 2017 | TRIYONO - TSE AREA BARAT | 1 December 2017 |  | 11 December 2017 | TRIYONO - TSE AREA BARAT | - |  | ACTIVE
86317404 | FDRPL | DRYPIX PLUS | IMAGING | FUJIFILM INDONESIA, PT. | GN00002985 | WORKSHOOP CSM PUSAT | PUSAT | DKI JAKARTA | JAKARTA TIMUR | MAIN UNIT | EMP | 20 February 2019 | RIDWAN - TSE | 10 July 2020 | DIAN FEBRIYANA - TSE | 20 February 2019 | RIDWAN - TSE | 25 March 2025 | SAHID DERMAWAN - SPV TSE BARAT | ACTIVE
86317405 | FDRPL | DRYPIX PLUS | IMAGING | FUJIFILM INDONESIA, PT. | GN00003340 | RSUD PROF.DR. SOEKANDAR MOJOSARI | SURABAYA-2 | JAWA TIMUR | MOJOKERTO | MAIN UNIT | CUSTOMER | 6 November 2019 | GANDHI YANRANGGA | 6 November 2019 |  | 6 November 2019 | GANDHI YANRANGGA | - |  | ACTIVE
86317406 | FDRPL | DRYPIX PLUS | IMAGING | FUJIFILM INDONESIA, PT. | GN00000011 | RSUD BUDHI ASIH | JAKARTA-1 | DKI JAKARTA | JAKARTA TIMUR | MAIN UNIT | EMP | 31 May 2019 | ARDI HERMAWAN - TSE CP | 2 October 2018 |  | 31 May 2019 | ARDI HERMAWAN - TSE CP | - |  | ACTIVE
86317407 | FDRPL | DRYPIX PLUS | IMAGING | FUJIFILM INDONESIA, PT. | GN00003001 | PT. ENSEVAL MEDIKA PRIMA - HO | PUSAT | DKI JAKARTA | JAKARTA TIMUR | MAIN UNIT | EMP | 14 September 2018 | System Auto | 30 August 2018 |  | 14 September 2018 | System Auto | - |  | ACTIVE
86317408 | FDRPL | DRYPIX PLUS | IMAGING | FUJIFILM INDONESIA, PT. | GN00002986 | RDC PUSAT - RAWAGELAM | PUSAT | DKI JAKARTA | JAKARTA TIMUR | MAIN UNIT | EMP | 14 September 2018 | ARIEF SETIAWAN - TSE CP | 30 August 2018 |  | 14 September 2018 | ARIEF SETIAWAN - TSE CP | - |  | ACTIVE
86317431 | FDRPL | DRYPIX PLUS | IMAGING | FUJIFILM INDONESIA, PT. | GN18080001 | RSUD DR. MOHAMAD SALEH KOTA PROBOLINGGO | MALANG | JAWA TIMUR | MALANG | MAIN UNIT | CUSTOMER | - |  | 19 August 2019 |  | - |  | - |  | ACTIVE
86317433 | FDRPL | DRYPIX PLUS | IMAGING | FUJIFILM INDONESIA, PT. | GN00000237 | RSUD SAWAH LUNTO | PADANG | SUMATERA BARAT | SAWAHLUNTO | MAIN UNIT | CUSTOMER | - |  | 11 September 2019 |  | - |  | - |  | ACTIVE
86317434 | FDRPL | DRYPIX PLUS | IMAGING | FUJIFILM INDONESIA, PT. | GN00002985 | WORKSHOOP CSM PUSAT | PUSAT | DKI JAKARTA | JAKARTA TIMUR | MAIN UNIT | EMP | - |  | 9 September 2019 |  | - |  | - |  | ACTIVE
86317435 | FDRPL | DRYPIX PLUS | IMAGING | FUJIFILM INDONESIA, PT. | GN00001241 | RSUD Dr. R. Sosodoro Djatikoesoemo | SURABAYA-1 | JAWA TIMUR | BOJONEGORO | MAIN UNIT | EMP | 18 November 2019 | YUNAN ARIMUNTIAN - TSE | 18 November 2019 |  | 18 November 2019 | YUNAN ARIMUNTIAN - TSE | - |  | ACTIVE
86317436 | FDRPL | DRYPIX PLUS | IMAGING | FUJIFILM INDONESIA, PT. | GN00001510 | RSUD DR H KOESNADI | JEMBER | JAWA TIMUR | BONDOWOSO | MAIN UNIT | CUSTOMER | - |  | 6 November 2019 |  | - |  | - |  | ACTIVE
86317437 | FDRPL | DRYPIX PLUS | IMAGING | FUJIFILM INDONESIA, PT. | GN00001907 | RSUD KRT SETJONEGORO WONOSOBO | YOGYAKARTA | YOGYAKARTA | YOGYAKARTA | MAIN UNIT | EMP | 11 March 2020 | ANTONIUS SAGITA - KALIBRASI | 18 February 2020 |  | 11 March 2020 | ANTONIUS SAGITA - KALIBRASI | - |  | ACTIVE
86329008 | FCP12 | PRIMA CONSOLE CL A12 | IMAGING | FUJIFILM INDONESIA, PT. | GN00002986 | RDC PUSAT - RAWAGELAM | PUSAT | DKI JAKARTA | JAKARTA TIMUR | MAIN UNIT | EMP | - |  | 29 April 2019 |  | - |  | - |  | ACTIVE
86329009 | FCP12 | PRIMA CONSOLE CL A12 | IMAGING | FUJIFILM INDONESIA, PT. | GN17020002 | RSIA SEPATAN | TANGERANG | DKI JAKARTA | TANGERANG | MAIN UNIT | CUSTOMER | 14 April 2020 | ARBIANSYAH - TSE | 14 April 2020 |  | 14 April 2020 | ARBIANSYAH - TSE | - |  | ACTIVE
86329010 | FCP12 | PRIMA CONSOLE CL A12 | IMAGING | FUJIFILM INDONESIA, PT. | GN00009724 | RS. PERMATA JONGGOL | BOGOR | JAWA BARAT | BOGOR | MAIN UNIT | CUSTOMER | 8 October 2019 | GATOT SURYA ADIPUTRA - TSE | 8 October 2019 |  | 8 October 2019 | GATOT SURYA ADIPUTRA - TSE | - |  | ACTIVE
86329011 | FCP12 | PRIMA CONSOLE CL A12 | IMAGING | FUJIFILM INDONESIA, PT. | GN00001096 | RS PERMATA BEKASI | BEKASI | JAWA BARAT | BEKASI | MAIN UNIT | EMP | 31 October 2019 | GATOT SURYA ADIPUTRA - TSE | 31 October 2019 |  | 31 October 2019 | GATOT SURYA ADIPUTRA - TSE | - |  | ACTIVE
86329014 | FCP12 | PRIMA CONSOLE CL A12 | IMAGING | FUJIFILM INDONESIA, PT. | GN00000582 | SARANA MEDIKA (SEMARANG) | SEMARANG | JAWA TENGAH | SEMARANG | MAIN UNIT | CUSTOMER | 6 January 2020 | ANDRIAS NUGROHO - TSE | 6 January 2020 |  | 6 January 2020 | ANDRIAS NUGROHO - TSE | - |  | ACTIVE
86329015 | FCP12 | PRIMA CONSOLE CL A12 | IMAGING | FUJIFILM INDONESIA, PT. | GN00002986 | RDC PUSAT - RAWAGELAM | PUSAT | DKI JAKARTA | JAKARTA TIMUR | MAIN UNIT | EMP | - |  | 29 April 2019 |  | - |  | - |  | ACTIVE
86329034 | FCP12 | PRIMA CONSOLE CL A12 | IMAGING | FUJIFILM INDONESIA, PT. | GN00008251 | RS BERSALIN SENTUL | BEKASI | JAWA BARAT | BEKASI | MAIN UNIT | CUSTOMER | 31 December 2019 | GATOT SURYA ADIPUTRA - TSE | 31 December 2019 |  | 31 December 2019 | GATOT SURYA ADIPUTRA - TSE | - |  | ACTIVE
86329052 | FCP12 | PRIMA CONSOLE CL A12 | IMAGING | FUJIFILM INDONESIA, PT. | GN00002986 | RDC PUSAT - RAWAGELAM | PUSAT | DKI JAKARTA | JAKARTA TIMUR | MAIN UNIT | EMP | - |  | 29 April 2019 |  | - |  | - |  | ACTIVE
86329053 | FCP12 | PRIMA CONSOLE CL A12 | IMAGING | FUJIFILM INDONESIA, PT. | GN00003819 | BANGLI MEDICAL CLINIC | DENPASAR | BALI | DENPASAR | MAIN UNIT | EMP | 20 April 2020 | ARIEF SETIAWAN - TSE CP | 20 April 2020 |  | 20 April 2020 | ARIEF SETIAWAN - TSE CP | - |  | ACTIVE
86329055 | FCP12 | PRIMA CONSOLE CL A12 | IMAGING | FUJIFILM INDONESIA, PT. | GN20010079 | RS ISLAM AT TAQWA GUMAWANG | PALEMBANG | SUMATERA SELATAN | PALEMBANG | MAIN UNIT | EMP | - |  | 20 March 2020 |  | - |  | - |  | ACTIVE
86329056 | FCP12 | PRIMA CONSOLE CL A12 | IMAGING | FUJIFILM INDONESIA, PT. | GN00002985 | WORKSHOOP CSM PUSAT | PUSAT | DKI JAKARTA | JAKARTA TIMUR | MAIN UNIT | EMP | - |  | 29 April 2019 |  | - |  | - |  | ACTIVE
86329057 | FCP12 | PRIMA CONSOLE CL A12 | IMAGING | FUJIFILM INDONESIA, PT. | GN18070001 | RUMAH SAKIT BHAYANGKARA PALANGKARAYA | BANJARMASIN | KALIMANTAN TENGAH | PALANGKA RAYA | MAIN UNIT | EMP | 29 April 2019 | System Auto | 2 October 2024 |  | 29 April 2019 | System Auto | 17 December 2024 | ANDI ISMAIL - SPV TSE TIMUR | ACTIVE
86329058 | FCP12 | PRIMA CONSOLE CL A12 | IMAGING | FUJIFILM INDONESIA, PT. | GN20010060 | PRAKTIK BERSAMA SINAR MEDIKA | PEMATANG SIANTAR | SUMATERA UTARA | PEMATANG SIANTAR | MAIN UNIT | EMP | 29 April 2019 | System Auto | 29 April 2019 |  | 29 April 2019 | System Auto | - |  | ACTIVE
86329059 | FCP12 | PRIMA CONSOLE CL A12 | IMAGING | FUJIFILM INDONESIA, PT. | GN20080017 | RSU MUHAMMADIYAH BABAT | SURABAYA-1 | JAWA TIMUR | SURABAYA | MAIN UNIT | EMP | 7 March 2020 | YUNAN ARIMUNTIAN - TSE | 7 March 2020 |  | 7 March 2020 | YUNAN ARIMUNTIAN - TSE | - |  | ACTIVE
86329060 | FCP12 | PRIMA CONSOLE CL A12 | IMAGING | FUJIFILM INDONESIA, PT. | GN00001277 | RS Reksa Waluya | SURABAYA-1 | JAWA TIMUR |  | MAIN UNIT | EMP | 31 March 2020 | YUNAN ARIMUNTIAN - TSE | 31 March 2020 |  | 31 March 2020 | YUNAN ARIMUNTIAN - TSE | - |  | ACTIVE
86329061 | FCP12 | PRIMA CONSOLE CL A12 | IMAGING | FUJIFILM INDONESIA, PT. | GN00000757 | RS WOODWARD | PALU | SULAWESI TENGAH | PALU | MAIN UNIT | CUSTOMER | - |  | 22 July 2020 | SARWANDI - TSE | - |  | 22 July 2020 | SARWANDI - TSE | ACTIVE
86329062 | FCP12 | PRIMA CONSOLE CL A12 | IMAGING | FUJIFILM INDONESIA, PT. | GN00002986 | RDC PUSAT - RAWAGELAM | PUSAT | DKI JAKARTA | JAKARTA TIMUR | MAIN UNIT | EMP | - |  | 29 April 2019 |  | - |  | - |  | ACTIVE
86329063 | FCP12 | PRIMA CONSOLE CL A12 | IMAGING | FUJIFILM INDONESIA, PT. | GN00002986 | RDC PUSAT - RAWAGELAM | PUSAT | DKI JAKARTA | JAKARTA TIMUR | MAIN UNIT | EMP | - |  | 29 April 2019 |  | - |  | - |  | ACTIVE
86329064 | FCP12 | PRIMA CONSOLE CL A12 | IMAGING | FUJIFILM INDONESIA, PT. | GN18070001 | RUMAH SAKIT BHAYANGKARA PALANGKARAYA | BANJARMASIN | KALIMANTAN TENGAH | PALANGKA RAYA | MAIN UNIT | EMP | 29 April 2019 | System Auto | 29 April 2019 |  | 29 April 2019 | System Auto | - |  | ACTIVE
86329065 | FCP12 | PRIMA CONSOLE CL A12 | IMAGING | FUJIFILM INDONESIA, PT. | GN00008007 | RS HERMINA BANYUMANIK | SEMARANG | JAWA TENGAH | SEMARANG | MAIN UNIT | EMP | 29 April 2019 | System Auto | 3 March 2023 |  | 29 April 2019 | System Auto | 13 November 2023 | ANDI ISMAIL - SPV TSE TIMUR | ACTIVE
86329066 | FCP12 | PRIMA CONSOLE CL A12 | IMAGING | FUJIFILM INDONESIA, PT. | GN00002986 | RDC PUSAT - RAWAGELAM | PUSAT | DKI JAKARTA | JAKARTA TIMUR | MAIN UNIT | EMP | - |  | 29 April 2019 |  | - |  | - |  | ACTIVE
86329067 | FCP12 | PRIMA CONSOLE CL A12 | IMAGING | FUJIFILM INDONESIA, PT. | GN00005118 | RSUD SULTAN IMANUDIN | BANJARMASIN | KALIMANTAN TENGAH | BANJARMASIN | MAIN UNIT | EMP | 29 April 2019 | System Auto | 15 May 2020 |  | 29 April 2019 | System Auto | - |  | ACTIVE
86329068 | FCP12 | PRIMA CONSOLE CL A12 | IMAGING | FUJIFILM INDONESIA, PT. | GN19030035 | RSU PARAMOUNT | MAKASSAR | SULAWESI SELATAN | MAKASSAR | MAIN UNIT | CUSTOMER | - |  | 3 August 2020 | AUGESTA NANDA PRADANA - TSE | - |  | 3 August 2020 | AUGESTA NANDA PRADANA - TSE | ACTIVE
86329069 | FCP12 | PRIMA CONSOLE CL A12 | IMAGING | FUJIFILM INDONESIA, PT. | GN20060002 | Primecare clinic | PEJATEN | DKI JAKARTA | JAKARTA TIMUR | MAIN UNIT | CUSTOMER | - |  | 24 August 2020 | IBNUL AZIZ - TSE | - |  | 24 August 2020 | IBNUL AZIZ - TSE | ACTIVE
86329070 | FCP12 | PRIMA CONSOLE CL A12 | IMAGING | FUJIFILM INDONESIA, PT. | GN20080017 | RSU MUHAMMADIYAH BABAT | SURABAYA-1 | JAWA TIMUR | SURABAYA | MAIN UNIT | EMP | - |  | 30 July 2020 | MIKKI FAHRIZI - TSE | - |  | 30 July 2020 | MIKKI FAHRIZI - TSE | ACTIVE
86329071 | FCP12 | PRIMA CONSOLE CL A12 | IMAGING | FUJIFILM INDONESIA, PT. | GN00002986 | RDC PUSAT - RAWAGELAM | PUSAT | DKI JAKARTA | JAKARTA TIMUR | MAIN UNIT | EMP | - |  | 29 April 2019 |  | - |  | - |  | ACTIVE
86330819 | FDLIP | DRYPIX LITE BOOKBILL | IMAGING | FUJIFILM INDONESIA, PT. | GN00002985 | WORKSHOOP CSM PUSAT | PUSAT | DKI JAKARTA | JAKARTA TIMUR | ACCESSORIES | EMP | - |  | 8 May 2019 |  | - |  | 20 May 2024 | SAHID DERMAWAN - SPV TSE BARAT | ACTIVE
86330825 | FDRLI | DRYPIX LITE | IMAGING | FUJIFILM INDONESIA, PT. | GN00001096 | RS PERMATA BEKASI | BEKASI | JAWA BARAT | BEKASI | MAIN UNIT | CUSTOMER | 31 October 2019 | GATOT SURYA ADIPUTRA - TSE | 31 October 2019 |  | 31 October 2019 | GATOT SURYA ADIPUTRA - TSE | - |  | ACTIVE
86330826 | FDRLI | DRYPIX LITE | IMAGING | FUJIFILM INDONESIA, PT. | GN00002986 | RDC PUSAT - RAWAGELAM | PUSAT | DKI JAKARTA | JAKARTA TIMUR | MAIN UNIT | EMP | - |  | 8 May 2019 |  | - |  | - |  | ACTIVE
86330827 | FDRLI | DRYPIX LITE | IMAGING | FUJIFILM INDONESIA, PT. | GN20090014 | KLINIK KELUARGA | BANDAR LAMPUNG | LAMPUNG | BANDAR LAMPUNG | MAIN UNIT | CUSTOMER | - |  | 30 June 2022 | SELAMAT SIPAHUTAR - TSE | 23 June 2022 | ARIEF SETIAWAN - TSE CP | 30 June 2022 | SELAMAT SIPAHUTAR - TSE | ACTIVE
86330830 | FDRLI | DRYPIX LITE | IMAGING | FUJIFILM INDONESIA, PT. | GN00000532 | RSUD SUNAN KALIJAGA DEMAK | SEMARANG | JAWA TENGAH | DEMAK | MAIN UNIT | EMP | - |  | 8 May 2019 |  | - |  | - |  | ACTIVE
86330831 | FDLIP | DRYPIX LITE BOOKBILL | IMAGING | FUJIFILM INDONESIA, PT. | GN00001254 | RS Kartini Mojokerto | SURABAYA-1 | JAWA TIMUR |  | MAIN UNIT | EMP | 21 June 2019 | GANDHI YANRANGGA | 25 February 2025 |  | 21 June 2019 | GANDHI YANRANGGA | 24 March 2025 | ANDI ISMAIL - SPV TSE TIMUR | ACTIVE
86330832 | FDLIP | DRYPIX LITE BOOKBILL | IMAGING | FUJIFILM INDONESIA, PT. | GN00003001 | PT. ENSEVAL MEDIKA PRIMA - HO | PUSAT | DKI JAKARTA | JAKARTA TIMUR | MAIN UNIT | EMP | 3 October 2018 | MAYTA ALVINA - MSS FUJI | 3 October 2018 |  | 3 October 2018 | MAYTA ALVINA - MSS FUJI | - |  | ACTIVE
86330833 | FDLIP | DRYPIX LITE BOOKBILL | IMAGING | FUJIFILM INDONESIA, PT. | GN00002985 | WORKSHOOP CSM PUSAT | PUSAT | DKI JAKARTA | JAKARTA TIMUR | MAIN UNIT | EMP | 3 October 2018 | System Auto | 29 November 2021 | IBNUL AZIZ - TSE | 3 October 2018 | System Auto | 24 March 2025 | SAHID DERMAWAN - SPV TSE BARAT | ACTIVE
86330834 | FDLIP | DRYPIX LITE BOOKBILL | IMAGING | FUJIFILM INDONESIA, PT. | GN19020016 | RS AR RASYID PALEMBANG | PALEMBANG | SUMATERA SELATAN | PALEMBANG | MAIN UNIT | EMP | 3 October 2018 | System Auto | 3 October 2018 |  | 3 October 2018 | System Auto | - |  | ACTIVE
86330836 | FDLIP | DRYPIX LITE BOOKBILL | IMAGING | FUJIFILM INDONESIA, PT. | GN00011168 | RSUD JAILOLO | MANADO | SULAWESI UTARA | MANADO | MAIN UNIT | CUSTOMER | 14 April 2020 | GANDHI YANRANGGA | 14 April 2020 |  | 14 April 2020 | GANDHI YANRANGGA | - |  | ACTIVE
86330837 | FDLIP | DRYPIX LITE BOOKBILL | IMAGING | FUJIFILM INDONESIA, PT. | GN00001277 | RS Reksa Waluya | SURABAYA-1 | JAWA TIMUR |  | MAIN UNIT | EMP | 31 March 2020 | YUNAN ARIMUNTIAN - TSE | 31 March 2020 |  | 31 March 2020 | YUNAN ARIMUNTIAN - TSE | - |  | ACTIVE
86330838 | FDRLI | DRYPIX LITE | IMAGING | FUJIFILM INDONESIA, PT. | GN00005831 | RSU AMANDA | MEDAN | SUMATERA UTARA | MEDAN | MAIN UNIT | CUSTOMER | - |  | 31 January 2022 | BARITA P-SIMAMORA - TSE | - |  | 31 January 2022 | BARITA P-SIMAMORA - TSE | ACTIVE
86330839 | FDRLI | DRYPIX LITE | IMAGING | FUJIFILM INDONESIA, PT. | GN00002985 | WORKSHOOP CSM PUSAT | PUSAT | DKI JAKARTA | JAKARTA TIMUR | MAIN UNIT | EMP | 8 May 2019 | System Auto | 18 August 2025 |  | 8 May 2019 | System Auto | 20 November 2025 | SAHID DERMAWAN - SPV TSE BARAT | ACTIVE
86330840 | FDLIP | DRYPIX LITE BOOKBILL | IMAGING | FUJIFILM INDONESIA, PT. | GN00001800 | RS PERMATA MEDIKA | SEMARANG | JAWA TENGAH | SEMARANG | MAIN UNIT | EMP | 26 April 2019 | ANDRIAS NUGROHO - TSE | 26 April 2019 |  | 26 April 2019 | ANDRIAS NUGROHO - TSE | - |  | ACTIVE
86330841 | FDRLI | DRYPIX LITE | IMAGING | FUJIFILM INDONESIA, PT. | GN00000755 | RSU UNDATA PALU | PALU | SULAWESI TENGAH | PALU | MAIN UNIT | CUSTOMER | 28 December 2019 | ABU ABDILLAH - TSE | 28 December 2019 |  | 28 December 2019 | ABU ABDILLAH - TSE | - |  | ACTIVE
86330842 | FDRLI | DRYPIX LITE | IMAGING | FUJIFILM INDONESIA, PT. | GN00003367 | RS ISLAM SITI HAJAR | MATARAM | NUSA TENGGARA BARAT | MATARAM | MAIN UNIT | CUSTOMER | - |  | 26 November 2019 |  | - |  | - |  | ACTIVE
86330843 | FDRLI | DRYPIX LITE | IMAGING | FUJIFILM INDONESIA, PT. | GN00002986 | RDC PUSAT - RAWAGELAM | PUSAT | DKI JAKARTA | JAKARTA TIMUR | MAIN UNIT | EMP | - |  | 8 May 2019 |  | - |  | - |  | ACTIVE
86330844 | FDRLI | DRYPIX LITE | IMAGING | FUJIFILM INDONESIA, PT. | GN00002986 | RDC PUSAT - RAWAGELAM | PUSAT | DKI JAKARTA | JAKARTA TIMUR | MAIN UNIT | EMP | - |  | 8 May 2019 |  | - |  | - |  | ACTIVE
86330845 | FDRLI | DRYPIX LITE | IMAGING | FUJIFILM INDONESIA, PT. | GN00002986 | RDC PUSAT - RAWAGELAM | PUSAT | DKI JAKARTA | JAKARTA TIMUR | MAIN UNIT | EMP | - |  | 8 May 2019 |  | - |  | - |  | ACTIVE
86330846 | FDRLI | DRYPIX LITE | IMAGING | FUJIFILM INDONESIA, PT. | GN00002986 | RDC PUSAT - RAWAGELAM | PUSAT | DKI JAKARTA | JAKARTA TIMUR | MAIN UNIT | EMP | - |  | - |  | 4 February 2021 | ARIEF SETIAWAN - TSE CP | - |  | ACTIVE
86330847 | FDRLI | DRYPIX LITE | IMAGING | FUJIFILM INDONESIA, PT. | GN18100006 | RSUD RAGAB BEGAWE CARAM MESUJI | BANDAR LAMPUNG | LAMPUNG | BANDAR LAMPUNG | MAIN UNIT | CUSTOMER | 18 March 2020 | ANTONIUS SAGITA - KALIBRASI | 12 March 2021 | AZLI YUDHA - TSE | 18 March 2020 | ANTONIUS SAGITA - KALIBRASI | 12 March 2021 | AZLI YUDHA - TSE | ACTIVE
86330848 | FDRLI | DRYPIX LITE | IMAGING | FUJIFILM INDONESIA, PT. | GN19030035 | RSU PARAMOUNT | MAKASSAR | SULAWESI SELATAN | MAKASSAR | MAIN UNIT | CUSTOMER | 18 March 2020 | ANTONIUS SAGITA - KALIBRASI | 3 August 2020 | AUGESTA NANDA PRADANA - TSE | 18 March 2020 | ANTONIUS SAGITA - KALIBRASI | 3 August 2020 | AUGESTA NANDA PRADANA - TSE | ACTIVE
86330849 | FDRLI | DRYPIX LITE | IMAGING | FUJIFILM INDONESIA, PT. | GN19010031 | RSUD PRATAMA ANUGERAH KOTA TOMOHON | MANADO | SULAWESI UTARA | MANADO | MAIN UNIT | CUSTOMER | 18 March 2020 | ANTONIUS SAGITA - KALIBRASI | 26 June 2020 | GANDHI YANRANGGA | 18 March 2020 | ANTONIUS SAGITA - KALIBRASI | 26 June 2020 | GANDHI YANRANGGA | ACTIVE
86330874 | FDRLI | DRYPIX LITE | IMAGING | FUJIFILM INDONESIA, PT. | GN18100006 | RSUD RAGAB BEGAWE CARAM MESUJI | BANDAR LAMPUNG | LAMPUNG | BANDAR LAMPUNG | MAIN UNIT | CUSTOMER | 22 April 2020 | SAHID DERMAWAN - SPV TSE BARAT | 20 April 2020 |  | 22 April 2020 | SAHID DERMAWAN - SPV TSE BARAT | - |  | ACTIVE
86338455 | FDRSM | DRYPIX SMART | IMAGING | FUJIFILM INDONESIA, PT. | GN00000005 | RSUD KARAWANG | BEKASI | JAWA BARAT | BEKASI | MAIN UNIT | CUSTOMER | 19 June 2020 | ANTONIUS SAGITA - KALIBRASI | 22 June 2020 | GATOT SURYA ADIPUTRA - TSE | 19 June 2020 | ANTONIUS SAGITA - KALIBRASI | 22 June 2020 | GATOT SURYA ADIPUTRA - TSE | ACTIVE
86338458 | FDRSC | DRYPIX SMART | IMAGING | FUJIFILM INDONESIA, PT. | GN00000096 | RUMKIT TK IV BENGKULU | BENGKULU | BENGKULU | BENGKULU | MAIN UNIT | EMP | - |  | 31 October 2021 | ABDI PUTRA - TSE | - |  | 31 October 2021 | ABDI PUTRA - TSE | ACTIVE
86338459 | FDRSM | DRYPIX SMART | IMAGING | FUJIFILM INDONESIA, PT. | GN00002985 | WORKSHOOP CSM PUSAT | PUSAT | DKI JAKARTA | JAKARTA TIMUR | MAIN UNIT | EMP | - |  | 7 May 2019 |  | - |  | 25 March 2025 | SAHID DERMAWAN - SPV TSE BARAT | ACTIVE
86338461 | FDRSM | DRYPIX SMART | IMAGING | FUJIFILM INDONESIA, PT. | GN00008487 | RSOP SURAKARTA | SOLO | JAWA TENGAH | BOYOLALI | MAIN UNIT | EMP | 7 January 2021 | ARIEF SETIAWAN - TSE CP | 24 December 2020 | DIAN FEBRIYANA - TSE | 26 November 2020 | ARIEF SETIAWAN - TSE CP | 7 January 2021 | ARIEF SETIAWAN - TSE CP | ACTIVE
86338462 | FDRSM | DRYPIX SMART | IMAGING | FUJIFILM INDONESIA, PT. | GN00000658 | RSUD DR DORIS SYLVANUS | BANJARMASIN | KALIMANTAN TENGAH | PALANGKA RAYA | MAIN UNIT | CUSTOMER | - |  | 28 June 2022 | SARWANDI - TSE | 26 May 2020 | System Auto | 13 March 2024 | ANDI ISMAIL - SPV TSE TIMUR | ACTIVE
86338463 | FDRSM | DRYPIX SMART | IMAGING | FUJIFILM INDONESIA, PT. | GN00011418 | RSU DAERAH SAMBAS | PONTIANAK | KALIMANTAN BARAT | PONTIANAK | MAIN UNIT | EMP | 25 June 2020 | ARIEF SETIAWAN - TSE CP | 31 December 2021 | GATOT SURYA ADIPUTRA - TSE | 23 June 2020 | ARIEF SETIAWAN - TSE CP | 31 December 2021 | GATOT SURYA ADIPUTRA - TSE | ACTIVE
86338464 | FDRSM | DRYPIX SMART | IMAGING | FUJIFILM INDONESIA, PT. | GN00011192 | RS. UNIVERSITAS TANJUNG PURA | PONTIANAK | KALIMANTAN BARAT | PONTIANAK | MAIN UNIT | EMP | - |  | - |  | 26 July 2024 | LEO LANANG SIGIT - TSE CP | - |  | ACTIVE
86338465 | FDRSM | DRYPIX SMART | IMAGING | FUJIFILM INDONESIA, PT. | GN00002629 | RSUP DR M DJAMIL | PADANG | SUMATERA BARAT | PADANG | MAIN UNIT | EMP | - |  | 28 March 2021 | ABDI PUTRA - TSE | 4 February 2021 | ARIEF SETIAWAN - TSE CP | 25 August 2025 | SAHID DERMAWAN - SPV TSE BARAT | ACTIVE
86338466 | FDRSM | DRYPIX SMART | IMAGING | FUJIFILM INDONESIA, PT. | GN18050037 | RSUD TULANG BAWANG BARAT | BANDAR LAMPUNG | LAMPUNG | BANDAR LAMPUNG | MAIN UNIT | CUSTOMER | 22 April 2020 | SAHID DERMAWAN - SPV TSE BARAT | 17 April 2020 |  | 22 April 2020 | SAHID DERMAWAN - SPV TSE BARAT | - |  | ACTIVE
86338467 | FDRSM | DRYPIX SMART | IMAGING | FUJIFILM INDONESIA, PT. | GN00010635 | PUSKESMAS PANCUR BATU | MEDAN | SUMATERA UTARA | MEDAN | MAIN UNIT | CUSTOMER | 13 December 2019 | BARITA P-SIMAMORA - TSE | 13 December 2019 |  | 13 December 2019 | BARITA P-SIMAMORA - TSE | - |  | ACTIVE
86338468 | FDRSM | DRYPIX SMART | IMAGING | FUJIFILM INDONESIA, PT. | GN00006568 | DINAS KESEHATAN KAB/ KOTA. SIMALUNGUN | PEMATANG SIANTAR | SUMATERA UTARA | SIMALUNGUN | MAIN UNIT | CUSTOMER | 15 May 2020 | SAHID DERMAWAN - SPV TSE BARAT | 15 May 2020 |  | 15 May 2020 | SAHID DERMAWAN - SPV TSE BARAT | - |  | ACTIVE
86338469 | FDRSM | DRYPIX SMART | IMAGING | FUJIFILM INDONESIA, PT. | GN00000159 | RS JIWA JAMBI | JAMBI | JAMBI | JAMBI | MAIN UNIT | CUSTOMER | 19 June 2020 | ANTONIUS SAGITA - KALIBRASI | - |  | 27 May 2020 | ANTONIUS SAGITA - KALIBRASI | 19 June 2020 | ANTONIUS SAGITA - KALIBRASI | ACTIVE
86338470 | FDRSM | DRYPIX SMART | IMAGING | FUJIFILM INDONESIA, PT. | GN00011938 | RS PERTAMEDIKA UMMI ROSNATI | BANDA ACEH | ACEH | BANDA ACEH | MAIN UNIT | CUSTOMER | 22 October 2020 | ANTONIUS SAGITA - KALIBRASI | 27 November 2020 | BARITA P-SIMAMORA - TSE | 23 September 2020 | ANTONIUS SAGITA - KALIBRASI | 27 November 2020 | BARITA P-SIMAMORA - TSE | ACTIVE
86338472 | FDRSM | DRYPIX SMART | IMAGING | FUJIFILM INDONESIA, PT. | GN00002985 | WORKSHOOP CSM PUSAT | PUSAT | DKI JAKARTA | JAKARTA TIMUR | MAIN UNIT | EMP | 22 July 2020 | ARIEF SETIAWAN - TSE CP | 30 July 2020 | ABDUL KARIM - TSE | 22 July 2020 | ARIEF SETIAWAN - TSE CP | 20 November 2025 | SAHID DERMAWAN - SPV TSE BARAT | ACTIVE
86338473 | FDRSM | DRYPIX SMART | IMAGING | FUJIFILM INDONESIA, PT. | GN00000234 | RSU DR ACHMAD MOCHTAR | PADANG | SUMATERA BARAT | BUKITTINGGI | MAIN UNIT | CUSTOMER | 22 October 2020 | ANTONIUS SAGITA - KALIBRASI | 20 September 2020 | ABDI PUTRA - TSE | 7 September 2020 | ANTONIUS SAGITA - KALIBRASI | 22 October 2020 | ANTONIUS SAGITA - KALIBRASI | ACTIVE
86338475 | FDRSM | DRYPIX SMART | IMAGING | FUJIFILM INDONESIA, PT. | GN20020177 | DIAGNOSA LAB KLINIK KARANGAMPEL | CIREBON | JAWA BARAT | CIREBON | MAIN UNIT | CUSTOMER | 13 August 2020 | ARIEF SETIAWAN - TSE CP | - |  | 12 August 2020 | ARIEF SETIAWAN - TSE CP | 13 August 2020 | ARIEF SETIAWAN - TSE CP | ACTIVE
86338477 | FDRSM | DRYPIX SMART | IMAGING | FUJIFILM INDONESIA, PT. | GN00011555 | RSUD TAGULANDANG | MANADO | SULAWESI UTARA | MANADO | MAIN UNIT | CUSTOMER | 22 October 2020 | ANTONIUS SAGITA - KALIBRASI | 8 September 2020 | AUGESTA NANDA PRADANA - TSE | 31 August 2020 | ANTONIUS SAGITA - KALIBRASI | 22 October 2020 | ANTONIUS SAGITA - KALIBRASI | ACTIVE
86338535 | FDRSM | DRYPIX SMART | IMAGING | FUJIFILM INDONESIA, PT. | GN00002985 | WORKSHOOP CSM PUSAT | PUSAT | DKI JAKARTA | JAKARTA TIMUR | MAIN UNIT | EMP | 1 November 2019 | GATOT SURYA ADIPUTRA - TSE | 1 November 2019 |  | 1 November 2019 | GATOT SURYA ADIPUTRA - TSE | - |  | ACTIVE
86338536 | FDRSM | DRYPIX SMART | IMAGING | FUJIFILM INDONESIA, PT. | GN00001804 | RSUD IBU FATMAWATI SOEKARNO KOTA SURAKARTA | SOLO | JAWA TENGAH | SURAKARTA | MAIN UNIT | EMP | - |  | 11 October 2018 |  | - |  | - |  | ACTIVE
86338539 | FDRSM | DRYPIX SMART | IMAGING | FUJIFILM INDONESIA, PT. | GN00001788 | RSUD DR RSOEDJATI SOEMODIARDJO GROBOGAN | SOLO | JAWA TENGAH | PURWODADI | MAIN UNIT | EMP | 26 September 2018 | FARIDA ADELINA | 18 July 2022 | MUNADI - TSE | 26 September 2018 | FARIDA ADELINA | 19 July 2022 | MUNADI - TSE | ACTIVE
86372991 | FRXL2 | CAPSULA XL2 | IMAGING | FUJIFILM INDONESIA, PT. | GN00002986 | RDC PUSAT - RAWAGELAM | PUSAT | DKI JAKARTA | JAKARTA TIMUR | MAIN UNIT | EMP | 14 September 2018 | ARIEF SETIAWAN - TSE CP | 30 July 2018 |  | 14 September 2018 | ARIEF SETIAWAN - TSE CP | - |  | ACTIVE
86372992 | FRXL2 | CAPSULA XL2 | IMAGING | FUJIFILM INDONESIA, PT. | GN00001788 | RSUD DR RSOEDJATI SOEMODIARDJO GROBOGAN | SOLO | JAWA TENGAH | PURWODADI | MAIN UNIT | EMP | - |  | 29 October 2024 |  | - |  | 17 December 2024 | ANDI ISMAIL - SPV TSE TIMUR | ACTIVE
86373016 | FRXL2 | CAPSULA XL2 | IMAGING | FUJIFILM INDONESIA, PT. | GN00002985 | WORKSHOOP CSM PUSAT | PUSAT | DKI JAKARTA | JAKARTA TIMUR | MAIN UNIT | EMP | - |  | 18 March 2019 |  | - |  | - |  | ACTIVE
86393845 | FCRT2 | CR IR 392 RU2 PNTM = : E (PRIMA T2) | IMAGING | FUJIFILM INDONESIA, PT. | GN17020002 | RSIA SEPATAN | TANGERANG | DKI JAKARTA | TANGERANG | MAIN UNIT | CUSTOMER | 14 April 2020 | ARBIANSYAH - TSE | 14 April 2020 |  | 14 April 2020 | ARBIANSYAH - TSE | - |  | ACTIVE
86393846 | FCRT2 | CR IR 392 RU2 PNTM = : E (PRIMA T2) | IMAGING | FUJIFILM INDONESIA, PT. | GN00002986 | RDC PUSAT - RAWAGELAM | PUSAT | DKI JAKARTA | JAKARTA TIMUR | MAIN UNIT | EMP | - |  | 29 April 2019 |  | - |  | - |  | ACTIVE
86393847 | FCRT2 | CR IR 392 RU2 PNTM = : E (PRIMA T2) | IMAGING | FUJIFILM INDONESIA, PT. | GN00009724 | RS. PERMATA JONGGOL | BOGOR | JAWA BARAT | BOGOR | MAIN UNIT | CUSTOMER | 17 October 2019 | GATOT SURYA ADIPUTRA - TSE | 17 October 2019 |  | 17 October 2019 | GATOT SURYA ADIPUTRA - TSE | - |  | ACTIVE
86393850 | FCRT2 | CR IR 392 RU2 PNTM = : E (PRIMA T2) | IMAGING | FUJIFILM INDONESIA, PT. | GN00001096 | RS PERMATA BEKASI | BEKASI | JAWA BARAT | BEKASI | MAIN UNIT | CUSTOMER | 31 October 2019 | GATOT SURYA ADIPUTRA - TSE | 31 October 2019 |  | 31 October 2019 | GATOT SURYA ADIPUTRA - TSE | - |  | ACTIVE
86393853 | FCRT2 | CR IR 392 RU2 PNTM = : E (PRIMA T2) | IMAGING | FUJIFILM INDONESIA, PT. | GN00011464 | RS FIKRI MEDIKA | BEKASI | JAWA BARAT | KARAWANG | MAIN UNIT | CUSTOMER | 27 November 2019 | GATOT SURYA ADIPUTRA - TSE | 27 November 2019 |  | 27 November 2019 | GATOT SURYA ADIPUTRA - TSE | - |  | ACTIVE
86393856 | FCRT2 | CR IR 392 RU2 PNTM = : E (PRIMA T2) | IMAGING | FUJIFILM INDONESIA, PT. | GN00000989 | RSU Haji Jakarta | JAKARTA-1 | DKI JAKARTA | JAKARTA TIMUR | MAIN UNIT | CUSTOMER | 29 November 2019 | ARBIANSYAH - TSE | 29 November 2019 |  | 29 November 2019 | ARBIANSYAH - TSE | - |  | ACTIVE
86393857 | FCRT2 | CR IR 392 RU2 PNTM = : E (PRIMA T2) | IMAGING | FUJIFILM INDONESIA, PT. | GN00000989 | RSU Haji Jakarta | JAKARTA-1 | DKI JAKARTA | JAKARTA TIMUR | MAIN UNIT | CUSTOMER | 29 November 2019 | ARBIANSYAH - TSE | 29 November 2019 |  | 29 November 2019 | ARBIANSYAH - TSE | - |  | ACTIVE
86393917 | FCRT2 | CR IR 392 RU2 PNTM = : E (PRIMA T2) | IMAGING | FUJIFILM INDONESIA, PT. | GN00003367 | RS ISLAM SITI HAJAR | MATARAM | NUSA TENGGARA BARAT | MATARAM | MAIN UNIT | CUSTOMER | - |  | 29 April 2019 |  | - |  | - |  | ACTIVE
86393918 | FCRT2 | CR IR 392 RU2 PNTM = : E (PRIMA T2) | IMAGING | FUJIFILM INDONESIA, PT. | GN19020016 | RS AR RASYID PALEMBANG | PALEMBANG | SUMATERA SELATAN | PALEMBANG | MAIN UNIT | EMP | 29 April 2019 | System Auto | 29 April 2019 |  | 29 April 2019 | System Auto | - |  | ACTIVE
86393921 | FCRT2 | CR IR 392 RU2 PNTM = : E (PRIMA T2) | IMAGING | FUJIFILM INDONESIA, PT. | GN19110018 | LAB KESEHATAN PRIMA CITRA HUSADA CITO | PURWOKERTO | JAWA TENGAH | PURWOKERTO | MAIN UNIT | CUSTOMER | - |  | 29 April 2019 |  | - |  | - |  | ACTIVE
86393939 | FCRT2 | CR IR 392 RU2 PNTM = : E (PRIMA T2) | IMAGING | FUJIFILM INDONESIA, PT. | GN00002133 | LAB LANOSTIK, PROBOLINGGO | MALANG | JAWA TIMUR | MALANG | MAIN UNIT | CUSTOMER | 21 November 2019 | YUNAN ARIMUNTIAN - TSE | 21 November 2019 |  | 21 November 2019 | YUNAN ARIMUNTIAN - TSE | - |  | ACTIVE
86393946 | FCRT2 | CR IR 392 RU2 PNTM = : E (PRIMA T2) | IMAGING | FUJIFILM INDONESIA, PT. | GN00000582 | SARANA MEDIKA (SEMARANG) | SEMARANG | JAWA TENGAH | SEMARANG | MAIN UNIT | CUSTOMER | 6 January 2020 | ANDRIAS NUGROHO - TSE | 6 January 2020 |  | 6 January 2020 | ANDRIAS NUGROHO - TSE | - |  | ACTIVE
86393949 | FCRT2 | CR IR 392 RU2 PNTM = : E (PRIMA T2) | IMAGING | FUJIFILM INDONESIA, PT. | GN00008632 | RSIA CAHAYA BUNDA | CIREBON | JAWA BARAT | CIREBON | MAIN UNIT | CUSTOMER | - |  | 30 December 2019 |  | - |  | - |  | ACTIVE
86393951 | FCRT2 | CR IR 392 RU2 PNTM = : E (PRIMA T2) | IMAGING | FUJIFILM INDONESIA, PT. | GN20020130 | RS Umum Kasih Bunda Jaya Nanga Pinoh | PONTIANAK | KALIMANTAN BARAT | PONTIANAK | MAIN UNIT | CUSTOMER | - |  | 1 April 2021 | IBNUL AZIZ - TSE | - |  | 1 April 2021 | IBNUL AZIZ - TSE | ACTIVE
864000000121 | 98640 | INDIKO PLUS | DIAGNOSTIC 2 | THERMO FISHER SCIEN. OY | GN25080012 | NIKI DIAGNOSTIC CENTER - SEMINYAK | DENPASAR | BALI | DENPASAR | MAIN UNIT | EMP | - |  | 20 October 2016 |  | - |  | 25 August 2025 | SAHID DERMAWAN - SPV TSE BARAT | ACTIVE
864000000123 | 98640 | INDIKO PLUS | DIAGNOSTIC 2 | THERMO FISHER SCIEN. OY | GN00000583 | LAB. CITO (DR. CIPTO) | SEMARANG | JAWA TENGAH | SEMARANG | MAIN UNIT | EMP | - |  | 4 August 2020 | ANDRIAS NUGROHO - TSE | - |  | 4 August 2020 | ANDRIAS NUGROHO - TSE | ACTIVE
864000000131 | 98640 | INDIKO PLUS | DIAGNOSTIC 2 | THERMO FISHER SCIEN. OY | GN18040017 | LABORATORIUM KLINIK POPULER -TUBAN | SURABAYA-1 | JAWA TIMUR | TUBAN | MAIN UNIT | EMP | - |  | 4 October 2021 | MIKKI FAHRIZI - TSE | - |  | 4 October 2021 | MIKKI FAHRIZI - TSE | ACTIVE
864000000132 | 98640 | INDIKO PLUS | DIAGNOSTIC 2 | THERMO FISHER SCIEN. OY | GN17120015 | LAB CITO SURABAYA | SURABAYA-1 | JAWA TIMUR | SURABAYA | MAIN UNIT | EMP | - |  | 22 May 2024 |  | - |  | 5 August 2025 | SAHID DERMAWAN - SPV TSE BARAT | ACTIVE
864000000133 | 98640 | INDIKO PLUS | DIAGNOSTIC 2 | THERMO FISHER SCIEN. OY | GN00000430 | RSU RANTAU PRAPAT | PEMATANG SIANTAR | SUMATERA UTARA | RANTAU PRAPAT | MAIN UNIT | EMP | - |  | 9 November 2015 |  | - |  | - |  | ACTIVE
8640000001742 | 98640 | INDIKO PLUS | DIAGNOSTIC 2 | THERMO FISHER SCIEN. OY | GN00002986 | RDC PUSAT - RAWAGELAM | PUSAT | DKI JAKARTA | JAKARTA TIMUR | MAIN UNIT | EMP | 14 February 2018 | TRIYONO - TSE AREA BARAT | 14 February 2018 |  | 14 February 2018 | TRIYONO - TSE AREA BARAT | - |  | ACTIVE
864000000266 | 9B640 | INDIKO PLUS | DIAGNOSTIC 2 | THERMO FISHER SCIEN. OY | GN00002986 | RDC PUSAT - RAWAGELAM | PUSAT | DKI JAKARTA | JAKARTA TIMUR | MAIN UNIT | EMP | - |  | - |  | 4 March 2024 | LEO LANANG SIGIT - TSE CP | - |  | ACTIVE
864000000305 | 98640 | INDIKO PLUS | DIAGNOSTIC 2 | THERMO FISHER SCIEN. OY | GN00002462 | RSUD KERTOSONO | KEDIRI | JAWA TIMUR | NGANJUK | MAIN UNIT | EMP | 14 May 2014 | FIRMAN GEA | 23 August 2021 | FAJAR FAHMI - TSE | 14 May 2014 | FIRMAN GEA | 11 October 2021 | AHMAD FATKHUDIN - TSE | ACTIVE
864000000306 | 98640 | INDIKO PLUS | DIAGNOSTIC 2 | THERMO FISHER SCIEN. OY | GN00000504 | RS JIWA DR AMINO GONDOHUTOMO | SEMARANG | JAWA TENGAH | SEMARANG | MAIN UNIT | EMP | 17 April 2020 | DIAN FEBRIYANA - TSE | 3 October 2023 |  | 17 April 2020 | DIAN FEBRIYANA - TSE | 13 November 2023 | ANDI ISMAIL - SPV TSE TIMUR | ACTIVE
864000000339 | 98640 | INDIKO PLUS | DIAGNOSTIC 2 | THERMO FISHER SCIEN. OY | GN00002985 | WORKSHOOP CSM PUSAT | PUSAT | DKI JAKARTA | JAKARTA TIMUR | MAIN UNIT | EMP | 18 August 2014 | GATOT SURYA ADIPUTRA - TSE | 5 August 2014 |  | 18 August 2014 | GATOT SURYA ADIPUTRA - TSE | - |  | ACTIVE
864000000340 | 98640 | INDIKO PLUS | DIAGNOSTIC 2 | THERMO FISHER SCIEN. OY | GN00003001 | PT. ENSEVAL MEDIKA PRIMA - HO | PUSAT | DKI JAKARTA | JAKARTA TIMUR | MAIN UNIT | EMP | 30 June 2014 | INDRA BUDI GUNAWAN | 14 June 2014 |  | 30 June 2014 | INDRA BUDI GUNAWAN | 2 July 2021 | AZLI YUDHA - TSE | ACTIVE
864000000341 | 98640 | INDIKO PLUS | DIAGNOSTIC 2 | THERMO FISHER SCIEN. OY | GN00002985 | WORKSHOOP CSM PUSAT | PUSAT | DKI JAKARTA | JAKARTA TIMUR | MAIN UNIT | EMP | - |  | 20 October 2017 |  | - |  | - |  | ACTIVE
864000000342 | 98640 | INDIKO PLUS | DIAGNOSTIC 2 | THERMO FISHER SCIEN. OY | GN00002985 | WORKSHOOP CSM PUSAT | PUSAT | DKI JAKARTA | JAKARTA TIMUR | MAIN UNIT | EMP | - |  | 27 September 2016 |  | - |  | - |  | ACTIVE
864000000343 | 98640 | INDIKO PLUS | DIAGNOSTIC 2 | THERMO FISHER SCIEN. OY | GN00009240 | BHAYANGKARA POLDA BALI, RS | DENPASAR | BALI | DENPASAR | MAIN UNIT | CUSTOMER | - |  | 1 January 1900 |  | - |  | - |  | ACTIVE
864000000352 | 98640 | INDIKO PLUS | DIAGNOSTIC 2 | THERMO FISHER SCIEN. OY | GN00007840 | LABORATORIUM PACAR | SURABAYA-2 | JAWA TIMUR | SURABAYA | MAIN UNIT | EMP | - |  | 3 September 2014 |  | - |  | - |  | ACTIVE
864000000353 | 98640 | INDIKO PLUS | DIAGNOSTIC 2 | THERMO FISHER SCIEN. OY | GN00002985 | WORKSHOOP CSM PUSAT | PUSAT | DKI JAKARTA | JAKARTA TIMUR | MAIN UNIT | EMP | - |  | 1 June 2024 |  | - |  | 20 November 2024 | SAHID DERMAWAN - SPV TSE BARAT | ACTIVE
864000000357 | 98640 | INDIKO PLUS | DIAGNOSTIC 2 | THERMO FISHER SCIEN. OY | GN00008031 | RSUD PAMEKASAN | SURABAYA-2 | JAWA TIMUR | PAMEKASAN | MAIN UNIT | EMP | - |  | 22 May 2022 | PHILIP LAKRISNA - TSE | - |  | 1 June 2022 | MIKKI FAHRIZI - TSE | ACTIVE
864000000453 | 98640 | INDIKO PLUS | DIAGNOSTIC 2 | THERMO FISHER SCIEN. OY | GN00002985 | WORKSHOOP CSM PUSAT | PUSAT | DKI JAKARTA | JAKARTA TIMUR | MAIN UNIT | EMP | - |  | 1 June 2024 |  | - |  | 20 November 2024 | SAHID DERMAWAN - SPV TSE BARAT | ACTIVE
864000000463 | 98640 | INDIKO PLUS | DIAGNOSTIC 2 | THERMO FISHER SCIEN. OY | GN00002985 | WORKSHOOP CSM PUSAT | PUSAT | DKI JAKARTA | JAKARTA TIMUR | MAIN UNIT | EMP | - |  | 6 November 2014 |  | - |  | - |  | ACTIVE
864000000464 | 98640 | INDIKO PLUS | DIAGNOSTIC 2 | THERMO FISHER SCIEN. OY | GN24050001 | Lab Cito Balikpapan | BALIKPAPAN | KALIMANTAN TIMUR | BALIKPAPAN | MAIN UNIT | EMP | - |  | 17 September 2018 |  | - |  | - |  | ACTIVE
864000000471 | 98640 | INDIKO PLUS | DIAGNOSTIC 2 | THERMO FISHER SCIEN. OY | GN20020080 | Klinik Cahaya Cahaya Saga | MAKASSAR | SULAWESI SELATAN | AMBON | MAIN UNIT | EMP | - |  | 15 September 2023 |  | - |  | 23 October 2023 | ANDI ISMAIL - SPV TSE TIMUR | ACTIVE
864000000472 | 98640 | INDIKO PLUS | DIAGNOSTIC 2 | THERMO FISHER SCIEN. OY | GN00002985 | WORKSHOOP CSM PUSAT | PUSAT | DKI JAKARTA | JAKARTA TIMUR | MAIN UNIT | EMP | - |  | 9 March 2015 |  | - |  | 25 November 2024 | SAHID DERMAWAN - SPV TSE BARAT | ACTIVE
864000000473 | 98640 | INDIKO PLUS | DIAGNOSTIC 2 | THERMO FISHER SCIEN. OY | GN00003001 | PT. ENSEVAL MEDIKA PRIMA - HO | PUSAT | DKI JAKARTA | JAKARTA TIMUR | MAIN UNIT | EMP | 3 December 2014 | DODI SURYAMIN - MSS EMR | 1 December 2014 |  | 3 December 2014 | DODI SURYAMIN - MSS EMR | - |  | ACTIVE
864000000474 | 98640 | INDIKO PLUS | DIAGNOSTIC 2 | THERMO FISHER SCIEN. OY | GN00000578 | LAB CITO (PEKALONGAN) | TEGAL | JAWA TENGAH | PEKALONGAN | MAIN UNIT | EMP | - |  | 6 December 2014 |  | - |  | - |  | ACTIVE
864000000475 | 98640 | INDIKO PLUS | DIAGNOSTIC 2 | THERMO FISHER SCIEN. OY | GN00004223 | RS BIOMEDIKA | MATARAM | NUSA TENGGARA BARAT | MATARAM | MAIN UNIT | CUSTOMER | - |  | 2 February 2016 |  | - |  | - |  | ACTIVE
864000000565 | 98640 | INDIKO PLUS | DIAGNOSTIC 2 | THERMO FISHER SCIEN. OY | GN00002985 | WORKSHOOP CSM PUSAT | PUSAT | DKI JAKARTA | JAKARTA TIMUR | MAIN UNIT | EMP | - |  | 13 June 2018 |  | - |  | - |  | ACTIVE
864000000586 | 98640 | INDIKO PLUS | DIAGNOSTIC 2 | THERMO FISHER SCIEN. OY | GN00008555 | RS. PARU DUNGUS MADIUN | KEDIRI | JAWA TIMUR | KEDIRI | MAIN UNIT | EMP | - |  | 21 June 2024 |  | - |  | 24 June 2024 | ANDI ISMAIL - SPV TSE TIMUR | ACTIVE
864000000587 | 98640 | INDIKO PLUS | DIAGNOSTIC 2 | THERMO FISHER SCIEN. OY | GN00000689 | RSUD MALINAU | SAMARINDA | KALIMANTAN TIMUR | MALINAU | MAIN UNIT | EMP | - |  | 8 October 2015 |  | - |  | - |  | ACTIVE
864000000588 | 98640 | INDIKO PLUS | DIAGNOSTIC 2 | THERMO FISHER SCIEN. OY | GN00002985 | WORKSHOOP CSM PUSAT | PUSAT | DKI JAKARTA | JAKARTA TIMUR | MAIN UNIT | EMP | - |  | 27 March 2015 |  | - |  | - |  | ACTIVE
864000000589 | 98640 | INDIKO PLUS | DIAGNOSTIC 2 | THERMO FISHER SCIEN. OY | GN00002985 | WORKSHOOP CSM PUSAT | PUSAT | DKI JAKARTA | JAKARTA TIMUR | MAIN UNIT | EMP | - |  | 1 June 2024 |  | - |  | 20 November 2024 | SAHID DERMAWAN - SPV TSE BARAT | ACTIVE
864000000590 | 98640 | INDIKO PLUS | DIAGNOSTIC 2 | THERMO FISHER SCIEN. OY | GN00001671 | RS MITRA MASYARAKAT | JAYAPURA | PAPUA | TIMIKA | MAIN UNIT | EMP | 7 September 2017 | TRIYONO - TSE AREA BARAT | 7 September 2017 |  | 7 September 2017 | TRIYONO - TSE AREA BARAT | - |  | ACTIVE
864000000591 | 98640 | INDIKO PLUS | DIAGNOSTIC 2 | THERMO FISHER SCIEN. OY | GN00003001 | PT. ENSEVAL MEDIKA PRIMA - HO | PUSAT | DKI JAKARTA | JAKARTA TIMUR | MAIN UNIT | EMP | - |  | 10 March 2021 | MUNADI - TSE | - |  | 14 June 2021 | MUNADI - TSE | ACTIVE
864000000592 | 98640 | INDIKO PLUS | DIAGNOSTIC 2 | THERMO FISHER SCIEN. OY | GN00000706 | RUMKIT TK.III DR R HARDJANTO-BALIKPAPAN | BALIKPAPAN | KALIMANTAN TIMUR | BALIKPAPAN | MAIN UNIT | EMP | - |  | 8 June 2015 |  | - |  | - |  | ACTIVE
864000000593 | 98640 | INDIKO PLUS | DIAGNOSTIC 2 | THERMO FISHER SCIEN. OY | GN00001970 | RSIA HERMINA BEKASI | BEKASI | JAWA BARAT | BEKASI | MAIN UNIT | EMP | - |  | 27 May 2021 | GATOT SURYA ADIPUTRA - TSE | - |  | 27 May 2021 | GATOT SURYA ADIPUTRA - TSE | ACTIVE
864000000594 | 98640 | INDIKO PLUS | DIAGNOSTIC 2 | THERMO FISHER SCIEN. OY | GN00003001 | PT. ENSEVAL MEDIKA PRIMA - HO | PUSAT | DKI JAKARTA | JAKARTA TIMUR | MAIN UNIT | EMP | - |  | 17 June 2015 |  | - |  | 7 September 2020 | SUKMA WIJAYA - TSE | ACTIVE
864000000607 | 98630 | INDIKO | DIAGNOSTIC 2 | THERMO FISHER SCIEN. OY | GN00002986 | RDC PUSAT - RAWAGELAM | PUSAT | DKI JAKARTA | JAKARTA TIMUR | MAIN UNIT | EMP | 9 July 2015 | TRIYONO - TSE AREA BARAT | 1 July 2015 |  | 9 July 2015 | TRIYONO - TSE AREA BARAT | - |  | ACTIVE
864000000620 | 98640 | INDIKO PLUS | DIAGNOSTIC 2 | THERMO FISHER SCIEN. OY | GN00011535 | LAB PRAMITA - AHMAD DAHLAN | PALEMBANG | SUMATERA SELATAN | PALEMBANG | MAIN UNIT | EMP | - |  | 3 November 2025 |  | - |  | 13 November 2025 | SAHID DERMAWAN - SPV TSE BARAT | ACTIVE
864000000621 | 98640 | INDIKO PLUS | DIAGNOSTIC 2 | THERMO FISHER SCIEN. OY | GN00003001 | PT. ENSEVAL MEDIKA PRIMA - HO | PUSAT | DKI JAKARTA | JAKARTA TIMUR | MAIN UNIT | EMP | - |  | 1 July 2015 |  | - |  | - |  | ACTIVE
864000000622 | 98640 | INDIKO PLUS | DIAGNOSTIC 2 | THERMO FISHER SCIEN. OY | GN18110014 | RUMAH SAKIT UII - BANTUL | YOGYAKARTA | YOGYAKARTA | BANTUL | MAIN UNIT | EMP | - |  | 18 February 2021 | HARI UDI RAHARJO - TSE | - |  | 18 February 2021 | HARI UDI RAHARJO - TSE | ACTIVE
864000000623 | 98640 | INDIKO PLUS | DIAGNOSTIC 2 | THERMO FISHER SCIEN. OY | GN00002985 | WORKSHOOP CSM PUSAT | PUSAT | DKI JAKARTA | JAKARTA TIMUR | MAIN UNIT | EMP | - |  | 15 May 2015 |  | - |  | - |  | ACTIVE
864000000624 | 98632 | INDIKO TS | DIAGNOSTIC 2 | THERMO FISHER SCIEN. OY | GN00010094 | PT. CITRA RAYA MEDIKA / RS.CIPUTRA | JAKARTA-2 | DKI JAKARTA | JAKARTA BARAT | MAIN UNIT | CUSTOMER | 19 October 2017 | TRIYONO - TSE AREA BARAT | 29 June 2016 |  | 19 October 2017 | TRIYONO - TSE AREA BARAT | - |  | ACTIVE
864000000645 | 98640 | INDIKO PLUS | DIAGNOSTIC 2 | THERMO FISHER SCIEN. OY | GN00003011 | RSUD PANDEGLANG BERKAH | TANGERANG | BANTEN | PANDEGLANG | MAIN UNIT | CUSTOMER | 28 April 2015 | ANASTASIA OCTAVIN | 1 January 1900 |  | 28 April 2015 | ANASTASIA OCTAVIN | - |  | ACTIVE
864000000646 | 98640 | INDIKO PLUS | DIAGNOSTIC 2 | THERMO FISHER SCIEN. OY | GN22080018 | PT GENOMIK SOLIDARITAS INDONESIA | PEJATEN | DKI JAKARTA | JAKARTA TIMUR | MAIN UNIT | EMP | 7 September 2017 | TRIYONO - TSE AREA BARAT | 7 September 2017 |  | 7 September 2017 | TRIYONO - TSE AREA BARAT | - |  | ACTIVE
864000000647 | 98640 | INDIKO PLUS | DIAGNOSTIC 2 | THERMO FISHER SCIEN. OY | GN00002985 | WORKSHOOP CSM PUSAT | PUSAT | DKI JAKARTA | JAKARTA TIMUR | MAIN UNIT | EMP | - |  | 24 April 2016 |  | - |  | - |  | ACTIVE
864000000672 | 98640 | INDIKO PLUS | DIAGNOSTIC 2 | THERMO FISHER SCIEN. OY | GN00002985 | WORKSHOOP CSM PUSAT | PUSAT | DKI JAKARTA | JAKARTA TIMUR | MAIN UNIT | EMP | 13 June 2016 | IBNUL AZIZ - TSE | 31 October 2024 |  | 13 June 2016 | IBNUL AZIZ - TSE | 6 January 2025 | SAHID DERMAWAN - SPV TSE BARAT | ACTIVE
864000000674 | 98640 | INDIKO PLUS | DIAGNOSTIC 2 | THERMO FISHER SCIEN. OY | GN00003001 | PT. ENSEVAL MEDIKA PRIMA - HO | PUSAT | DKI JAKARTA | JAKARTA TIMUR | MAIN UNIT | EMP | 9 April 2019 | FARIDA ADELINA | 1 January 1900 |  | 9 April 2019 | FARIDA ADELINA | 1 September 2020 | AZLI YUDHA - TSE | ACTIVE
864000000684 | 98640 | INDIKO PLUS | DIAGNOSTIC 2 | THERMO FISHER SCIEN. OY | GN00003001 | PT. ENSEVAL MEDIKA PRIMA - HO | PUSAT | DKI JAKARTA | JAKARTA TIMUR | MAIN UNIT | EMP | 10 May 2019 | SUKMA WIJAYA - TSE | 7 March 2016 |  | 10 May 2019 | SUKMA WIJAYA - TSE | 26 January 2022 | ARBIANSYAH - TSE | ACTIVE
864000000761 | 98640 | INDIKO PLUS | DIAGNOSTIC 2 | THERMO FISHER SCIEN. OY | GN00008876 | PUSKESMAS KECAMATAN KEBAYORAN LAMA | JAKARTA-2 | DKI JAKARTA | JAKARTA SELATAN | MAIN UNIT | CUSTOMER | 22 June 2017 | TRIYONO - TSE AREA BARAT | 1 July 2015 |  | 22 June 2017 | TRIYONO - TSE AREA BARAT | - |  | ACTIVE
864000000762 | 98640 | INDIKO PLUS | DIAGNOSTIC 2 | THERMO FISHER SCIEN. OY | GN00000175 | RSUD KOL ABUNDJANI | JAMBI | JAMBI | BANGKO | MAIN UNIT | CUSTOMER | 28 July 2016 | TRIYONO - TSE AREA BARAT | 27 July 2016 |  | 28 July 2016 | TRIYONO - TSE AREA BARAT | - |  | ACTIVE
864000000763 | 98640 | INDIKO PLUS | DIAGNOSTIC 2 | THERMO FISHER SCIEN. OY | GN00008545 | BP2GAKI (BALAI PEN DAN PENGEM AKIBAT KEKURANGAN IODIUM) | YOGYAKARTA | YOGYAKARTA | YOGYAKARTA | MAIN UNIT | CUSTOMER | - |  | 15 September 2016 |  | - |  | - |  | ACTIVE
864000000784 | 98640 | INDIKO PLUS | DIAGNOSTIC 2 | THERMO FISHER SCIEN. OY | GN00002986 | RDC PUSAT - RAWAGELAM | PUSAT | DKI JAKARTA | JAKARTA TIMUR | MAIN UNIT | EMP | 3 September 2015 | TRIYONO - TSE AREA BARAT | 1 January 1900 |  | 3 September 2015 | TRIYONO - TSE AREA BARAT | - |  | ACTIVE
864000000786 | 98640 | INDIKO PLUS | DIAGNOSTIC 2 | THERMO FISHER SCIEN. OY | GN00000194 | RSUD PETALA BUMI | PEKAN BARU | RIAU | PEKANBARU | MAIN UNIT | CUSTOMER | - |  | 29 September 2016 |  | - |  | - |  | ACTIVE
864000000788 | 98640 | INDIKO PLUS | DIAGNOSTIC 2 | THERMO FISHER SCIEN. OY | GN00002818 | PT. INNOLAB SAINS INTERNATIONAL ( KALGEN INNOLAB ) | JAKARTA-1 | DKI JAKARTA | JAKARTA TIMUR | MAIN UNIT | CUSTOMER | - |  | 16 June 2017 |  | - |  | - |  | ACTIVE
864000000789 | 98640 | INDIKO PLUS | DIAGNOSTIC 2 | THERMO FISHER SCIEN. OY | GN25010015 | LAB ANUGRAH PANDAN | MEDAN | SUMATERA UTARA | MEDAN | MAIN UNIT | EMP | 29 July 2016 | ARBIANSYAH - TSE | 29 July 2016 |  | 29 July 2016 | ARBIANSYAH - TSE | - |  | ACTIVE
864000000812 | 98640 | INDIKO PLUS | DIAGNOSTIC 2 | THERMO FISHER SCIEN. OY | GN17060075 | CIPUTRA MITRA HOSPITAL | BANJARMASIN | KALIMANTAN SELATAN | BANJARMASIN | MAIN UNIT | EMP | 5 April 2018 | TRIYONO - TSE AREA BARAT | 13 December 2016 |  | 5 April 2018 | TRIYONO - TSE AREA BARAT | - |  | ACTIVE
864000000813 | 98640 | INDIKO PLUS | DIAGNOSTIC 2 | THERMO FISHER SCIEN. OY | GN17050029 | RS BALI MANDARA | DENPASAR | BALI | DENPASAR | MAIN UNIT | CUSTOMER | - |  | 27 December 2016 |  | - |  | - |  | ACTIVE
864000000814 | 98640 | INDIKO PLUS | DIAGNOSTIC 2 | THERMO FISHER SCIEN. OY | GN00001973 | RS MITRA KELUARGA CIKARANG | BEKASI | JAWA BARAT | BEKASI | MAIN UNIT | EMP | - |  | 1 January 2017 |  | - |  | - |  | ACTIVE
864000000815 | 98640 | INDIKO PLUS | DIAGNOSTIC 2 | THERMO FISHER SCIEN. OY | GN00009084 | RSU CUT MUTIA LHOKSEUMAWE | LHOKSEUMAWE | ACEH | LHOKSEUMAWE | MAIN UNIT | EMP | - |  | 12 October 2016 |  | - |  | - |  | ACTIVE
864000000855 | 98640 | INDIKO PLUS | DIAGNOSTIC 2 | THERMO FISHER SCIEN. OY | GN00002985 | WORKSHOOP CSM PUSAT | PUSAT | DKI JAKARTA | JAKARTA TIMUR | MAIN UNIT | EMP | - |  | 23 February 2016 |  | - |  | - |  | ACTIVE
864000000857 | 98640 | INDIKO PLUS | DIAGNOSTIC 2 | THERMO FISHER SCIEN. OY | GN00002985 | WORKSHOOP CSM PUSAT | PUSAT | DKI JAKARTA | JAKARTA TIMUR | MAIN UNIT | EMP | - |  | 3 August 2024 |  | - |  | 25 March 2025 | SAHID DERMAWAN - SPV TSE BARAT | ACTIVE
864000000858 | 98640 | INDIKO PLUS | DIAGNOSTIC 2 | THERMO FISHER SCIEN. OY | GN25010008 | BALAI LABKES DAN PEMERIKSAAN ALAT KESEHATAN PROV JATENG - BBLK | SEMARANG | JAWA TENGAH | SEMARANG | MAIN UNIT | EMP | - |  | 26 September 2016 |  | - |  | - |  | ACTIVE
864000001113 | 98640 | INDIKO PLUS | DIAGNOSTIC 2 | THERMO FISHER SCIEN. OY | GN00002985 | WORKSHOOP CSM PUSAT | PUSAT | DKI JAKARTA | JAKARTA TIMUR | MAIN UNIT | EMP | - |  | 29 November 2016 |  | - |  | - |  | ACTIVE
864000001117 | 98640 | INDIKO PLUS | DIAGNOSTIC 2 | THERMO FISHER SCIEN. OY | GN00002985 | WORKSHOOP CSM PUSAT | PUSAT | DKI JAKARTA | JAKARTA TIMUR | MAIN UNIT | EMP | - |  | 13 March 2023 |  | - |  | 25 April 2025 | SAHID DERMAWAN - SPV TSE BARAT | ACTIVE
864000001120 | 98640 | INDIKO PLUS | DIAGNOSTIC 2 | THERMO FISHER SCIEN. OY | GN00012197 | RS INDRIATI SOLO BARU | SOLO | JAWA TENGAH | SUKOHARJO | MAIN UNIT | CUSTOMER | 1 October 2018 | TRIYONO - TSE AREA BARAT | 23 June 2016 |  | 1 October 2018 | TRIYONO - TSE AREA BARAT | - |  | ACTIVE
864000001121 | 98640 | INDIKO PLUS | DIAGNOSTIC 2 | THERMO FISHER SCIEN. OY | GN00008030 | LAB KLINIK PRAMITA HR MUHAMMAD | SURABAYA-2 | JAWA TIMUR | SURABAYA | MAIN UNIT | EMP | - |  | 26 September 2016 |  | - |  | - |  | ACTIVE
864000001122 | 98640 | INDIKO PLUS | DIAGNOSTIC 2 | THERMO FISHER SCIEN. OY | GN00001043 | RS HUSNI THAMRIN | JAKARTA-1 | DKI JAKARTA | JAKARTA PUSAT | MAIN UNIT | EMP | - |  | 6 April 2021 | ARDI HERMAWAN - TSE CP | - |  | 7 April 2021 | ARDI HERMAWAN - TSE CP | ACTIVE
864000001132 | 98640 | INDIKO PLUS | DIAGNOSTIC 2 | THERMO FISHER SCIEN. OY | GN17050030 | RSUD SINGASANA - NYITDAH | DENPASAR | BALI | TABANAN | MAIN UNIT | CUSTOMER | 22 August 2017 | I KADEK - TSE | 22 August 2017 |  | 22 August 2017 | I KADEK - TSE | - |  | ACTIVE
864000001145 | 98640 | INDIKO PLUS | DIAGNOSTIC 2 | THERMO FISHER SCIEN. OY | GN00002985 | WORKSHOOP CSM PUSAT | PUSAT | DKI JAKARTA | JAKARTA TIMUR | MAIN UNIT | EMP | 14 July 2016 | FARIDA ADELINA | 1 June 2024 |  | 14 July 2016 | FARIDA ADELINA | 20 November 2024 | SAHID DERMAWAN - SPV TSE BARAT | ACTIVE
864000001151 | 98640 | INDIKO PLUS | DIAGNOSTIC 2 | THERMO FISHER SCIEN. OY | GN00000403 | RSUD DELI SERDANG | MEDAN | SUMATERA UTARA | LUBUK PAKAM | MAIN UNIT | EMP | 9 May 2019 | BARITA P-SIMAMORA - TSE | 14 November 2017 |  | 9 May 2019 | BARITA P-SIMAMORA - TSE | - |  | ACTIVE
864000001164 | 98640 | INDIKO PLUS | DIAGNOSTIC 2 | THERMO FISHER SCIEN. OY | GN00000679 | RSUD PANGLIMA SEBAYA-BALIKPAPAN | BALIKPAPAN | KALIMANTAN TIMUR | TANAH GROGOT | MAIN UNIT | CUSTOMER | 19 September 2017 | TEGAR PANDU - TSE | 19 September 2017 |  | 19 September 2017 | TEGAR PANDU - TSE | - |  | ACTIVE
864000001172 | 98640 | INDIKO PLUS | DIAGNOSTIC 2 | THERMO FISHER SCIEN. OY | GN00007053 | RSJ SOEHARTO HERJAN | TANGERANG | BANTEN | TANGERANG | MAIN UNIT | CUSTOMER | 3 October 2017 | AGUS FAUZI | 7 July 2020 | ARBIANSYAH - TSE | 3 October 2017 | AGUS FAUZI | 7 July 2020 | ARBIANSYAH - TSE | ACTIVE
864000001173 | 98640 | INDIKO PLUS | DIAGNOSTIC 2 | THERMO FISHER SCIEN. OY | GN20100011 | RS Amanah Umat Purworejo | YOGYAKARTA | YOGYAKARTA | YOGYAKARTA | MAIN UNIT | EMP | 9 September 2016 | System Auto | 1 March 2023 |  | 9 September 2016 | System Auto | 23 October 2023 | ANDI ISMAIL - SPV TSE TIMUR | ACTIVE
864000001174 | 98640 | INDIKO PLUS | DIAGNOSTIC 2 | THERMO FISHER SCIEN. OY | GN00003801 | RSU DR H SOEWONDO KENDAL | SEMARANG | JAWA TENGAH | SEMARANG | MAIN UNIT | EMP | 17 April 2020 | DIAN FEBRIYANA - TSE | 9 November 2017 |  | 17 April 2020 | DIAN FEBRIYANA - TSE | - |  | ACTIVE
864000001204 | 98640 | INDIKO PLUS | DIAGNOSTIC 2 | THERMO FISHER SCIEN. OY | GN00001809 | RSU Triharsi | SOLO | JAWA TENGAH | BOYOLALI | MAIN UNIT | EMP | - |  | 1 June 2024 |  | - |  | 26 February 2025 | SAHID DERMAWAN - SPV TSE BARAT | ACTIVE
864000001205 | 98640 | INDIKO PLUS | DIAGNOSTIC 2 | THERMO FISHER SCIEN. OY | GN00002985 | WORKSHOOP CSM PUSAT | PUSAT | DKI JAKARTA | JAKARTA TIMUR | MAIN UNIT | EMP | - |  | 2 February 2017 |  | - |  | - |  | ACTIVE
864000001616 | 98640 | INDIKO PLUS | DIAGNOSTIC 2 | THERMO FISHER SCIEN. OY | GN00002986 | RDC PUSAT - RAWAGELAM | PUSAT | DKI JAKARTA | JAKARTA TIMUR | MAIN UNIT | EMP | - |  | 28 January 2019 |  | - |  | - |  | ACTIVE
864000001620 | 98640 | INDIKO PLUS | DIAGNOSTIC 2 | THERMO FISHER SCIEN. OY | GN00002985 | WORKSHOOP CSM PUSAT | PUSAT | DKI JAKARTA | JAKARTA TIMUR | MAIN UNIT | EMP | - |  | 18 January 2019 |  | - |  | - |  | ACTIVE
864000001621 | 98640 | INDIKO PLUS | DIAGNOSTIC 2 | THERMO FISHER SCIEN. OY | GN17120049 | RSUD KABUPATEN KAUR | BENGKULU | BENGKULU | BENGKULU | MAIN UNIT | CUSTOMER | - |  | 21 April 2018 |  | - |  | - |  | ACTIVE
864000001718 | 98640 | INDIKO PLUS | DIAGNOSTIC 2 | THERMO FISHER SCIEN. OY | GN00001931 | RS BETHESDA YOGYAKARTA | YOGYAKARTA | YOGYAKARTA | YOGYAKARTA | MAIN UNIT | EMP | - |  | 5 December 2017 |  | - |  | - |  | ACTIVE
864000001719 | 98640 | INDIKO PLUS | DIAGNOSTIC 2 | THERMO FISHER SCIEN. OY | GN00002985 | WORKSHOOP CSM PUSAT | PUSAT | DKI JAKARTA | JAKARTA TIMUR | MAIN UNIT | EMP | 14 February 2018 | FARIDA ADELINA | 1 August 2022 |  | 14 February 2018 | FARIDA ADELINA | 4 June 2025 | SAHID DERMAWAN - SPV TSE BARAT | ACTIVE
864000001720 | 98640 | INDIKO PLUS | DIAGNOSTIC 2 | THERMO FISHER SCIEN. OY | GN00002985 | WORKSHOOP CSM PUSAT | PUSAT | DKI JAKARTA | JAKARTA TIMUR | MAIN UNIT | EMP | - |  | 17 January 2018 |  | - |  | - |  | ACTIVE
864000001721 | 98640 | INDIKO PLUS | DIAGNOSTIC 2 | THERMO FISHER SCIEN. OY | GN00002985 | WORKSHOOP CSM PUSAT | PUSAT | DKI JAKARTA | JAKARTA TIMUR | MAIN UNIT | EMP | 24 April 2019 | ARDI HERMAWAN - TSE CP | 21 November 2017 |  | 24 April 2019 | ARDI HERMAWAN - TSE CP | - |  | ACTIVE
864000001742 | 98640 | INDIKO PLUS | DIAGNOSTIC 2 | THERMO FISHER SCIEN. OY | GN00002985 | WORKSHOOP CSM PUSAT | PUSAT | DKI JAKARTA | JAKARTA TIMUR | MAIN UNIT | EMP | 27 February 2018 | FARIDA ADELINA | 1 December 2017 |  | 27 February 2018 | FARIDA ADELINA | - |  | ACTIVE
864000001743 | 98640 | INDIKO PLUS | DIAGNOSTIC 2 | THERMO FISHER SCIEN. OY | GN00004374 | BALAI LAB'S KES JAMBI | JAMBI | JAMBI | JAMBI | MAIN UNIT | CUSTOMER | - |  | 7 May 2019 |  | - |  | - |  | ACTIVE
864000001744 | 98640 | INDIKO PLUS | DIAGNOSTIC 2 | THERMO FISHER SCIEN. OY | GN00000176 | RSUD SULTAN THOHA SAEFUDIN | JAMBI | JAMBI | TEBO | MAIN UNIT | CUSTOMER | - |  | 29 May 2019 |  | - |  | - |  | ACTIVE
864000001745 | 98640 | INDIKO PLUS | DIAGNOSTIC 2 | THERMO FISHER SCIEN. OY | GN19080001 | KIMIA FARMA PADANG | PADANG | SUMATERA BARAT | PADANG | MAIN UNIT | EMP | - |  | 21 July 2022 | RUDI SETIAWAN - TSE | - |  | 13 August 2025 | SAHID DERMAWAN - SPV TSE BARAT | ACTIVE
864000001764 | 98640 | INDIKO PLUS | DIAGNOSTIC 2 | THERMO FISHER SCIEN. OY | GN00003179 | RSU MH. THAMRIN CILEUNGSI | BOGOR | JAWA BARAT | BOGOR | MAIN UNIT | EMP | - |  | 19 July 2022 | ABDI PUTRA - TSE | - |  | 24 January 2024 | SAHID DERMAWAN - SPV TSE BARAT | ACTIVE
864000001765 | 98640 | INDIKO PLUS | DIAGNOSTIC 2 | THERMO FISHER SCIEN. OY | GN00001908 | RSUD PANEMBAHAN SENOPATI | YOGYAKARTA | YOGYAKARTA | YOGYAKARTA | MAIN UNIT | EMP | - |  | 1 July 2022 | HARI UDI RAHARJO - TSE | 4 February 2021 | LEO LANANG SIGIT - TSE CP | 1 July 2022 | HARI UDI RAHARJO - TSE | ACTIVE
864000001767 | 98640 | INDIKO PLUS | DIAGNOSTIC 2 | THERMO FISHER SCIEN. OY | GN00002985 | WORKSHOOP CSM PUSAT | PUSAT | DKI JAKARTA | JAKARTA TIMUR | MAIN UNIT | EMP | 27 January 2021 | NOVAN KURNIARTATO - TSE | 18 January 2021 | DIAN FEBRIYANA - TSE | 14 January 2021 | NOVAN KURNIARTATO - TSE | 14 August 2025 | SAHID DERMAWAN - SPV TSE BARAT | ACTIVE
864000001768 | 98640 | INDIKO PLUS | DIAGNOSTIC 2 | THERMO FISHER SCIEN. OY | GN00001266 | RS Gotong Royong | SURABAYA-1 | JAWA TIMUR |  | MAIN UNIT | EMP | 21 April 2022 | ANTONIUS SAGITA - KALIBRASI | 19 July 2022 | PHILIP LAKRISNA - TSE | 21 September 2021 | ANTONIUS SAGITA - KALIBRASI | 19 August 2025 | SAHID DERMAWAN - SPV TSE BARAT | ACTIVE
864000001787 | 98640 | INDIKO PLUS | DIAGNOSTIC 2 | THERMO FISHER SCIEN. OY | GN00011134 | RSUD DR. H. ANDI ABDURRAHMAN NOOR | BANJARMASIN | KALIMANTAN SELATAN | BANJARMASIN | MAIN UNIT | CUSTOMER | 23 April 2018 | SARWANDI - TSE | 23 April 2018 |  | 23 April 2018 | SARWANDI - TSE | - |  | ACTIVE
864000001788 | 98640 | INDIKO PLUS | DIAGNOSTIC 2 | THERMO FISHER SCIEN. OY | GN00000771 | RS KUSTA TADJUDDIN CHALID | MAKASSAR | SULAWESI SELATAN | MAKASSAR | MAIN UNIT | CUSTOMER | 12 July 2018 | MIKKI FAHRIZI - TSE | 12 July 2018 |  | 12 July 2018 | MIKKI FAHRIZI - TSE | - |  | ACTIVE
864000001789 | 98640 | INDIKO PLUS | DIAGNOSTIC 2 | THERMO FISHER SCIEN. OY | GN00001160 | RSUD Arjawinangun | CIREBON | JAWA BARAT | CIREBON | MAIN UNIT | EMP | 18 April 2018 | TRIYONO - TSE AREA BARAT | 7 February 2018 |  | 18 April 2018 | TRIYONO - TSE AREA BARAT | - |  | ACTIVE
864000001790 | 98640 | INDIKO PLUS | DIAGNOSTIC 2 | THERMO FISHER SCIEN. OY | GN00000383 | RS PERTAMINA P BRANDAN | MEDAN | SUMATERA UTARA | MEDAN | MAIN UNIT | EMP | 9 February 2018 | System Auto | 7 February 2018 |  | 9 February 2018 | System Auto | - |  | ACTIVE
864000001791 | 98640 | INDIKO PLUS | DIAGNOSTIC 2 | THERMO FISHER SCIEN. OY | GN00006543 | RSUD GAYO LUES | BANDA ACEH | ACEH | GAYO LUES | MAIN UNIT | EMP | 9 February 2018 | System Auto | 9 October 2025 |  | 9 February 2018 | System Auto | 20 October 2025 | SAHID DERMAWAN - SPV TSE BARAT | ACTIVE
864000001792 | 98640 | INDIKO PLUS | DIAGNOSTIC 2 | THERMO FISHER SCIEN. OY | GN00002985 | WORKSHOOP CSM PUSAT | PUSAT | DKI JAKARTA | JAKARTA TIMUR | MAIN UNIT | EMP | 17 April 2020 | DIAN FEBRIYANA - TSE | 5 December 2018 |  | 17 April 2020 | DIAN FEBRIYANA - TSE | - |  | ACTIVE
864000001796 | 98640 | INDIKO PLUS | DIAGNOSTIC 2 | THERMO FISHER SCIEN. OY | GN00002985 | WORKSHOOP CSM PUSAT | PUSAT | DKI JAKARTA | JAKARTA TIMUR | MAIN UNIT | EMP | 26 July 2019 | ARBIANSYAH - TSE | 27 May 2022 | SUKMA WIJAYA - TSE | 26 July 2019 | ARBIANSYAH - TSE | 7 October 2024 | SAHID DERMAWAN - SPV TSE BARAT | ACTIVE
864000002006 | 98640 | INDIKO PLUS | DIAGNOSTIC 2 | THERMO FISHER SCIEN. OY | GN20100014 | Rumah Sakit Mitra Keluarga - Pondok Candra | SURABAYA-1 | JAWA TIMUR | SURABAYA | MAIN UNIT | EMP | - |  | 7 January 2021 | GANDHI YANRANGGA | - |  | 7 January 2021 | GANDHI YANRANGGA | ACTIVE
864000002007 | 98640 | INDIKO PLUS | DIAGNOSTIC 2 | THERMO FISHER SCIEN. OY | GN00002985 | WORKSHOOP CSM PUSAT | PUSAT | DKI JAKARTA | JAKARTA TIMUR | MAIN UNIT | EMP | - |  | 19 July 2022 | TEGAR PANDU - TSE | - |  | 20 May 2025 | SAHID DERMAWAN - SPV TSE BARAT | ACTIVE
864000002049 | 98640 | INDIKO PLUS | DIAGNOSTIC 2 | THERMO FISHER SCIEN. OY | GN00001877 | LAB CITO YOGYAKARTA ATMO | YOGYAKARTA | YOGYAKARTA | YOGYAKARTA | MAIN UNIT | EMP | 1 November 2019 | HARI UDI RAHARJO - TSE | 1 November 2019 |  | 1 November 2019 | HARI UDI RAHARJO - TSE | - |  | ACTIVE
864000002050 | 98640 | INDIKO PLUS | DIAGNOSTIC 2 | THERMO FISHER SCIEN. OY | GN19110017 | RSUD Provinsi NTB | MATARAM | NUSA TENGGARA BARAT | MATARAM | MAIN UNIT | EMP | 10 September 2018 | ANTONIUS SAGITA - KALIBRASI | 27 April 2021 | I KADEK - TSE | 10 September 2018 | ANTONIUS SAGITA - KALIBRASI | 27 April 2021 | I KADEK - TSE | ACTIVE
864000002051 | 98640 | INDIKO PLUS | DIAGNOSTIC 2 | THERMO FISHER SCIEN. OY | GN00000441 | RSUD GUNUNG TUA | PEMATANG SIANTAR | SUMATERA UTARA | TAPANULI SELATAN | MAIN UNIT | CUSTOMER | 10 September 2018 | ANTONIUS SAGITA - KALIBRASI | 24 September 2020 | BARITA P-SIMAMORA - TSE | 10 September 2018 | ANTONIUS SAGITA - KALIBRASI | 24 September 2020 | BARITA P-SIMAMORA - TSE | ACTIVE
864000002052 | 98641 | INDIKO PLUS WITH ISE | DIAGNOSTIC 2 | THERMO FISHER SCIEN. OY | GN00002986 | RDC PUSAT - RAWAGELAM | PUSAT | DKI JAKARTA | JAKARTA TIMUR | MAIN UNIT | EMP | 10 September 2018 | ANTONIUS SAGITA - KALIBRASI | 7 September 2018 |  | 10 September 2018 | ANTONIUS SAGITA - KALIBRASI | - |  | ACTIVE
864000002053 | 98640 | INDIKO PLUS | DIAGNOSTIC 2 | THERMO FISHER SCIEN. OY | GN19110017 | RSUD Provinsi NTB | MATARAM | NUSA TENGGARA BARAT | MATARAM | MAIN UNIT | EMP | 19 September 2019 | DIAN FEBRIYANA - TSE | 27 April 2021 | I KADEK - TSE | 19 September 2019 | DIAN FEBRIYANA - TSE | 27 April 2021 | I KADEK - TSE | ACTIVE
864000002054 | 98640 | INDIKO PLUS | DIAGNOSTIC 2 | THERMO FISHER SCIEN. OY | GN00000031 | RSUD TANJUNG PINANG | BATAM | KEPULAUAN RIAU | TANJUNG PINANG | MAIN UNIT | EMP | 3 October 2019 | ARBIANSYAH - TSE | 3 October 2019 |  | 3 October 2019 | ARBIANSYAH - TSE | - |  | ACTIVE
864000002085 | 98640 | INDIKO PLUS | DIAGNOSTIC 2 | THERMO FISHER SCIEN. OY | GN00003137 | UPT PUSKESMAS PAYANGAN | DENPASAR | BALI | DENPASAR | MAIN UNIT | CUSTOMER | - |  | 4 March 2019 |  | - |  | - |  | ACTIVE
864000002086 | 98640 | INDIKO PLUS | DIAGNOSTIC 2 | THERMO FISHER SCIEN. OY | GN00010978 | INSTALASI FARMASI RSUD PADANGAN | SURABAYA-2 | JAWA TIMUR | BOJONEGORO | MAIN UNIT | EMP | - |  | 28 February 2019 |  | - |  | - |  | ACTIVE
864000002088 | 98640 | INDIKO PLUS | DIAGNOSTIC 2 | THERMO FISHER SCIEN. OY | GN00002139 | RS PARU DR. ARIO WIRAWAN SALATIGA | SEMARANG | JAWA TENGAH | SALATIGA | MAIN UNIT | CUSTOMER | - |  | 30 December 2020 | ANDRIAS NUGROHO - TSE | - |  | 30 December 2020 | ANDRIAS NUGROHO - TSE | ACTIVE
864000002089 | 98640 | INDIKO PLUS | DIAGNOSTIC 2 | THERMO FISHER SCIEN. OY | GN19030032 | BALAI DIKLAT PENERBANGAN PALEMBANG | PALEMBANG | SUMATERA SELATAN | PALEMBANG | MAIN UNIT | CUSTOMER | - |  | 22 April 2019 |  | - |  | - |  | ACTIVE
864000002090 | 98640 | INDIKO PLUS | DIAGNOSTIC 2 | THERMO FISHER SCIEN. OY | GN00000480 | RSUD CUT NYAK DHIEN | BANDA ACEH | ACEH | MEULABOH | MAIN UNIT | EMP | - |  | 9 November 2018 |  | - |  | - |  | ACTIVE
864000002208 | 98640 | INDIKO PLUS | DIAGNOSTIC 2 | THERMO FISHER SCIEN. OY | GN00002986 | RDC PUSAT - RAWAGELAM | PUSAT | DKI JAKARTA | JAKARTA TIMUR | MAIN UNIT | EMP | - |  | 28 December 2018 |  | - |  | - |  | ACTIVE
864000002209 | 98640 | INDIKO PLUS | DIAGNOSTIC 2 | THERMO FISHER SCIEN. OY | GN20120003 | PT Genta Buana Astadeca | MEDAN | SUMATERA UTARA | MEDAN | MAIN UNIT | EMP | - |  | 19 April 2021 | BARITA P-SIMAMORA - TSE | - |  | 19 April 2021 | BARITA P-SIMAMORA - TSE | ACTIVE
864000002210 | 98640 | INDIKO PLUS | DIAGNOSTIC 2 | THERMO FISHER SCIEN. OY | GN00000098 | RSJ SOEPRAPTO PROVINSI BENGKULU | BENGKULU | BENGKULU | BENGKULU | MAIN UNIT | CUSTOMER | - |  | 12 April 2019 |  | - |  | - |  | ACTIVE
864000002211 | 98640 | INDIKO PLUS | DIAGNOSTIC 2 | THERMO FISHER SCIEN. OY | GN18010021 | RS. Hermina Medan | MEDAN | SUMATERA UTARA | MEDAN | MAIN UNIT | EMP | - |  | 26 February 2022 | BARITA P-SIMAMORA - TSE | - |  | 19 October 2023 | SAHID DERMAWAN - SPV TSE BARAT | ACTIVE
864000002212 | 98640 | INDIKO PLUS | DIAGNOSTIC 2 | THERMO FISHER SCIEN. OY | GN19030033 | RS MITRA KELUARGA PRATAMA JATI ASIH | BEKASI | JAWA BARAT | BEKASI | MAIN UNIT | EMP | - |  | 22 April 2019 |  | - |  | - |  | ACTIVE
864000002439 | 98632 | INDIKO TS | DIAGNOSTIC 2 | THERMO FISHER SCIEN. OY | GN19070011 | LAB PRAMITA SAWAH BESAR | JAKARTA-1 | DKI JAKARTA | JAKARTA PUSAT | MAIN UNIT | EMP | - |  | 31 May 2019 |  | - |  | - |  | ACTIVE
864000002493 | 98640 | INDIKO PLUS | DIAGNOSTIC 2 | THERMO FISHER SCIEN. OY | GN19070011 | LAB PRAMITA SAWAH BESAR | JAKARTA-1 | DKI JAKARTA | JAKARTA PUSAT | MAIN UNIT | EMP | - |  | 27 May 2019 |  | - |  | 31 October 2023 | SAHID DERMAWAN - SPV TSE BARAT | ACTIVE
864000002494 | 98640 | INDIKO PLUS | DIAGNOSTIC 2 | THERMO FISHER SCIEN. OY | GN00001930 | RS JOGJA INTERNATIONAL HOSPITAL (JIH) | YOGYAKARTA | YOGYAKARTA | YOGYAKARTA | MAIN UNIT | EMP | 17 April 2020 | DIAN FEBRIYANA - TSE | 19 July 2022 | MUNADI - TSE | 17 April 2020 | DIAN FEBRIYANA - TSE | 13 December 2023 | ANDI ISMAIL - SPV TSE TIMUR | ACTIVE
864000002495 | 98640 | INDIKO PLUS | DIAGNOSTIC 2 | THERMO FISHER SCIEN. OY | GN00000460 | RSUD DR ZAINOEL ABIDIN | BANDA ACEH | ACEH | BANDA ACEH | MAIN UNIT | EMP | - |  | 20 May 2019 |  | - |  | - |  | ACTIVE
864000002496 | 98640 | INDIKO PLUS | DIAGNOSTIC 2 | THERMO FISHER SCIEN. OY | GN00002985 | WORKSHOOP CSM PUSAT | PUSAT | DKI JAKARTA | JAKARTA TIMUR | MAIN UNIT | EMP | - |  | 9 September 2019 |  | - |  | - |  | ACTIVE
864000002497 | 98640 | INDIKO PLUS | DIAGNOSTIC 2 | THERMO FISHER SCIEN. OY | GN00000325 | RSU MITRA MEDIKA TANJUNG MULIA | MEDAN | SUMATERA UTARA | MEDAN | MAIN UNIT | EMP | - |  | 30 August 2019 |  | - |  | - |  | ACTIVE
864000002498 | 98640 | INDIKO PLUS | DIAGNOSTIC 2 | THERMO FISHER SCIEN. OY | GN00005670 | RSI UNISMA | MALANG | JAWA TIMUR | MALANG | MAIN UNIT | EMP | 20 May 2019 | System Auto | 20 May 2019 |  | 20 May 2019 | System Auto | - |  | ACTIVE
864000002499 | 98640 | INDIKO PLUS | DIAGNOSTIC 2 | THERMO FISHER SCIEN. OY | GN00001231 | RSU EMANUEL | PURWOKERTO | JAWA TENGAH | BANJARNEGARA | MAIN UNIT | EMP | 20 May 2019 | System Auto | 20 May 2019 |  | 20 May 2019 | System Auto | - |  | ACTIVE
864000002500 | 98640 | INDIKO PLUS | DIAGNOSTIC 2 | THERMO FISHER SCIEN. OY | GN00012105 | LABORATORIUM KLINIK KIMIA FARMA BUAH BATU | BANDUNG-2 | JAWA BARAT | BANDUNG | MAIN UNIT | EMP | 4 February 2020 | MUNADI - TSE | 4 August 2023 |  | 4 February 2020 | MUNADI - TSE | 16 October 2023 | SAHID DERMAWAN - SPV TSE BARAT | ACTIVE
864000003002 | 98640 | INDIKO PLUS | DIAGNOSTIC 2 | THERMO FISHER SCIEN. OY | GN00000003 | RSUD KAB BEKASI | BEKASI | JAWA BARAT | BEKASI | MAIN UNIT | EMP | 17 January 2020 | GATOT SURYA ADIPUTRA - TSE | 17 January 2020 |  | 17 January 2020 | GATOT SURYA ADIPUTRA - TSE | - |  | ACTIVE
864000003003 | 98640 | INDIKO PLUS | DIAGNOSTIC 2 | THERMO FISHER SCIEN. OY | GN00003140 | RS ADHYAKSA | JAKARTA-1 | DKI JAKARTA | JAKARTA TIMUR | MAIN UNIT | EMP | - |  | 17 October 2019 |  | - |  | - |  | ACTIVE
864000003004 | 98640 | INDIKO PLUS | DIAGNOSTIC 2 | THERMO FISHER SCIEN. OY | GN00000456 | RSIA HARAPAN BUNDA | BANDA ACEH | ACEH | BANDA ACEH | MAIN UNIT | EMP | 10 March 2020 | BARITA P-SIMAMORA - TSE | 10 March 2020 |  | 10 March 2020 | BARITA P-SIMAMORA - TSE | - |  | ACTIVE
864000003005 | 98640 | INDIKO PLUS | DIAGNOSTIC 2 | THERMO FISHER SCIEN. OY | GN00000860 | RS HAJI | MAKASSAR | SULAWESI SELATAN | MAKASSAR | MAIN UNIT | EMP | 19 March 2020 | ABU ABDILLAH - TSE | 14 February 2025 |  | 19 March 2020 | ABU ABDILLAH - TSE | 14 February 2025 | SAHID DERMAWAN - SPV TSE BARAT | ACTIVE
864000003006 | 98640 | INDIKO PLUS | DIAGNOSTIC 2 | THERMO FISHER SCIEN. OY | GN00000301 | RSU WULAN WINDY | MEDAN | SUMATERA UTARA | MEDAN | MAIN UNIT | EMP | 12 July 2019 | System Auto | 12 July 2019 |  | 12 July 2019 | System Auto | - |  | ACTIVE
864000003007 | 98640 | INDIKO PLUS | DIAGNOSTIC 2 | THERMO FISHER SCIEN. OY | GN00000217 | RSUD BANGKINANG | PEKAN BARU | RIAU | BANGKINANG | MAIN UNIT | EMP | 23 March 2020 | RUDI SETIAWAN - TSE | 23 March 2020 |  | 23 March 2020 | RUDI SETIAWAN - TSE | - |  | ACTIVE
864000003008 | 98640 | INDIKO PLUS | DIAGNOSTIC 2 | THERMO FISHER SCIEN. OY | GN00001970 | RSIA HERMINA BEKASI | BEKASI | JAWA BARAT | BEKASI | MAIN UNIT | EMP | - |  | 11 March 2020 | GATOT SURYA ADIPUTRA - TSE | - |  | 17 October 2023 | SAHID DERMAWAN - SPV TSE BARAT | ACTIVE
864000003031 | 98640 | INDIKO PLUS | DIAGNOSTIC 2 | THERMO FISHER SCIEN. OY | GN00000099 | RSUD M YUNUS | BENGKULU | BENGKULU | BENGKULU | MAIN UNIT | EMP | - |  | 29 June 2020 | AZLI YUDHA - TSE | - |  | - |  | ACTIVE
864000003032 | 98640 | INDIKO PLUS | DIAGNOSTIC 2 | THERMO FISHER SCIEN. OY | GN00003738 | RS ISLAM KENDAL | SEMARANG | JAWA TENGAH | KENDAL | MAIN UNIT | EMP | - |  | 20 May 2024 | ANDRIAS NUGROHO - TSE | - |  | 28 May 2024 | ANDI ISMAIL - SPV TSE TIMUR | ACTIVE
864000003033 | 98640 | INDIKO PLUS | DIAGNOSTIC 2 | THERMO FISHER SCIEN. OY | GN00003801 | RSU DR H SOEWONDO KENDAL | SEMARANG | JAWA TENGAH | SEMARANG | MAIN UNIT | EMP | - |  | 12 April 2021 | MUNADI - TSE | - |  | 12 April 2021 | MUNADI - TSE | ACTIVE
864000003035 | 98640 | INDIKO PLUS | DIAGNOSTIC 2 | THERMO FISHER SCIEN. OY | GN00002541 | RS BHAYANGKARA YOGYAKARTA | YOGYAKARTA | YOGYAKARTA | SLEMAN | MAIN UNIT | EMP | - |  | 20 July 2020 | RIDWAN - TSE | - |  | - |  | ACTIVE
864000003036 | 98640 | INDIKO PLUS | DIAGNOSTIC 2 | THERMO FISHER SCIEN. OY | GN00008835 | LAB. PRAMITA PAJAJARAN | BANDUNG | JAWA BARAT | BANDUNG | MAIN UNIT | EMP | - |  | 10 September 2020 | SUKMA WIJAYA - TSE | - |  | 10 September 2020 | SUKMA WIJAYA - TSE | ACTIVE
864000003037 | 98640 | INDIKO PLUS | DIAGNOSTIC 2 | THERMO FISHER SCIEN. OY | GN00002985 | WORKSHOOP CSM PUSAT | PUSAT | DKI JAKARTA | JAKARTA TIMUR | MAIN UNIT | EMP | - |  | 2 December 2020 | GANDHI YANRANGGA | - |  | 10 February 2025 | SAHID DERMAWAN - SPV TSE BARAT | ACTIVE
864000003099 | 98641 | INDIKO PLUS WITH ISE | DIAGNOSTIC 2 | THERMO FISHER SCIEN. OY | GN00000004 | RSUD BEKASI ( RSUD PEMERINTAH KOTA BEKASI ) | BEKASI | JAWA BARAT | BEKASI | MAIN UNIT | EMP | 13 April 2020 | SAHID DERMAWAN - SPV TSE BARAT | 23 March 2020 |  | 13 April 2020 | SAHID DERMAWAN - SPV TSE BARAT | - |  | ACTIVE
864000003277 | 98640 | INDIKO PLUS | DIAGNOSTIC 2 | THERMO FISHER SCIEN. OY | GN00000366 | RS VITA INSANI | PEMATANG SIANTAR | SUMATERA UTARA | PEMATANG SIANTAR | MAIN UNIT | EMP | 10 January 2020 | LEO LANANG SIGIT - TSE CP | 17 November 2020 | BARITA P-SIMAMORA - TSE | 10 January 2020 | LEO LANANG SIGIT - TSE CP | 17 November 2020 | BARITA P-SIMAMORA - TSE | ACTIVE
864000003627 | 98640 | INDIKO PLUS | DIAGNOSTIC 2 | THERMO FISHER SCIEN. OY | GN00002108 | RS MITRA SATELIT SURABAYA | SURABAYA-1 | JAWA TIMUR | SURABAYA | MAIN UNIT | EMP | - |  | 13 July 2022 | PHILIP LAKRISNA - TSE | 21 May 2021 | LEO LANANG SIGIT - TSE CP | 9 February 2024 | ANDI ISMAIL - SPV TSE TIMUR | ACTIVE
864000003629 | 98640 | INDIKO PLUS | DIAGNOSTIC 2 | THERMO FISHER SCIEN. OY | GN00008614 | LABORATORIUM KLINIK PRAMITA | MEDAN | SUMATERA UTARA | MEDAN | MAIN UNIT | EMP | 6 January 2021 | NOVAN KURNIARTATO - TSE | 20 August 2021 | BARITA P-SIMAMORA - TSE | 14 December 2020 | NOVAN KURNIARTATO - TSE | 6 August 2025 | SAHID DERMAWAN - SPV TSE BARAT | ACTIVE
864000003630 | 98640 | INDIKO PLUS | DIAGNOSTIC 2 | THERMO FISHER SCIEN. OY | GN00012162 | RSUD Jatirogo | SURABAYA-2 | JAWA TIMUR | SURABAYA | MAIN UNIT | CUSTOMER | 6 January 2021 | NOVAN KURNIARTATO - TSE | 8 July 2021 | MIKKI FAHRIZI - TSE | 14 December 2020 | NOVAN KURNIARTATO - TSE | 8 July 2021 | MIKKI FAHRIZI - TSE | ACTIVE
864000003649 | 9B630 | INDIKO | DIAGNOSTIC 2 | THERMO FISHER SCIEN. OY | GN00002986 | RDC PUSAT - RAWAGELAM | PUSAT | DKI JAKARTA | JAKARTA TIMUR | MAIN UNIT | EMP | - |  | - |  | 20 May 2024 |  | - |  | ACTIVE
864000003650 | 9B630 | INDIKO | DIAGNOSTIC 2 | THERMO FISHER SCIEN. OY | GN00002986 | RDC PUSAT - RAWAGELAM | PUSAT | DKI JAKARTA | JAKARTA TIMUR | MAIN UNIT | EMP | - |  | - |  | 20 May 2024 | LEO LANANG SIGIT - TSE CP | - |  | ACTIVE
864000003837 | 98640 | INDIKO PLUS | DIAGNOSTIC 2 | THERMO FISHER SCIEN. OY | GN00009139 | LABKESDA KEBUMEN | PURWOKERTO | JAWA TENGAH | KEBUMEN | MAIN UNIT | CUSTOMER | - |  | 5 August 2021 | HARI UDI RAHARJO - TSE | 25 June 2021 | LEO LANANG SIGIT - TSE CP | 5 August 2021 | HARI UDI RAHARJO - TSE | ACTIVE
864000003838 | 98640 | INDIKO PLUS | DIAGNOSTIC 2 | THERMO FISHER SCIEN. OY | GN00001387 | RSUD JOMBANG | SURABAYA-1 | JAWA TIMUR | JOMBANG | MAIN UNIT | EMP | - |  | 13 September 2021 | YUNAN ARIMUNTIAN - TSE | 25 June 2021 | LEO LANANG SIGIT - TSE CP | 13 September 2021 | YUNAN ARIMUNTIAN - TSE | ACTIVE
864000003839 | 98640 | INDIKO PLUS | DIAGNOSTIC 2 | THERMO FISHER SCIEN. OY | GN18030005 | UPTD LABKES BONTANG | SAMARINDA | KALIMANTAN TIMUR | SAMARINDA | MAIN UNIT | CUSTOMER | - |  | 30 September 2021 | SARWANDI - TSE | 25 June 2021 | LEO LANANG SIGIT - TSE CP | 30 September 2021 | SARWANDI - TSE | ACTIVE
864000003840 | 98640 | INDIKO PLUS | DIAGNOSTIC 2 | THERMO FISHER SCIEN. OY | GN00008558 | LABORATORIUM KLINIK PRAMITA | BALIKPAPAN | KALIMANTAN TIMUR | BALIKPAPAN | MAIN UNIT | EMP | - |  | 29 September 2021 |  | 25 June 2021 | LEO LANANG SIGIT - TSE CP | 8 May 2024 | SAHID DERMAWAN - SPV TSE BARAT | ACTIVE
864000003841 | 98640 | INDIKO PLUS | DIAGNOSTIC 2 | THERMO FISHER SCIEN. OY | GN18050022 | LAB. KIMIA FARMA - CILACAP | PURWOKERTO | JAWA TENGAH | CILACAP | MAIN UNIT | EMP | 25 January 2022 | TEGAR PANDU - TSE | 7 July 2023 | TEGAR PANDU - TSE | 25 June 2021 | LEO LANANG SIGIT - TSE CP | 23 October 2023 | ANDI ISMAIL - SPV TSE TIMUR | ACTIVE
864000003842 | 98640 | INDIKO PLUS | DIAGNOSTIC 2 | THERMO FISHER SCIEN. OY | GN00001160 | RSUD Arjawinangun | CIREBON | JAWA BARAT | CIREBON | MAIN UNIT | EMP | 26 January 2022 | ARBIANSYAH - TSE | 17 November 2021 | ARBIANSYAH - TSE | 25 June 2021 | LEO LANANG SIGIT - TSE CP | 26 January 2022 | ARBIANSYAH - TSE | ACTIVE
864000003843 | 98640 | INDIKO PLUS | DIAGNOSTIC 2 | THERMO FISHER SCIEN. OY | GN20040005 | LAB KLINIK CITO WATES | YOGYAKARTA | YOGYAKARTA | YOGYAKARTA | MAIN UNIT | EMP | - |  | 26 February 2022 | DIAN FEBRIYANA - TSE | 25 June 2021 | LEO LANANG SIGIT - TSE CP | 26 February 2022 | DIAN FEBRIYANA - TSE | ACTIVE
864000003844 | 98640 | INDIKO PLUS | DIAGNOSTIC 2 | THERMO FISHER SCIEN. OY | GN22030045 | RS CIPUTRA HOSPITAL CORP | JAKARTA-2 | BANTEN | JAKARTA BARAT | MAIN UNIT | EMP | - |  | 19 January 2022 |  | 25 June 2021 | LEO LANANG SIGIT - TSE CP | 23 October 2023 | SAHID DERMAWAN - SPV TSE BARAT | ACTIVE
864000003845 | 98640 | INDIKO PLUS | DIAGNOSTIC 2 | THERMO FISHER SCIEN. OY | GN00002985 | WORKSHOOP CSM PUSAT | PUSAT | DKI JAKARTA | JAKARTA TIMUR | MAIN UNIT | EMP | 26 January 2022 | ARBIANSYAH - TSE | 26 January 2022 | ARBIANSYAH - TSE | 25 June 2021 | LEO LANANG SIGIT - TSE CP | 7 October 2024 | SAHID DERMAWAN - SPV TSE BARAT | ACTIVE
864000003846 | 98640 | INDIKO PLUS | DIAGNOSTIC 2 | THERMO FISHER SCIEN. OY | GN00012195 | RSU DR DARSONO PACITAN | KEDIRI | JAWA TIMUR | KEDIRI | MAIN UNIT | EMP | - |  | 28 February 2022 | FAJAR FAHMI - TSE | 25 June 2021 | LEO LANANG SIGIT - TSE CP | 28 February 2022 | FAJAR FAHMI - TSE | ACTIVE
864000003847 | 98640 | INDIKO PLUS | DIAGNOSTIC 2 | THERMO FISHER SCIEN. OY | GN00007755 | RUMAH SAKIT MITRA MASYARAKAT | JAYAPURA | PAPUA | JAYAPURA | MAIN UNIT | EMP | - |  | 23 June 2022 | MIKKI FAHRIZI - TSE | 25 June 2021 | LEO LANANG SIGIT - TSE CP | 23 June 2022 | MIKKI FAHRIZI - TSE | ACTIVE
864000003848 | 98640 | INDIKO PLUS | DIAGNOSTIC 2 | THERMO FISHER SCIEN. OY | GN00003411 | RSUD DR. H. RM. SOESELO | TEGAL | JAWA TENGAH | TEGAL | MAIN UNIT | EMP | - |  | 28 February 2022 | MUNADI - TSE | 25 June 2021 | LEO LANANG SIGIT - TSE CP | 28 February 2022 | MUNADI - TSE | ACTIVE
864000004095 | 98640 | INDIKO PLUS | DIAGNOSTIC 2 | THERMO FISHER SCIEN. OY | GN00002172 | LAB KIMIA FARMA | TANGERANG | BANTEN | TANGERANG | MAIN UNIT | EMP | - |  | 13 February 2022 | ADITIYA NOVANDRA - TSE | 31 December 2021 | LEO LANANG SIGIT - TSE CP | 14 March 2022 | FARIDA ADELINA | ACTIVE
864000004096 | 98640 | INDIKO PLUS | DIAGNOSTIC 2 | THERMO FISHER SCIEN. OY | GN00008566 | PUSKESMAS KECAMATAN TEBET | JAKARTA-1 | DKI JAKARTA | JAKARTA SELATAN | MAIN UNIT | EMP | - |  | 25 February 2022 | NICO HERMAWAN - TSE CP | 31 December 2021 | LEO LANANG SIGIT - TSE CP | 14 March 2022 | FARIDA ADELINA | ACTIVE
864000004097 | 98640 | INDIKO PLUS | DIAGNOSTIC 2 | THERMO FISHER SCIEN. OY | GN00000583 | LAB. CITO (DR. CIPTO) | SEMARANG | JAWA TENGAH | SEMARANG | MAIN UNIT | EMP | - |  | 17 October 2022 | ANDRIAS NUGROHO - TSE | 31 December 2021 | LEO LANANG SIGIT - TSE CP | 17 October 2022 | ANDRIAS NUGROHO - TSE | ACTIVE
864000004098 | 98640 | INDIKO PLUS | DIAGNOSTIC 2 | THERMO FISHER SCIEN. OY | GN00000674 | RSUD ABDUL WAHAB SJAHRANIE | SAMARINDA | KALIMANTAN TIMUR | SAMARINDA | MAIN UNIT | EMP | - |  | 15 April 2022 |  | 31 December 2021 | LEO LANANG SIGIT - TSE CP | 27 March 2025 | SAHID DERMAWAN - SPV TSE BARAT | ACTIVE
864000004099 | 98640 | INDIKO PLUS | DIAGNOSTIC 2 | THERMO FISHER SCIEN. OY | GN00005187 | RS HARAPAN KELUARGA | BEKASI | JAWA BARAT | BEKASI | MAIN UNIT | EMP | - |  | 25 May 2022 | GATOT SURYA ADIPUTRA - TSE | 31 December 2021 | LEO LANANG SIGIT - TSE CP | 13 June 2022 | System Auto | ACTIVE
864000004248 | 98640 | INDIKO PLUS | DIAGNOSTIC 2 | THERMO FISHER SCIEN. OY | GN22040010 | RS MITRA KELUARGA - DELTAMAS | BEKASI | JAWA BARAT | BEKASI | MAIN UNIT | EMP | - |  | 7 June 2022 |  | 3 June 2022 | LEO LANANG SIGIT - TSE CP | 22 January 2024 | SAHID DERMAWAN - SPV TSE BARAT | ACTIVE
864000004281 | 98640 | INDIKO PLUS | DIAGNOSTIC 2 | THERMO FISHER SCIEN. OY | GN00001970 | RSIA HERMINA BEKASI | BEKASI | JAWA BARAT | BEKASI | MAIN UNIT | EMP | - |  | 8 June 2022 |  | 3 June 2022 | LEO LANANG SIGIT - TSE CP | 17 October 2023 | SAHID DERMAWAN - SPV TSE BARAT | ACTIVE
864000004282 | 98640 | INDIKO PLUS | DIAGNOSTIC 2 | THERMO FISHER SCIEN. OY | GN00002985 | WORKSHOOP CSM PUSAT | PUSAT | DKI JAKARTA | JAKARTA TIMUR | MAIN UNIT | EMP | - |  | 1 December 2023 |  | 20 June 2022 | LEO LANANG SIGIT - TSE CP | 9 May 2025 | SAHID DERMAWAN - SPV TSE BARAT | ACTIVE
864000004283 | 98640 | INDIKO PLUS | DIAGNOSTIC 2 | THERMO FISHER SCIEN. OY | GN00000674 | RSUD ABDUL WAHAB SJAHRANIE | SAMARINDA | KALIMANTAN TIMUR | SAMARINDA | MAIN UNIT | EMP | - |  | 19 July 2022 |  | 3 June 2022 | LEO LANANG SIGIT - TSE CP | 17 January 2024 | SAHID DERMAWAN - SPV TSE BARAT | ACTIVE
864000004284 | 98640 | INDIKO PLUS | DIAGNOSTIC 2 | THERMO FISHER SCIEN. OY | GN00003817 | NIKI DIAGNOSTIC CENTER | DENPASAR | BALI | DENPASAR | MAIN UNIT | EMP | - |  | 15 June 2022 |  | 3 June 2022 | LEO LANANG SIGIT - TSE CP | 25 February 2025 | SAHID DERMAWAN - SPV TSE BARAT | ACTIVE
864000004285 | 98640 | INDIKO PLUS | DIAGNOSTIC 2 | THERMO FISHER SCIEN. OY | GN20010037 | LAB KLINIK CITO DEMAK | KUDUS | JAWA TENGAH | KUDUS | MAIN UNIT | EMP | - |  | 7 June 2022 |  | 3 June 2022 | LEO LANANG SIGIT - TSE CP | 22 January 2024 | SAHID DERMAWAN - SPV TSE BARAT | ACTIVE
864000004286 | 98640 | INDIKO PLUS | DIAGNOSTIC 2 | THERMO FISHER SCIEN. OY | GN00008885 | RS CIPUTRA KALIDERES | JAKARTA-2 | DKI JAKARTA | JAKARTA BARAT | MAIN UNIT | EMP | - |  | 22 June 2022 |  | 3 June 2022 | LEO LANANG SIGIT - TSE CP | 17 January 2024 | SAHID DERMAWAN - SPV TSE BARAT | ACTIVE
864000004287 | 98640 | INDIKO PLUS | DIAGNOSTIC 2 | THERMO FISHER SCIEN. OY | GN00000954 | RSIA HERMINA PASTEUR | BANDUNG | JAWA BARAT | BANDUNG | MAIN UNIT | EMP | - |  | 25 August 2022 |  | 3 June 2022 | LEO LANANG SIGIT - TSE CP | 17 October 2023 | SAHID DERMAWAN - SPV TSE BARAT | ACTIVE
864000004288 | 98640 | INDIKO PLUS | DIAGNOSTIC 2 | THERMO FISHER SCIEN. OY | GN00008031 | RSUD PAMEKASAN | SURABAYA-2 | JAWA TIMUR | PAMEKASAN | MAIN UNIT | EMP | - |  | 14 June 2022 |  | 3 June 2022 | LEO LANANG SIGIT - TSE CP | 17 January 2024 | SAHID DERMAWAN - SPV TSE BARAT | ACTIVE
864000004373 | 9B640 | INDIKO PLUS | DIAGNOSTIC 2 | THERMO FISHER SCIEN. OY | GN24040014 | KALGEN INNOLAB BANDUNG | BANDUNG-2 | JAWA BARAT | BANDUNG | MAIN UNIT | CUSTOMER | - |  | 6 June 2024 |  | 2 September 2022 | LEO LANANG SIGIT - TSE CP | 24 June 2024 | SAHID DERMAWAN - SPV TSE BARAT | ACTIVE
864000004374 | 98640 | INDIKO PLUS | DIAGNOSTIC 2 | THERMO FISHER SCIEN. OY | GN19010005 | RS HERMINA MAKASSAR | MAKASSAR | SULAWESI SELATAN | MAKASSAR | MAIN UNIT | EMP | - |  | 15 September 2022 |  | 2 September 2022 | LEO LANANG SIGIT - TSE CP | 17 October 2023 | SAHID DERMAWAN - SPV TSE BARAT | ACTIVE
864000004375 | 98640 | INDIKO PLUS | DIAGNOSTIC 2 | THERMO FISHER SCIEN. OY | GN00002233 | RS HERMINA PALEMBANG | PALEMBANG | SUMATERA SELATAN | PALEMBANG | MAIN UNIT | EMP | - |  | 9 September 2022 |  | 2 September 2022 | LEO LANANG SIGIT - TSE CP | 17 October 2023 | SAHID DERMAWAN - SPV TSE BARAT | ACTIVE
864000004410 | 98640 | INDIKO PLUS | DIAGNOSTIC 2 | THERMO FISHER SCIEN. OY | GN22080054 | RS MITRA KELUARGA PAMULANG | DEPOK | BANTEN | DEPOK | MAIN UNIT | EMP | - |  | 12 September 2022 |  | 2 September 2022 | LEO LANANG SIGIT - TSE CP | 22 January 2024 | SAHID DERMAWAN - SPV TSE BARAT | ACTIVE
864000004411 | 98640 | INDIKO PLUS | DIAGNOSTIC 2 | THERMO FISHER SCIEN. OY | GN00001561 | RS HERMINA TANGKUBANPRAHU | MALANG | JAWA TIMUR | MALANG | MAIN UNIT | EMP | - |  | 7 September 2022 |  | 2 September 2022 | LEO LANANG SIGIT - TSE CP | 16 October 2023 | ANDI ISMAIL - SPV TSE TIMUR | ACTIVE
864000004412 | 98640 | INDIKO PLUS | DIAGNOSTIC 2 | THERMO FISHER SCIEN. OY | GN00003004 | RS HERMINA CIPUTAT | TANGERANG | BANTEN | TANGERANG | MAIN UNIT | EMP | - |  | 26 September 2022 |  | 2 September 2022 | LEO LANANG SIGIT - TSE CP | 17 October 2023 | SAHID DERMAWAN - SPV TSE BARAT | ACTIVE
864000004413 | 98640 | INDIKO PLUS | DIAGNOSTIC 2 | THERMO FISHER SCIEN. OY | GN00001103 | RSIA Hermina Cengkareng ( Daan Mogot ) | JAKARTA-2 | DKI JAKARTA | JAKARTA BARAT | MAIN UNIT | EMP | - |  | 26 September 2022 |  | 2 September 2022 | LEO LANANG SIGIT - TSE CP | 17 October 2023 | SAHID DERMAWAN - SPV TSE BARAT | ACTIVE
864000004415 | 98640 | INDIKO PLUS | DIAGNOSTIC 2 | THERMO FISHER SCIEN. OY | GN17040022 | HERMINA KEMAYORAN HOSPITAL | JAKARTA-1 | DKI JAKARTA | JAKARTA PUSAT | MAIN UNIT | EMP | - |  | 12 September 2022 |  | 2 September 2022 | LEO LANANG SIGIT - TSE CP | 17 October 2023 | SAHID DERMAWAN - SPV TSE BARAT | ACTIVE
864000004416 | 98640 | INDIKO PLUS | DIAGNOSTIC 2 | THERMO FISHER SCIEN. OY | GN00002908 | RSIA HERMINA DEPOK | PEJATEN | JAWA BARAT | DEPOK | MAIN UNIT | EMP | - |  | 27 September 2022 |  | 2 September 2022 | LEO LANANG SIGIT - TSE CP | 17 October 2023 | SAHID DERMAWAN - SPV TSE BARAT | ACTIVE
864000004418 | 98640 | INDIKO PLUS | DIAGNOSTIC 2 | THERMO FISHER SCIEN. OY | GN00002598 | RS HERMINA TANGERANG (PT.MEDIKALOKA TANGERANG) | TANGERANG | BANTEN | TANGERANG | MAIN UNIT | EMP | - |  | 21 March 2023 |  | 2 September 2022 | LEO LANANG SIGIT - TSE CP | 20 October 2023 | SAHID DERMAWAN - SPV TSE BARAT | ACTIVE
864000004527 | 98640 | INDIKO PLUS | DIAGNOSTIC 2 | THERMO FISHER SCIEN. OY | GN24060011 | KLINIK UTAMA RAKYAT | MANADO | SULAWESI UTARA | MANADO | MAIN UNIT | EMP | - |  | 5 March 2024 |  | 20 October 2022 | LEO LANANG SIGIT - TSE CP | 10 June 2024 | ANDI ISMAIL - SPV TSE TIMUR | ACTIVE
864000004528 | 98640 | INDIKO PLUS | DIAGNOSTIC 2 | THERMO FISHER SCIEN. OY | GN00012135 | RS HERMINA YOGYAKARTA | YOGYAKARTA | YOGYAKARTA | YOGYAKARTA | MAIN UNIT | EMP | - |  | 7 November 2022 | HARI UDI RAHARJO - TSE | 20 October 2022 | LEO LANANG SIGIT - TSE CP | 20 October 2023 | SAHID DERMAWAN - SPV TSE BARAT | ACTIVE
864000004529 | 98640 | INDIKO PLUS | DIAGNOSTIC 2 | THERMO FISHER SCIEN. OY | GN00001246 | RS BALIMED | DENPASAR | BALI | DENPASAR | MAIN UNIT | EMP | - |  | 7 November 2022 |  | 20 October 2022 | LEO LANANG SIGIT - TSE CP | 17 January 2024 | SAHID DERMAWAN - SPV TSE BARAT | ACTIVE
864000004530 | 98640 | INDIKO PLUS | DIAGNOSTIC 2 | THERMO FISHER SCIEN. OY | GN22060007 | LAB KLINIK CITO - KELAPA GADING | JAKARTA-1 | DKI JAKARTA | JAKARTA UTARA | MAIN UNIT | EMP | - |  | 13 September 2023 | MUHAMMAD FAJAR - TSE | 20 October 2022 | LEO LANANG SIGIT - TSE CP | 13 September 2023 | MUHAMMAD FAJAR - TSE | ACTIVE
864000004531 | 98640 | INDIKO PLUS | DIAGNOSTIC 2 | THERMO FISHER SCIEN. OY | GN00002679 | RS HERMINA SUKABUMI | BOGOR | JAWA BARAT | SUKABUMI | MAIN UNIT | EMP | - |  | 2 December 2022 |  | 20 October 2022 | LEO LANANG SIGIT - TSE CP | 17 January 2024 | SAHID DERMAWAN - SPV TSE BARAT | ACTIVE
864000004532 | 98640 | INDIKO PLUS | DIAGNOSTIC 2 | THERMO FISHER SCIEN. OY | GN00003196 | RS HERMINA GRAND WISATA | BEKASI | JAWA BARAT | BEKASI | MAIN UNIT | EMP | - |  | 2 December 2022 | GATOT SURYA ADIPUTRA - TSE | 20 October 2022 | LEO LANANG SIGIT - TSE CP | 20 October 2023 | SAHID DERMAWAN - SPV TSE BARAT | ACTIVE
864000004533 | 98640 | INDIKO PLUS | DIAGNOSTIC 2 | THERMO FISHER SCIEN. OY | GN00001040 | RS PGI CIKINI | JAKARTA-1 | DKI JAKARTA | JAKARTA PUSAT | MAIN UNIT | EMP | - |  | 18 September 2023 | ARDI HERMAWAN - TSE CP | 20 October 2022 | LEO LANANG SIGIT - TSE CP | 18 September 2023 | ARDI HERMAWAN - TSE CP | ACTIVE
864000004534 | 9B640 | INDIKO PLUS | DIAGNOSTIC 2 | THERMO FISHER SCIEN. OY | GN00002986 | RDC PUSAT - RAWAGELAM | PUSAT | DKI JAKARTA | JAKARTA TIMUR | MAIN UNIT | EMP | - |  | - |  | 20 October 2022 | LEO LANANG SIGIT - TSE CP | - |  | ACTIVE
864000004535 | 98640 | INDIKO PLUS | DIAGNOSTIC 2 | THERMO FISHER SCIEN. OY | GN00000430 | RSU RANTAU PRAPAT | PEMATANG SIANTAR | SUMATERA UTARA | RANTAU PRAPAT | MAIN UNIT | EMP | - |  | 16 February 2023 |  | 20 October 2022 | LEO LANANG SIGIT - TSE CP | 20 October 2023 | SAHID DERMAWAN - SPV TSE BARAT | ACTIVE
864000004756 | 98640 | INDIKO PLUS | DIAGNOSTIC 2 | THERMO FISHER SCIEN. OY | GN00001878 | LAB CITO MAGELANG | YOGYAKARTA | YOGYAKARTA | YOGYAKARTA | MAIN UNIT | EMP | - |  | 24 March 2023 | RIDWAN - TSE | 14 March 2023 | LEO LANANG SIGIT - TSE CP | 17 October 2023 | ANDI ISMAIL - SPV TSE TIMUR | ACTIVE
864000004757 | 98640 | INDIKO PLUS | DIAGNOSTIC 2 | THERMO FISHER SCIEN. OY | GN24060007 | LAB KLINIK CITO MAYJEND SUNGKONO SURABAYA | SURABAYA-1 | JAWA TIMUR | SURABAYA | MAIN UNIT | EMP | - |  | 20 July 2023 | MIKKI FAHRIZI - TSE | 14 March 2023 | LEO LANANG SIGIT - TSE CP | 8 June 2024 | ANDI ISMAIL - SPV TSE TIMUR | ACTIVE
864000004758 | 98640 | INDIKO PLUS | DIAGNOSTIC 2 | THERMO FISHER SCIEN. OY | GN00004601 | AP RS PALANG BIRU GOMBONG | PURWOKERTO | JAWA TENGAH | KEBUMEN | MAIN UNIT | EMP | - |  | 17 May 2023 | HARI UDI RAHARJO - TSE | 14 March 2023 | LEO LANANG SIGIT - TSE CP | 18 December 2023 | ANDI ISMAIL - SPV TSE TIMUR | ACTIVE
864000004762 | 98640 | INDIKO PLUS | DIAGNOSTIC 2 | THERMO FISHER SCIEN. OY | GN00001978 | LAB CITO BOGOR | BOGOR | JAWA BARAT | BOGOR | MAIN UNIT | EMP | - |  | 5 May 2023 |  | 14 March 2023 | LEO LANANG SIGIT - TSE CP | 20 October 2023 | SAHID DERMAWAN - SPV TSE BARAT | ACTIVE
864000004763 | 98640 | INDIKO PLUS | DIAGNOSTIC 2 | THERMO FISHER SCIEN. OY | GN00001751 | LAB CITO TEGAL | TEGAL | JAWA TENGAH | TEGAL | MAIN UNIT | EMP | - |  | 17 May 2023 |  | 14 March 2023 | LEO LANANG SIGIT - TSE CP | 17 October 2023 | ANDI ISMAIL - SPV TSE TIMUR | ACTIVE
864000004764 | 98640 | INDIKO PLUS | DIAGNOSTIC 2 | THERMO FISHER SCIEN. OY | GN00000521 | RSUD DR. R. SOEPRAPTO CEPU | SEMARANG | JAWA TENGAH | BLORA | MAIN UNIT | EMP | - |  | 6 September 2023 | ANDRIAS NUGROHO - TSE | 14 March 2023 | LEO LANANG SIGIT - TSE CP | 23 October 2023 | ANDI ISMAIL - SPV TSE TIMUR | ACTIVE
864000004765 | 98640 | INDIKO PLUS | DIAGNOSTIC 2 | THERMO FISHER SCIEN. OY | GN20080012 | RS Permata Kuningan | CIREBON | JAWA BARAT | CIREBON | MAIN UNIT | EMP | - |  | 13 September 2023 | ARBIANSYAH - TSE | 14 March 2023 | LEO LANANG SIGIT - TSE CP | 13 September 2023 | ARBIANSYAH - TSE | ACTIVE
864000004766 | 98640 | INDIKO PLUS | DIAGNOSTIC 2 | THERMO FISHER SCIEN. OY | GN00001026 | RS ISLAM CEMPAKA PUTIH ( RS. ISLAM JAKARTA ) | JAKARTA-1 | DKI JAKARTA | JAKARTA PUSAT | MAIN UNIT | EMP | - |  | 2 February 2024 |  | 14 March 2023 | LEO LANANG SIGIT - TSE CP | 15 February 2024 | SAHID DERMAWAN - SPV TSE BARAT | ACTIVE
864000004767 | 98640 | INDIKO PLUS | DIAGNOSTIC 2 | THERMO FISHER SCIEN. OY | GN00000430 | RSU RANTAU PRAPAT | PEMATANG SIANTAR | SUMATERA UTARA | RANTAU PRAPAT | MAIN UNIT | EMP | - |  | 20 September 2023 | MUHAMMAD FAJAR - TSE | 14 March 2023 | LEO LANANG SIGIT - TSE CP | 20 September 2023 | MUHAMMAD FAJAR - TSE | ACTIVE
864000004768 | 98640 | INDIKO PLUS | DIAGNOSTIC 2 | THERMO FISHER SCIEN. OY | GN00001918 | RS ISLAM KLATEN | YOGYAKARTA | YOGYAKARTA | YOGYAKARTA | MAIN UNIT | EMP | - |  | 13 June 2023 |  | 14 March 2023 | LEO LANANG SIGIT - TSE CP | 17 October 2023 | ANDI ISMAIL - SPV TSE TIMUR | ACTIVE
864000004910 | 9B640 | INDIKO PLUS | DIAGNOSTIC 2 | THERMO FISHER SCIEN. OY | GN00002986 | RDC PUSAT - RAWAGELAM | PUSAT | DKI JAKARTA | JAKARTA TIMUR | MAIN UNIT | EMP | - |  | - |  | 3 January 2024 | LEO LANANG SIGIT - TSE CP | - |  | ACTIVE
864000004916 | 9B640 | INDIKO PLUS | DIAGNOSTIC 2 | THERMO FISHER SCIEN. OY | GN00000003 | RSUD KAB BEKASI | BEKASI | JAWA BARAT | BEKASI | MAIN UNIT | CUSTOMER | - |  | 2 October 2023 |  | 20 July 2023 | LEO LANANG SIGIT - TSE CP | 9 October 2023 | SAHID DERMAWAN - SPV TSE BARAT | ACTIVE
864000004917 | 98640 | INDIKO PLUS | DIAGNOSTIC 2 | THERMO FISHER SCIEN. OY | GN19020013 | RS DADI KELUARGA CIAMIS | TASIKMALAYA | JAWA BARAT | TASIKMALAYA | MAIN UNIT | EMP | - |  | 21 September 2023 |  | 20 July 2023 | LEO LANANG SIGIT - TSE CP | 10 October 2023 | SAHID DERMAWAN - SPV TSE BARAT | ACTIVE
864000004918 | 98640 | INDIKO PLUS | DIAGNOSTIC 2 | THERMO FISHER SCIEN. OY | GN00000584 | LAB. CITO ( INDRAPRASTA ) | SEMARANG | JAWA TENGAH | SEMARANG | MAIN UNIT | EMP | - |  | 28 September 2023 | ANDRIAS NUGROHO - TSE | 20 July 2023 | LEO LANANG SIGIT - TSE CP | 23 October 2023 | ANDI ISMAIL - SPV TSE TIMUR | ACTIVE
864000004926 | 98640 | INDIKO PLUS | DIAGNOSTIC 2 | THERMO FISHER SCIEN. OY | GN23080008 | RS MITRA KELUARGA GRAND WISATA | BEKASI | JAWA BARAT | BEKASI | MAIN UNIT | EMP | - |  | 4 October 2023 |  | 20 July 2023 | LEO LANANG SIGIT - TSE CP | 22 January 2024 | SAHID DERMAWAN - SPV TSE BARAT | ACTIVE
864000004927 | 98640 | INDIKO PLUS | DIAGNOSTIC 2 | THERMO FISHER SCIEN. OY | GN00000165 | RSU RADEN MATTAHER | JAMBI | JAMBI | JAMBI | MAIN UNIT | EMP | - |  | 4 December 2023 |  | 20 July 2023 | LEO LANANG SIGIT - TSE CP | 14 December 2023 | SAHID DERMAWAN - SPV TSE BARAT | ACTIVE
864000004935 | 98640 | INDIKO PLUS | DIAGNOSTIC 2 | THERMO FISHER SCIEN. OY | GN00008624 | CIPUTRA MEDICAL CENTER | JAKARTA-2 | DKI JAKARTA | JAKARTA SELATAN | MAIN UNIT | EMP | - |  | 17 November 2023 |  | 20 July 2023 | LEO LANANG SIGIT - TSE CP | 6 December 2023 | SAHID DERMAWAN - SPV TSE BARAT | ACTIVE
864000004936 | 9B640 | INDIKO PLUS | DIAGNOSTIC 2 | THERMO FISHER SCIEN. OY | GN23090019 | BALAI KESEHATAN INDERA MASYARAKAT PROV JAWA TENGAH | SEMARANG | JAWA TENGAH | SEMARANG | MAIN UNIT | CUSTOMER | - |  | 29 November 2023 |  | 20 July 2023 | LEO LANANG SIGIT - TSE CP | 2 January 2024 | ANDI ISMAIL - SPV TSE TIMUR | ACTIVE
864000004937 | 98640 | INDIKO PLUS | DIAGNOSTIC 2 | THERMO FISHER SCIEN. OY | GN22040010 | RS MITRA KELUARGA - DELTAMAS | BEKASI | JAWA BARAT | BEKASI | MAIN UNIT | EMP | - |  | 27 November 2023 |  | 20 July 2023 | LEO LANANG SIGIT - TSE CP | 14 December 2023 | SAHID DERMAWAN - SPV TSE BARAT | ACTIVE
864000004938 | 98640 | INDIKO PLUS | DIAGNOSTIC 2 | THERMO FISHER SCIEN. OY | GN00008979 | RSU KECAMATAN KEMBANGAN | JAKARTA-2 | DKI JAKARTA | JAKARTA BARAT | MAIN UNIT | EMP | - |  | 10 January 2024 |  | 20 July 2023 | LEO LANANG SIGIT - TSE CP | 15 January 2024 | SAHID DERMAWAN - SPV TSE BARAT | ACTIVE
864000004939 | 98640 | INDIKO PLUS | DIAGNOSTIC 2 | THERMO FISHER SCIEN. OY | GN00000403 | RSUD DELI SERDANG | MEDAN | SUMATERA UTARA | LUBUK PAKAM | MAIN UNIT | EMP | - |  | 22 January 2024 |  | 20 July 2023 | LEO LANANG SIGIT - TSE CP | 31 January 2024 | SAHID DERMAWAN - SPV TSE BARAT | ACTIVE
864000004940 | 98640 | INDIKO PLUS | DIAGNOSTIC 2 | THERMO FISHER SCIEN. OY | GN00011635 | LAB. THAMRIN - BANDA ACEH | BANDA ACEH | ACEH | BANDA ACEH | MAIN UNIT | EMP | - |  | 6 February 2024 |  | 20 July 2023 | LEO LANANG SIGIT - TSE CP | 15 February 2024 | SAHID DERMAWAN - SPV TSE BARAT | ACTIVE
864000004941 | 98640 | INDIKO PLUS | DIAGNOSTIC 2 | THERMO FISHER SCIEN. OY | GN00002307 | RSUD DR TENGKU MANSYUR | MEDAN | SUMATERA UTARA | MEDAN | MAIN UNIT | EMP | - |  | 2 February 2024 |  | 20 July 2023 | LEO LANANG SIGIT - TSE CP | 20 March 2024 | System Auto | ACTIVE
864000004942 | 98640 | INDIKO PLUS | DIAGNOSTIC 2 | THERMO FISHER SCIEN. OY | GN00002634 | LAB THAMRIN PEKANBARU | PEKAN BARU | RIAU | PEKANBARU | MAIN UNIT | EMP | - |  | 7 February 2024 |  | 20 July 2023 | LEO LANANG SIGIT - TSE CP | 20 March 2024 | System Auto | ACTIVE
864000005246 | 98640 | INDIKO PLUS | DIAGNOSTIC 2 | THERMO FISHER SCIEN. OY | GN00011815 | RSU HERMINA ARCAMANIK | BANDUNG | JAWA BARAT | BANDUNG | MAIN UNIT | EMP | - |  | 4 March 2024 |  | 18 January 2024 | LEO LANANG SIGIT - TSE CP | 25 March 2024 | SAHID DERMAWAN - SPV TSE BARAT | ACTIVE
864000005247 | 98640 | INDIKO PLUS | DIAGNOSTIC 2 | THERMO FISHER SCIEN. OY | GN17050023 | RS HERMINA BALIKPAPAN | BALIKPAPAN | KALIMANTAN TIMUR | BALIKPAPAN | MAIN UNIT | EMP | - |  | 12 March 2024 |  | 18 January 2024 | LEO LANANG SIGIT - TSE CP | 20 March 2024 | System Auto | ACTIVE
864000005248 | 98640 | INDIKO PLUS | DIAGNOSTIC 2 | THERMO FISHER SCIEN. OY | GN20110009 | RS Hermina Samarinda | SAMARINDA | KALIMANTAN TIMUR | SAMARINDA | MAIN UNIT | EMP | - |  | 15 March 2024 |  | 18 January 2024 | LEO LANANG SIGIT - TSE CP | 20 March 2024 | System Auto | ACTIVE
864000005249 | 98640 | INDIKO PLUS | DIAGNOSTIC 2 | THERMO FISHER SCIEN. OY | GN00006612 | RS HERMINA SERPONG | TANGERANG | BANTEN | CILEGON | MAIN UNIT | EMP | - |  | 4 March 2024 |  | 18 January 2024 | LEO LANANG SIGIT - TSE CP | 20 March 2024 | System Auto | ACTIVE
864000005250 | 98640 | INDIKO PLUS | DIAGNOSTIC 2 | THERMO FISHER SCIEN. OY | GN00001080 | RS HERMINA GALAXY | BEKASI | JAWA BARAT | BEKASI | MAIN UNIT | EMP | - |  | 5 March 2024 |  | 18 January 2024 | LEO LANANG SIGIT - TSE CP | 20 March 2024 | System Auto | ACTIVE
864000005251 | 9B640 | INDIKO PLUS | DIAGNOSTIC 2 | THERMO FISHER SCIEN. OY | GN00007806 | RSUD KABUPATEN KEPULAUAN MERANTI | PEKAN BARU | RIAU | PEKANBARU | MAIN UNIT | CUSTOMER | - |  | 30 March 2024 |  | 18 January 2024 | LEO LANANG SIGIT - TSE CP | 1 April 2024 | SAHID DERMAWAN - SPV TSE BARAT | ACTIVE
864000005252 | 98640 | INDIKO PLUS | DIAGNOSTIC 2 | THERMO FISHER SCIEN. OY | GN20110009 | RS Hermina Samarinda | SAMARINDA | KALIMANTAN TIMUR | SAMARINDA | MAIN UNIT | EMP | - |  | 16 May 2024 |  | 18 January 2024 | LEO LANANG SIGIT - TSE CP | 16 May 2024 | SAHID DERMAWAN - SPV TSE BARAT | ACTIVE
864000005253 | 98640 | INDIKO PLUS | DIAGNOSTIC 2 | THERMO FISHER SCIEN. OY | GN00007750 | RS MITRA KELUARGA KENJERAN | SURABAYA-2 | JAWA TIMUR | SURABAYA | MAIN UNIT | EMP | - |  | 2 May 2024 |  | 18 January 2024 | LEO LANANG SIGIT - TSE CP | 20 May 2024 | ANDI ISMAIL - SPV TSE TIMUR | ACTIVE
864000005254 | 98640 | INDIKO PLUS | DIAGNOSTIC 2 | THERMO FISHER SCIEN. OY | GN00008554 | Lab. Pramita Madiun | KEDIRI | JAWA TIMUR |  | MAIN UNIT | EMP | - |  | 29 April 2024 |  | 18 January 2024 | LEO LANANG SIGIT - TSE CP | 20 May 2024 | ANDI ISMAIL - SPV TSE TIMUR | ACTIVE
864000005255 | 98640 | INDIKO PLUS | DIAGNOSTIC 2 | THERMO FISHER SCIEN. OY | GN19090027 | Ratnalisa Laboratorium Klinik dan Patologi Anatomi | BOGOR | JAWA BARAT | BOGOR | MAIN UNIT | EMP | - |  | 2 July 2024 |  | 18 January 2024 | LEO LANANG SIGIT - TSE CP | 19 July 2024 | SAHID DERMAWAN - SPV TSE BARAT | ACTIVE
864000005369 | 98640 | INDIKO PLUS | DIAGNOSTIC 2 | THERMO FISHER SCIEN. OY | GN20010027 | RSUD BENDAN KOTA PEKALONGAN | TEGAL | JAWA TENGAH | TEGAL | MAIN UNIT | EMP | - |  | 29 June 2024 |  | 20 May 2024 | LEO LANANG SIGIT - TSE CP | 17 January 2025 | SAHID DERMAWAN - SPV TSE BARAT | ACTIVE
864000005370 | 98640 | INDIKO PLUS | DIAGNOSTIC 2 | THERMO FISHER SCIEN. OY | GN19020018 | RS MITRA KELUARGA BINTARO | JAKARTA-2 | DKI JAKARTA | TANGERANG SELATAN | MAIN UNIT | EMP | - |  | 5 July 2024 |  | 20 May 2024 | LEO LANANG SIGIT - TSE CP | 19 July 2024 | SAHID DERMAWAN - SPV TSE BARAT | ACTIVE
864000005371 | 98640 | INDIKO PLUS | DIAGNOSTIC 2 | THERMO FISHER SCIEN. OY | GN24070022 | RS HERMINA NUSANTARA IKN | BALIKPAPAN | KALIMANTAN TIMUR | BALIKPAPAN | MAIN UNIT | EMP | - |  | 16 October 2024 |  | 20 May 2024 | LEO LANANG SIGIT - TSE CP | 5 November 2024 | ANDI ISMAIL - SPV TSE TIMUR | ACTIVE
864000005372 | 98640 | INDIKO PLUS | DIAGNOSTIC 2 | THERMO FISHER SCIEN. OY | GN00001419 | RS Mawaddah Medika | SURABAYA-1 | JAWA TIMUR |  | MAIN UNIT | EMP | - |  | 24 August 2024 |  | 20 May 2024 | LEO LANANG SIGIT - TSE CP | 14 January 2025 | SENDRA WIJAYA - IT | ACTIVE
864000005373 | 98640 | INDIKO PLUS | DIAGNOSTIC 2 | THERMO FISHER SCIEN. OY | GN00002828 | RS ISLAM JAKARTA TIMUR ( RS ISLAM PONDOK KOPI ) | JAKARTA-1 | DKI JAKARTA | JAKARTA TIMUR | MAIN UNIT | EMP | - |  | 3 September 2024 |  | 20 May 2024 | LEO LANANG SIGIT - TSE CP | 26 November 2024 | SAHID DERMAWAN - SPV TSE BARAT | ACTIVE
864000005374 | 98640 | INDIKO PLUS | DIAGNOSTIC 2 | THERMO FISHER SCIEN. OY | GN00005775 | RS PKU MUHAMMADIYAH WONOSOBO | YOGYAKARTA | YOGYAKARTA | WONOSOBO | MAIN UNIT | EMP | - |  | 9 October 2024 |  | 20 May 2024 | LEO LANANG SIGIT - TSE CP | 5 November 2024 | ANDI ISMAIL - SPV TSE TIMUR | ACTIVE
864000005375 | 98640 | INDIKO PLUS | DIAGNOSTIC 2 | THERMO FISHER SCIEN. OY | GN22090029 | RS MURNI TEGUH CILEDUG | JAKARTA-2 | DKI JAKARTA | TANGERANG | MAIN UNIT | EMP | - |  | 29 October 2024 |  | 20 May 2024 | LEO LANANG SIGIT - TSE CP | 5 November 2024 | SAHID DERMAWAN - SPV TSE BARAT | ACTIVE
864000005376 | 98640 | INDIKO PLUS | DIAGNOSTIC 2 | THERMO FISHER SCIEN. OY | GN00008835 | LAB. PRAMITA PAJAJARAN | BANDUNG | JAWA BARAT | BANDUNG | MAIN UNIT | EMP | - |  | 13 November 2024 |  | 20 May 2024 | LEO LANANG SIGIT - TSE CP | 26 November 2024 | SAHID DERMAWAN - SPV TSE BARAT | ACTIVE
864000005377 | 98640 | INDIKO PLUS | DIAGNOSTIC 2 | THERMO FISHER SCIEN. OY | GN24110012 | RS HERMINA PIK DUA | TANGERANG | BANTEN | TANGERANG | MAIN UNIT | EMP | - |  | 22 November 2024 |  | 20 May 2024 | LEO LANANG SIGIT - TSE CP | 26 November 2024 | SAHID DERMAWAN - SPV TSE BARAT | ACTIVE
864000005378 | 98640 | INDIKO PLUS | DIAGNOSTIC 2 | THERMO FISHER SCIEN. OY | GN23110021 | RS UBAYA | SURABAYA-1 | JAWA TIMUR | SURABAYA | MAIN UNIT | EMP | - |  | 4 December 2024 |  | 20 May 2024 | LEO LANANG SIGIT - TSE CP | 13 December 2024 | SAHID DERMAWAN - SPV TSE BARAT | ACTIVE
864000005649 | 98640 | INDIKO PLUS | DIAGNOSTIC 2 | THERMO FISHER SCIEN. OY | GN00008374 | RS DUTA INDAH | JAKARTA-2 | DKI JAKARTA | JAKARTA UTARA | MAIN UNIT | EMP | - |  | 15 November 2024 |  | 11 October 2024 | LEO LANANG SIGIT - TSE CP | 2 December 2024 | SAHID DERMAWAN - SPV TSE BARAT | ACTIVE
864000005650 | 98640 | INDIKO PLUS | DIAGNOSTIC 2 | THERMO FISHER SCIEN. OY | GN00001783 | RS PKU Muhammadiyah Surakarta | SOLO | JAWA TENGAH | SURAKARTA | MAIN UNIT | EMP | - |  | 12 December 2024 |  | 11 October 2024 | LEO LANANG SIGIT - TSE CP | 14 January 2025 | SENDRA WIJAYA - IT | ACTIVE
864000005651 | 98640 | INDIKO PLUS | DIAGNOSTIC 2 | THERMO FISHER SCIEN. OY | GN00003801 | RSU DR H SOEWONDO KENDAL | SEMARANG | JAWA TENGAH | SEMARANG | MAIN UNIT | EMP | - |  | 20 December 2024 |  | 11 October 2024 | LEO LANANG SIGIT - TSE CP | 14 January 2025 | SENDRA WIJAYA - IT | ACTIVE
864000005652 | 98640 | INDIKO PLUS | DIAGNOSTIC 2 | THERMO FISHER SCIEN. OY | GN00000589 | LAB. CITO ( SETIABUDI ) SEMARANG | SEMARANG | JAWA TENGAH | SEMARANG | MAIN UNIT | EMP | - |  | 12 December 2024 |  | 11 October 2024 | LEO LANANG SIGIT - TSE CP | 14 January 2025 | SENDRA WIJAYA - IT | ACTIVE
864000005653 | 98640 | INDIKO PLUS | DIAGNOSTIC 2 | THERMO FISHER SCIEN. OY | GN00001881 | LAB CITO BANTUL | YOGYAKARTA | YOGYAKARTA | YOGYAKARTA | MAIN UNIT | EMP | - |  | 23 December 2024 |  | 11 October 2024 | LEO LANANG SIGIT - TSE CP | 14 January 2025 | SENDRA WIJAYA - IT | ACTIVE
864000005654 | 98640 | INDIKO PLUS | DIAGNOSTIC 2 | THERMO FISHER SCIEN. OY | GN00002648 | LAB CITO PURWOKERTO | PURWOKERTO | JAWA TENGAH | PURWOKERTO | MAIN UNIT | EMP | - |  | 11 June 2025 |  | 11 October 2024 | LEO LANANG SIGIT - TSE CP | 19 June 2025 | SAHID DERMAWAN - SPV TSE BARAT | ACTIVE
864000005655 | 98640 | INDIKO PLUS | DIAGNOSTIC 2 | THERMO FISHER SCIEN. OY | GN17050024 | PT KIMIA FARMA LUBUK LINGAU | BENGKULU | BENGKULU | BENGKULU | MAIN UNIT | EMP | - |  | 15 August 2025 |  | 11 September 2025 | LEO LANANG SIGIT - TSE CP | 11 September 2025 | SAHID DERMAWAN - SPV TSE BARAT | ACTIVE
864000005656 | 98640 | INDIKO PLUS | DIAGNOSTIC 2 | THERMO FISHER SCIEN. OY | GN00002634 | LAB THAMRIN PEKANBARU | PEKAN BARU | RIAU | PEKANBARU | MAIN UNIT | EMP | - |  | 23 June 2025 |  | 13 August 2025 | LEO LANANG SIGIT - TSE CP | 24 September 2025 | SAHID DERMAWAN - SPV TSE BARAT | ACTIVE
864000005657 | 98640 | INDIKO PLUS | DIAGNOSTIC 2 | THERMO FISHER SCIEN. OY | GN00001270 | RS Palang Biru Kutoarjo | PURWOKERTO | JAWA TENGAH | PURWOREJO | MAIN UNIT | EMP | - |  | 17 June 2025 |  | 13 August 2025 | LEO LANANG SIGIT - TSE CP | 24 September 2025 | SAHID DERMAWAN - SPV TSE BARAT | ACTIVE
864000005667 | 98640 | INDIKO PLUS | DIAGNOSTIC 2 | THERMO FISHER SCIEN. OY | GN00002986 | RDC PUSAT - RAWAGELAM | PUSAT | DKI JAKARTA | JAKARTA TIMUR | MAIN UNIT | EMP | - |  | - |  | 26 June 2025 | LEO LANANG SIGIT - TSE CP | - |  | ACTIVE
864000005800 | 98640 | INDIKO PLUS | DIAGNOSTIC 2 | THERMO FISHER SCIEN. OY | GN17080001 | RS MITRA MEDIKA INSANI CABANG AMPLAS | MEDAN | SUMATERA UTARA | MEDAN | MAIN UNIT | EMP | - |  | 8 September 2025 |  | 2 October 2025 | LEO LANANG SIGIT - TSE CP | 2 October 2025 | SAHID DERMAWAN - SPV TSE BARAT | ACTIVE
864000005801 | 98640 | INDIKO PLUS | DIAGNOSTIC 2 | THERMO FISHER SCIEN. OY | GN00000642 | RSU SARI MULIA ( RSB ) | BANJARMASIN | KALIMANTAN SELATAN | BANJARBARU | MAIN UNIT | CUSTOMER | - |  | 11 October 2025 |  | 21 October 2025 | LEO LANANG SIGIT - TSE CP | 21 October 2025 | SAHID DERMAWAN - SPV TSE BARAT | ACTIVE
864000005802 | 98640 | INDIKO PLUS | DIAGNOSTIC 2 | THERMO FISHER SCIEN. OY | GN18110016 | PT. ENSEVAL MEDIKA PRIMA ( SURABAYA -1 ) | SURABAYA-1 | JAWA TIMUR | SURABAYA | MAIN UNIT | EMP | - |  | - |  | 21 October 2025 | LEO LANANG SIGIT - TSE CP | - |  | ACTIVE
864000005811 | 98640 | INDIKO PLUS | DIAGNOSTIC 2 | THERMO FISHER SCIEN. OY | GN00002688 | LAB BIOGEN SURABAYA | SURABAYA-2 | JAWA TIMUR | SURABAYA | MAIN UNIT | EMP | - |  | 9 October 2025 |  | 21 October 2025 | LEO LANANG SIGIT - TSE CP | 21 October 2025 | SAHID DERMAWAN - SPV TSE BARAT | ACTIVE
864000006115 | 98640 | INDIKO PLUS | DIAGNOSTIC 2 | THERMO FISHER SCIEN. OY | GN00000053 | RS MARDI WALUYO | BANDAR LAMPUNG | LAMPUNG | BANDAR LAMPUNG | MAIN UNIT | EMP | - |  | - |  | 30 October 2025 | LEO LANANG SIGIT - TSE CP | - |  | ACTIVE
864000006132 | 98640 | INDIKO PLUS | DIAGNOSTIC 2 | THERMO FISHER SCIEN. OY | GN00002986 | RDC PUSAT - RAWAGELAM | PUSAT | DKI JAKARTA | JAKARTA TIMUR | MAIN UNIT | EMP | - |  | - |  | 30 October 2025 | LEO LANANG SIGIT - TSE CP | - |  | ACTIVE
864000006152 | 98640 | INDIKO PLUS | DIAGNOSTIC 2 | THERMO FISHER SCIEN. OY | GN00002986 | RDC PUSAT - RAWAGELAM | PUSAT | DKI JAKARTA | JAKARTA TIMUR | MAIN UNIT | EMP | - |  | - |  | 30 October 2025 | LEO LANANG SIGIT - TSE CP | - |  | ACTIVE
864000006153 | 98640 | INDIKO PLUS | DIAGNOSTIC 2 | THERMO FISHER SCIEN. OY | GN00002986 | RDC PUSAT - RAWAGELAM | PUSAT | DKI JAKARTA | JAKARTA TIMUR | MAIN UNIT | EMP | - |  | - |  | 30 October 2025 | LEO LANANG SIGIT - TSE CP | - |  | ACTIVE
864000006171 | 9B640 | INDIKO PLUS | DIAGNOSTIC 2 | THERMO FISHER SCIEN. OY | GN00002986 | RDC PUSAT - RAWAGELAM | PUSAT | DKI JAKARTA | JAKARTA TIMUR | MAIN UNIT | EMP | - |  | - |  | 14 August 2025 | LEO LANANG SIGIT - TSE CP | - |  | ACTIVE
864000006172 | 9B640 | INDIKO PLUS | DIAGNOSTIC 2 | THERMO FISHER SCIEN. OY | GN00002986 | RDC PUSAT - RAWAGELAM | PUSAT | DKI JAKARTA | JAKARTA TIMUR | MAIN UNIT | EMP | - |  | - |  | 14 August 2025 | LEO LANANG SIGIT - TSE CP | - |  | ACTIVE
86400003627 | 98640 | INDIKO PLUS | DIAGNOSTIC 2 | THERMO FISHER SCIEN. OY | GN00002986 | RDC PUSAT - RAWAGELAM | PUSAT | DKI JAKARTA | JAKARTA TIMUR | MAIN UNIT | EMP | 6 January 2021 | NOVAN KURNIARTATO - TSE | - |  | 14 December 2020 | NOVAN KURNIARTATO - TSE | - |  | ACTIVE
864060021 | FS170 | SPIROANALYZER ST-170 | IMAGING | FUKUDA SANGYO CO.,LTD. | GN00002986 | RDC PUSAT - RAWAGELAM | PUSAT | DKI JAKARTA | JAKARTA TIMUR | MAIN UNIT | EMP | - |  | 11 July 2019 |  | - |  | - |  | ACTIVE
8641000003038 | 98632 | INDIKO TS | DIAGNOSTIC 2 | THERMO FISHER SCIEN. OY | GN00002986 | RDC PUSAT - RAWAGELAM | PUSAT | DKI JAKARTA | JAKARTA TIMUR | MAIN UNIT | EMP | - |  | - |  | - |  | - |  | ACTIVE
864100001615 | 98641 | INDIKO PLUS WITH ISE | DIAGNOSTIC 2 | THERMO FISHER SCIEN. OY | GN00002985 | WORKSHOOP CSM PUSAT | PUSAT | DKI JAKARTA | JAKARTA TIMUR | MAIN UNIT | EMP | - |  | 20 February 2019 |  | - |  | - |  | ACTIVE
864100001616 | 98641 | INDIKO PLUS WITH ISE | DIAGNOSTIC 2 | THERMO FISHER SCIEN. OY | GN00002045 | LAB CITO FATMAWATI | JAKARTA-2 | DKI JAKARTA | JAKARTA SELATAN | MAIN UNIT | EMP | - |  | 29 September 2021 | IBNUL AZIZ - TSE | - |  | 27 March 2025 | SAHID DERMAWAN - SPV TSE BARAT | ACTIVE
864100002004 | 98641 | INDIKO PLUS WITH ISE | DIAGNOSTIC 2 | THERMO FISHER SCIEN. OY | GN00008615 | DOCTOR'S LAB | MEDAN | SUMATERA UTARA | MEDAN | MAIN UNIT | EMP | - |  | 11 October 2018 |  | - |  | - |  | ACTIVE
864100002005 | 98641 | INDIKO PLUS WITH ISE | DIAGNOSTIC 2 | THERMO FISHER SCIEN. OY | GN00007404 | RSUD TABANAN | DENPASAR | BALI | DENPASAR | MAIN UNIT | CUSTOMER | - |  | 24 April 2019 |  | - |  | - |  | ACTIVE
864100002025 | 98631 | INDIKO With ISE |  |  | GN00000447 | RSU GUNUNG SITOLI | PEMATANG SIANTAR | SUMATERA UTARA | GUNUNGSITOLI | MAIN UNIT | CUSTOMER | 17 October 2019 | SAHID DERMAWAN - SPV TSE BARAT | 14 October 2019 |  | 17 October 2019 | SAHID DERMAWAN - SPV TSE BARAT | - |  | ACTIVE
864100002051 | 98641 | INDIKO PLUS WITH ISE | DIAGNOSTIC 2 | THERMO FISHER SCIEN. OY | GN00000441 | RSUD GUNUNG TUA | PEMATANG SIANTAR | SUMATERA UTARA | TAPANULI SELATAN | MAIN UNIT | CUSTOMER | - |  | 28 August 2019 |  | - |  | - |  | ACTIVE
864100002052 | 98641 | INDIKO PLUS WITH ISE | DIAGNOSTIC 2 | THERMO FISHER SCIEN. OY | GN00000447 | RSU GUNUNG SITOLI | PEMATANG SIANTAR | SUMATERA UTARA | GUNUNGSITOLI | MAIN UNIT | CUSTOMER | 15 October 2019 | SAHID DERMAWAN - SPV TSE BARAT | 14 October 2019 |  | 15 October 2019 | SAHID DERMAWAN - SPV TSE BARAT | - |  | INACTIVE
864100002105 | 98640 | INDIKO PLUS | DIAGNOSTIC 2 | THERMO FISHER SCIEN. OY | GN00000555 | LABKESDA KAB. KUDUS | SEMARANG | JAWA TENGAH | KUDUS | MAIN UNIT | CUSTOMER | - |  | 1 July 2019 |  | - |  | - |  | ACTIVE
864100002106 | 98641 | INDIKO PLUS WITH ISE | DIAGNOSTIC 2 | THERMO FISHER SCIEN. OY | GN00008555 | RS. PARU DUNGUS MADIUN | KEDIRI | JAWA TIMUR | KEDIRI | MAIN UNIT | CUSTOMER | 23 December 2019 | PHILIP LAKRISNA - TSE | 23 December 2019 |  | 23 December 2019 | PHILIP LAKRISNA - TSE | - |  | ACTIVE
864100003098 | 98641 | INDIKO PLUS WITH ISE | DIAGNOSTIC 2 | THERMO FISHER SCIEN. OY | GN00001783 | RS PKU Muhammadiyah Surakarta | SOLO | JAWA TENGAH | SURAKARTA | MAIN UNIT | EMP | 27 February 2020 | TEGAR PANDU - TSE | 27 February 2020 |  | 27 February 2020 | TEGAR PANDU - TSE | - |  | ACTIVE
864100003099 | 98641 | INDIKO PLUS WITH ISE | DIAGNOSTIC 2 | THERMO FISHER SCIEN. OY | GN00000004 | RSUD BEKASI ( RSUD PEMERINTAH KOTA BEKASI ) | BEKASI | JAWA BARAT | BEKASI | MAIN UNIT | EMP | - |  | 25 March 2020 |  | - |  | - |  | ACTIVE
864100003103 | 98641 | INDIKO PLUS WITH ISE | DIAGNOSTIC 2 | THERMO FISHER SCIEN. OY | GN18060005 | RSUD Madani Kota Pekanbaru | PEKAN BARU | RIAU |  | MAIN UNIT | CUSTOMER | - |  | 7 December 2019 |  | - |  | - |  | ACTIVE
864100003104 | 98641 | INDIKO PLUS WITH ISE | DIAGNOSTIC 2 | THERMO FISHER SCIEN. OY | GN00003370 | RS RISA SENTRA MEDIKA - MATARAM | MATARAM | NUSA TENGGARA BARAT | MATARAM | MAIN UNIT | EMP | 9 September 2019 | System Auto | 30 April 2021 | I KADEK - TSE | 9 September 2019 | System Auto | 18 August 2025 | SAHID DERMAWAN - SPV TSE BARAT | ACTIVE
864100003105 | 98641 | INDIKO PLUS WITH ISE | DIAGNOSTIC 2 | THERMO FISHER SCIEN. OY | GN19120008 | RSUD Langensari | TASIKMALAYA | JAWA BARAT | TASIKMALAYA | MAIN UNIT | CUSTOMER | 16 April 2020 | SUKMA WIJAYA - TSE | 16 April 2020 |  | 16 April 2020 | SUKMA WIJAYA - TSE | - |  | ACTIVE
864100003274 | 98641 | INDIKO PLUS WITH ISE | DIAGNOSTIC 2 | THERMO FISHER SCIEN. OY | GN00002986 | RDC PUSAT - RAWAGELAM | PUSAT | DKI JAKARTA | JAKARTA TIMUR | MAIN UNIT | EMP | 10 January 2020 | LEO LANANG SIGIT - TSE CP | - |  | 10 January 2020 | LEO LANANG SIGIT - TSE CP | - |  | ACTIVE
864100003275 | 98641 | INDIKO PLUS WITH ISE | DIAGNOSTIC 2 | THERMO FISHER SCIEN. OY | GN21030020 | Laboratorium Kesehatan Kab. Sragen | SOLO | JAWA TENGAH | SURAKARTA | MAIN UNIT | CUSTOMER | 10 January 2020 | LEO LANANG SIGIT - TSE CP | 10 March 2021 | TEGAR PANDU - TSE | 10 January 2020 | LEO LANANG SIGIT - TSE CP | 10 March 2021 | TEGAR PANDU - TSE | ACTIVE
864100003276 | 98641 | INDIKO PLUS WITH ISE | DIAGNOSTIC 2 | THERMO FISHER SCIEN. OY | GN00000447 | RSU GUNUNG SITOLI | PEMATANG SIANTAR | SUMATERA UTARA | GUNUNGSITOLI | MAIN UNIT | CUSTOMER | 10 January 2020 | LEO LANANG SIGIT - TSE CP | 31 August 2020 | BARITA P-SIMAMORA - TSE | 10 January 2020 | LEO LANANG SIGIT - TSE CP | 31 August 2020 | BARITA P-SIMAMORA - TSE | ACTIVE
864100003279 | 98641 | INDIKO PLUS WITH ISE | DIAGNOSTIC 2 | THERMO FISHER SCIEN. OY | GN00000369 | RSUD.DR. DJASAMAN SARAGIH | PEMATANG SIANTAR | SUMATERA UTARA | PEMATANG SIANTAR | MAIN UNIT | CUSTOMER | 10 January 2020 | LEO LANANG SIGIT - TSE CP | 27 August 2020 | BARITA P-SIMAMORA - TSE | 10 January 2020 | LEO LANANG SIGIT - TSE CP | 27 August 2020 | BARITA P-SIMAMORA - TSE | ACTIVE
864100003280 | 98641 | INDIKO PLUS WITH ISE | DIAGNOSTIC 2 | THERMO FISHER SCIEN. OY | GN19030008 | RS PRIMA HUSADA - SUKOREJO | MALANG | JAWA TIMUR | MALANG | MAIN UNIT | CUSTOMER | 10 January 2020 | LEO LANANG SIGIT - TSE CP | 28 June 2022 | AHMAD FATKHUDIN - TSE | 10 January 2020 | LEO LANANG SIGIT - TSE CP | 28 June 2022 | AHMAD FATKHUDIN - TSE | ACTIVE
864100003281 | 98641 | INDIKO PLUS WITH ISE | DIAGNOSTIC 2 | THERMO FISHER SCIEN. OY | GN00007404 | RSUD TABANAN | DENPASAR | BALI | DENPASAR | MAIN UNIT | EMP | 10 January 2020 | LEO LANANG SIGIT - TSE CP | 16 July 2022 | I KADEK - TSE | 10 January 2020 | LEO LANANG SIGIT - TSE CP | 13 December 2023 | ANDI ISMAIL - SPV TSE TIMUR | ACTIVE
864100003282 | 98641 | INDIKO PLUS WITH ISE | DIAGNOSTIC 2 | THERMO FISHER SCIEN. OY | GN24110002 | KLINIK BUNDA IKA MEDICA 3 | BEKASI | JAWA BARAT | CIKARANG | MAIN UNIT | EMP | 10 January 2020 | LEO LANANG SIGIT - TSE CP | 13 April 2021 | ARBIANSYAH - TSE | 10 January 2020 | LEO LANANG SIGIT - TSE CP | 5 November 2024 | SAHID DERMAWAN - SPV TSE BARAT | ACTIVE
864100003283 | 98641 | INDIKO PLUS WITH ISE | DIAGNOSTIC 2 | THERMO FISHER SCIEN. OY | GN00001755 | RS ISLAM HARAPAN ANDA | TEGAL | JAWA TENGAH | TEGAL | MAIN UNIT | EMP | 10 January 2020 | LEO LANANG SIGIT - TSE CP | 18 July 2022 | MUNADI - TSE | 10 January 2020 | LEO LANANG SIGIT - TSE CP | 18 July 2022 | MUNADI - TSE | ACTIVE
864100003284 | 98641 | INDIKO PLUS WITH ISE | DIAGNOSTIC 2 | THERMO FISHER SCIEN. OY | GN00000019 | RS OTORITA - RS BADAN PENGUSAHA BATAM | BATAM | KEPULAUAN RIAU | BATAM | MAIN UNIT | CUSTOMER | 10 January 2020 | LEO LANANG SIGIT - TSE CP | 10 September 2021 | RUDI SETIAWAN - TSE | 10 January 2020 | LEO LANANG SIGIT - TSE CP | 10 September 2021 | RUDI SETIAWAN - TSE | ACTIVE
864100003285 | 98641 | INDIKO PLUS WITH ISE | DIAGNOSTIC 2 | THERMO FISHER SCIEN. OY | GN00000554 | LABKESDA KAB. KENDAL | SEMARANG | JAWA TENGAH | KENDAL | MAIN UNIT | CUSTOMER | 10 January 2020 | LEO LANANG SIGIT - TSE CP | 31 August 2021 | MUNADI - TSE | 10 January 2020 | LEO LANANG SIGIT - TSE CP | 31 August 2021 | MUNADI - TSE | ACTIVE
864100003286 | 98641 | INDIKO PLUS WITH ISE | DIAGNOSTIC 2 | THERMO FISHER SCIEN. OY | GN21090009 | Poltekkes Makassar Jurusan Farmasi | MAKASSAR | SULAWESI SELATAN | MAKASSAR | MAIN UNIT | CUSTOMER | 10 January 2020 | LEO LANANG SIGIT - TSE CP | 1 October 2021 | ASRULLAH - TSE | 10 January 2020 | LEO LANANG SIGIT - TSE CP | 1 October 2021 | ASRULLAH - TSE | ACTIVE
864100003287 | 98641 | INDIKO PLUS WITH ISE | DIAGNOSTIC 2 | THERMO FISHER SCIEN. OY | GN21090008 | Poltekkes Makassar Jurusan Analis Kesehatan | MAKASSAR | SULAWESI SELATAN | MAKASSAR | MAIN UNIT | CUSTOMER | 10 January 2020 | LEO LANANG SIGIT - TSE CP | 1 October 2021 | ASRULLAH - TSE | 10 January 2020 | LEO LANANG SIGIT - TSE CP | 1 October 2021 | ASRULLAH - TSE | ACTIVE
864100003288 | 98641 | INDIKO PLUS WITH ISE | DIAGNOSTIC 2 | THERMO FISHER SCIEN. OY | GN22010018 | SPEEDLAB INDONESIA - JAKARTA | PEJATEN | DKI JAKARTA | JAKARTA TIMUR | MAIN UNIT | CUSTOMER | 10 January 2020 | LEO LANANG SIGIT - TSE CP | 10 March 2022 | IBNUL AZIZ - TSE | 10 January 2020 | LEO LANANG SIGIT - TSE CP | 10 March 2022 | IBNUL AZIZ - TSE | ACTIVE
864100003289 | 98641 | INDIKO PLUS WITH ISE | DIAGNOSTIC 2 | THERMO FISHER SCIEN. OY | GN00002985 | WORKSHOOP CSM PUSAT | PUSAT | DKI JAKARTA | JAKARTA TIMUR | MAIN UNIT | EMP | 10 January 2020 | LEO LANANG SIGIT - TSE CP | 1 October 2024 |  | 10 January 2020 | LEO LANANG SIGIT - TSE CP | 20 November 2024 | SAHID DERMAWAN - SPV TSE BARAT | ACTIVE
864100003662 | 98641 | INDIKO PLUS WITH ISE | DIAGNOSTIC 2 | THERMO FISHER SCIEN. OY | GN00002515 | RSUD PRAMBANAN | YOGYAKARTA | YOGYAKARTA | SLEMAN | MAIN UNIT | CUSTOMER | 6 January 2021 | NOVAN KURNIARTATO - TSE | 3 December 2021 | DIAN FEBRIYANA - TSE | 14 December 2020 | NOVAN KURNIARTATO - TSE | 3 December 2021 | DIAN FEBRIYANA - TSE | ACTIVE
864100004100 | 98641 | INDIKO PLUS WITH ISE | DIAGNOSTIC 2 | THERMO FISHER SCIEN. OY | GN22030063 | RSU MITRA MEDIKA PREMIERE | MEDAN | SUMATERA UTARA | MEDAN | MAIN UNIT | EMP | - |  | 28 January 2022 | BARITA P-SIMAMORA - TSE | 31 December 2021 | LEO LANANG SIGIT - TSE CP | 22 January 2025 | SAHID DERMAWAN - SPV TSE BARAT | ACTIVE
864100004101 | 98641 | INDIKO PLUS WITH ISE | DIAGNOSTIC 2 | THERMO FISHER SCIEN. OY | GN00002302 | LAB THAMRIN BINJAI | MEDAN | SUMATERA UTARA | BINJAI | MAIN UNIT | EMP | - |  | 24 April 2024 | AZLI YUDHA - TSE | 31 December 2021 | LEO LANANG SIGIT - TSE CP | 6 May 2024 | SAHID DERMAWAN - SPV TSE BARAT | ACTIVE
864100004102 | 98641 | INDIKO PLUS WITH ISE | DIAGNOSTIC 2 | THERMO FISHER SCIEN. OY | GN00001757 | RSUD DR. M. ASHARI | TEGAL | JAWA TENGAH | PEMALANG | MAIN UNIT | EMP | - |  | 15 August 2022 | ANDRIAS NUGROHO - TSE | 31 December 2021 | LEO LANANG SIGIT - TSE CP | 15 August 2022 | ANDRIAS NUGROHO - TSE | ACTIVE
864100004103 | 9B641 | INDIKO PLUS WITH ISE | DIAGNOSTIC 2 | THERMO FISHER SCIEN. OY | GN00006018 | RSUD GUNUNGJATI | CIREBON | JAWA BARAT | CIREBON | MAIN UNIT | CUSTOMER | - |  | 22 April 2022 | ARBIANSYAH - TSE | 31 December 2021 | LEO LANANG SIGIT - TSE CP | 22 April 2022 | ARBIANSYAH - TSE | ACTIVE
864100004104 | 98641 | INDIKO PLUS WITH ISE | DIAGNOSTIC 2 | THERMO FISHER SCIEN. OY | GN00001656 | LAB PRIMA | JAMBI | JAMBI | JAMBI | MAIN UNIT | EMP | - |  | 21 April 2022 |  | 31 December 2021 | LEO LANANG SIGIT - TSE CP | 2 June 2025 | SAHID DERMAWAN - SPV TSE BARAT | ACTIVE
864100004105 | 9B641 | INDIKO PLUS WITH ISE | DIAGNOSTIC 2 | THERMO FISHER SCIEN. OY | GN19120023 | UPTD Labkes Prov. Sumbar | PADANG | SUMATERA BARAT | PADANG | MAIN UNIT | CUSTOMER | - |  | 28 May 2022 | ABDI PUTRA - TSE | 31 December 2021 | LEO LANANG SIGIT - TSE CP | 28 May 2022 | ABDI PUTRA - TSE | ACTIVE
864100004108 | 98641 | INDIKO PLUS WITH ISE | DIAGNOSTIC 2 | THERMO FISHER SCIEN. OY | GN00006018 | RSUD GUNUNGJATI | CIREBON | JAWA BARAT | CIREBON | MAIN UNIT | EMP | - |  | 1 February 2023 |  | 31 December 2021 | LEO LANANG SIGIT - TSE CP | 20 October 2023 | SAHID DERMAWAN - SPV TSE BARAT | ACTIVE
864100004109 | 98641 | INDIKO PLUS WITH ISE | DIAGNOSTIC 2 | THERMO FISHER SCIEN. OY | GN00001051 | RS HERMINA BOGOR | BOGOR | JAWA BARAT | BOGOR | MAIN UNIT | EMP | - |  | 1 August 2022 |  | 31 December 2021 | LEO LANANG SIGIT - TSE CP | 17 October 2023 | SAHID DERMAWAN - SPV TSE BARAT | ACTIVE
864100004110 | 98641 | INDIKO PLUS WITH ISE | DIAGNOSTIC 2 | THERMO FISHER SCIEN. OY | GN00002811 | RSIA HERMINA JATINEGARA | JAKARTA-1 | DKI JAKARTA | JAKARTA TIMUR | MAIN UNIT | EMP | - |  | 11 October 2022 |  | 31 December 2021 | LEO LANANG SIGIT - TSE CP | 16 January 2024 | SAHID DERMAWAN - SPV TSE BARAT | ACTIVE
864100004111 | 98641 | INDIKO PLUS WITH ISE | DIAGNOSTIC 2 | THERMO FISHER SCIEN. OY | GN00001205 | RSUD BANYUMAS | PURWOKERTO | JAWA TENGAH | BANYUMAS | MAIN UNIT | EMP | - |  | 17 October 2023 | HARI UDI RAHARJO - TSE | 31 December 2021 | LEO LANANG SIGIT - TSE CP | 17 October 2023 | HARI UDI RAHARJO - TSE | ACTIVE
864100004414 | 98641 | INDIKO PLUS WITH ISE | DIAGNOSTIC 2 | THERMO FISHER SCIEN. OY | GN00002683 | RS MITRA KELUARGA CIBUBUR | BOGOR | JAWA BARAT | BOGOR | MAIN UNIT | EMP | - |  | 18 January 2023 |  | 2 September 2022 | LEO LANANG SIGIT - TSE CP | 20 October 2023 | SAHID DERMAWAN - SPV TSE BARAT | ACTIVE
864100004417 | 98641 | INDIKO PLUS WITH ISE | DIAGNOSTIC 2 | THERMO FISHER SCIEN. OY | GN00001026 | RS ISLAM CEMPAKA PUTIH ( RS. ISLAM JAKARTA ) | JAKARTA-1 | DKI JAKARTA | JAKARTA PUSAT | MAIN UNIT | EMP | - |  | 18 September 2023 | ARDI HERMAWAN - TSE CP | 2 September 2022 | LEO LANANG SIGIT - TSE CP | 18 September 2023 | ARDI HERMAWAN - TSE CP | ACTIVE
864100004419 | 98641 | INDIKO PLUS WITH ISE | DIAGNOSTIC 2 | THERMO FISHER SCIEN. OY | GN00003364 | RS BHAYANGKARA MATARAM | MATARAM | NUSA TENGGARA BARAT | BIMA | MAIN UNIT | EMP | - |  | 15 April 2023 |  | 2 September 2022 | LEO LANANG SIGIT - TSE CP | 17 October 2023 | ANDI ISMAIL - SPV TSE TIMUR | ACTIVE
864100004943 | 9B641 | INDIKO PLUS WITH ISE | DIAGNOSTIC 2 | THERMO FISHER SCIEN. OY | GN00000037 | RSUD DEPATI HAMZAH | PANGKAL PINANG | KEPULAUAN BANGKA BELITUNG | PANGKAL PINANG | MAIN UNIT | CUSTOMER | - |  | 14 May 2024 |  | 20 July 2023 | LEO LANANG SIGIT - TSE CP | 24 May 2024 | SAHID DERMAWAN - SPV TSE BARAT | ACTIVE
864100005293 | 98641 | INDIKO PLUS WITH ISE | DIAGNOSTIC 2 | THERMO FISHER SCIEN. OY | GN00001214 | RSUD AJIBARANG | PURWOKERTO | JAWA TENGAH | BANYUMAS | MAIN UNIT | EMP | - |  | 10 June 2024 |  | 15 January 2024 | LEO LANANG SIGIT - TSE CP | 18 June 2024 | ANDI ISMAIL - SPV TSE TIMUR | ACTIVE
864100005294 | 98641 | INDIKO PLUS WITH ISE | DIAGNOSTIC 2 | THERMO FISHER SCIEN. OY | GN00000460 | RSUD DR ZAINOEL ABIDIN | BANDA ACEH | ACEH | BANDA ACEH | MAIN UNIT | EMP | - |  | 18 October 2024 |  | 15 January 2024 | LEO LANANG SIGIT - TSE CP | 5 November 2024 | SAHID DERMAWAN - SPV TSE BARAT | ACTIVE
864389026 | FDSMP | DRYPIX SMART BOOKBIL | IMAGING | FUJIFILM INDONESIA, PT. | GN00002986 | RDC PUSAT - RAWAGELAM | PUSAT | DKI JAKARTA | JAKARTA TIMUR | MAIN UNIT | EMP | 14 September 2018 | ARIEF SETIAWAN - TSE CP | 3 July 2018 |  | 14 September 2018 | ARIEF SETIAWAN - TSE CP | - |  | ACTIVE
864389077 | FDSMP | DRYPIX SMART BOOKBIL | IMAGING | FUJIFILM INDONESIA, PT. | GN00002986 | RDC PUSAT - RAWAGELAM | PUSAT | DKI JAKARTA | JAKARTA TIMUR | MAIN UNIT | EMP | 14 September 2018 | ARIEF SETIAWAN - TSE CP | 3 July 2018 |  | 14 September 2018 | ARIEF SETIAWAN - TSE CP | - |  | ACTIVE
86438962 | FDSMP | DRYPIX SMART BOOKBIL | IMAGING | FUJIFILM INDONESIA, PT. | GN00002986 | RDC PUSAT - RAWAGELAM | PUSAT | DKI JAKARTA | JAKARTA TIMUR | MAIN UNIT | EMP | 14 September 2018 | ARIEF SETIAWAN - TSE CP | 3 July 2018 |  | 14 September 2018 | ARIEF SETIAWAN - TSE CP | - |  | ACTIVE
86438963 | FDSMP | DRYPIX SMART BOOKBIL | IMAGING | FUJIFILM INDONESIA, PT. | GN00002986 | RDC PUSAT - RAWAGELAM | PUSAT | DKI JAKARTA | JAKARTA TIMUR | MAIN UNIT | EMP | 14 September 2018 | ARIEF SETIAWAN - TSE CP | 3 July 2018 |  | 14 September 2018 | ARIEF SETIAWAN - TSE CP | - |  | ACTIVE
86438965 | FDSMP | DRYPIX SMART BOOKBIL | IMAGING | FUJIFILM INDONESIA, PT. | GN00002986 | RDC PUSAT - RAWAGELAM | PUSAT | DKI JAKARTA | JAKARTA TIMUR | MAIN UNIT | EMP | 14 September 2018 | ARIEF SETIAWAN - TSE CP | 3 July 2018 |  | 14 September 2018 | ARIEF SETIAWAN - TSE CP | - |  | ACTIVE
86438966 | FDSMP | DRYPIX SMART BOOKBIL | IMAGING | FUJIFILM INDONESIA, PT. | GN00002986 | RDC PUSAT - RAWAGELAM | PUSAT | DKI JAKARTA | JAKARTA TIMUR | MAIN UNIT | EMP | 14 September 2018 | ARIEF SETIAWAN - TSE CP | 3 July 2018 |  | 14 September 2018 | ARIEF SETIAWAN - TSE CP | - |  | ACTIVE
86438967 | FDSMP | DRYPIX SMART BOOKBIL | IMAGING | FUJIFILM INDONESIA, PT. | GN00002986 | RDC PUSAT - RAWAGELAM | PUSAT | DKI JAKARTA | JAKARTA TIMUR | MAIN UNIT | EMP | 14 September 2018 | ARIEF SETIAWAN - TSE CP | 3 July 2018 |  | 14 September 2018 | ARIEF SETIAWAN - TSE CP | - |  | ACTIVE
86438968 | FDSMP | DRYPIX SMART BOOKBIL | IMAGING | FUJIFILM INDONESIA, PT. | GN00002986 | RDC PUSAT - RAWAGELAM | PUSAT | DKI JAKARTA | JAKARTA TIMUR | MAIN UNIT | EMP | 14 September 2018 | ARIEF SETIAWAN - TSE CP | 3 July 2018 |  | 14 September 2018 | ARIEF SETIAWAN - TSE CP | - |  | ACTIVE
86438969 | FDSMP | DRYPIX SMART BOOKBIL | IMAGING | FUJIFILM INDONESIA, PT. | GN00002986 | RDC PUSAT - RAWAGELAM | PUSAT | DKI JAKARTA | JAKARTA TIMUR | MAIN UNIT | EMP | 14 September 2018 | ARIEF SETIAWAN - TSE CP | 3 July 2018 |  | 14 September 2018 | ARIEF SETIAWAN - TSE CP | - |  | ACTIVE
86438970 | FDSMP | DRYPIX SMART BOOKBIL | IMAGING | FUJIFILM INDONESIA, PT. | GN00002986 | RDC PUSAT - RAWAGELAM | PUSAT | DKI JAKARTA | JAKARTA TIMUR | MAIN UNIT | EMP | 14 September 2018 | ARIEF SETIAWAN - TSE CP | 3 July 2018 |  | 14 September 2018 | ARIEF SETIAWAN - TSE CP | - |  | ACTIVE
86438971 | FDSMP | DRYPIX SMART BOOKBIL | IMAGING | FUJIFILM INDONESIA, PT. | GN00002986 | RDC PUSAT - RAWAGELAM | PUSAT | DKI JAKARTA | JAKARTA TIMUR | MAIN UNIT | EMP | 14 September 2018 | ARIEF SETIAWAN - TSE CP | 3 July 2018 |  | 14 September 2018 | ARIEF SETIAWAN - TSE CP | - |  | ACTIVE
86438973 | FDSMP | DRYPIX SMART BOOKBIL | IMAGING | FUJIFILM INDONESIA, PT. | GN00002986 | RDC PUSAT - RAWAGELAM | PUSAT | DKI JAKARTA | JAKARTA TIMUR | MAIN UNIT | EMP | 14 September 2018 | ARIEF SETIAWAN - TSE CP | 3 July 2018 |  | 14 September 2018 | ARIEF SETIAWAN - TSE CP | - |  | ACTIVE
86438975 | FDSMP | DRYPIX SMART BOOKBIL | IMAGING | FUJIFILM INDONESIA, PT. | GN00002986 | RDC PUSAT - RAWAGELAM | PUSAT | DKI JAKARTA | JAKARTA TIMUR | MAIN UNIT | EMP | 14 September 2018 | ARIEF SETIAWAN - TSE CP | 3 July 2018 |  | 14 September 2018 | ARIEF SETIAWAN - TSE CP | - |  | ACTIVE
86438976 | FDSMP | DRYPIX SMART BOOKBIL | IMAGING | FUJIFILM INDONESIA, PT. | GN00002986 | RDC PUSAT - RAWAGELAM | PUSAT | DKI JAKARTA | JAKARTA TIMUR | MAIN UNIT | EMP | 14 September 2018 | ARIEF SETIAWAN - TSE CP | 3 July 2018 |  | 14 September 2018 | ARIEF SETIAWAN - TSE CP | - |  | ACTIVE
86438978 | FDSMP | DRYPIX SMART BOOKBIL | IMAGING | FUJIFILM INDONESIA, PT. | GN00002986 | RDC PUSAT - RAWAGELAM | PUSAT | DKI JAKARTA | JAKARTA TIMUR | MAIN UNIT | EMP | 14 September 2018 | ARIEF SETIAWAN - TSE CP | 3 July 2018 |  | 14 September 2018 | ARIEF SETIAWAN - TSE CP | - |  | ACTIVE
86438979 | FDSMP | DRYPIX SMART BOOKBIL | IMAGING | FUJIFILM INDONESIA, PT. | GN00002986 | RDC PUSAT - RAWAGELAM | PUSAT | DKI JAKARTA | JAKARTA TIMUR | MAIN UNIT | EMP | 14 September 2018 | ARIEF SETIAWAN - TSE CP | 3 July 2018 |  | 14 September 2018 | ARIEF SETIAWAN - TSE CP | - |  | ACTIVE
86438980 | FDSMP | DRYPIX SMART BOOKBIL | IMAGING | FUJIFILM INDONESIA, PT. | GN00002986 | RDC PUSAT - RAWAGELAM | PUSAT | DKI JAKARTA | JAKARTA TIMUR | MAIN UNIT | EMP | 14 September 2018 | ARIEF SETIAWAN - TSE CP | 3 July 2018 |  | 14 September 2018 | ARIEF SETIAWAN - TSE CP | - |  | ACTIVE
86438984 | FDSMP | DRYPIX SMART BOOKBIL | IMAGING | FUJIFILM INDONESIA, PT. | GN00001046 | RS AZRA ( PT. A.S.P ) | BOGOR | JAWA BARAT | BOGOR | MAIN UNIT | CUSTOMER | - |  | 3 August 2020 | IBNUL AZIZ - TSE | - |  | 3 August 2020 | IBNUL AZIZ - TSE | ACTIVE
86438985 | FDSMP | DRYPIX SMART BOOKBIL | IMAGING | FUJIFILM INDONESIA, PT. | GN00002986 | RDC PUSAT - RAWAGELAM | PUSAT | DKI JAKARTA | JAKARTA TIMUR | MAIN UNIT | EMP | 14 September 2018 | ARIEF SETIAWAN - TSE CP | 3 July 2018 |  | 14 September 2018 | ARIEF SETIAWAN - TSE CP | - |  | ACTIVE
86438986 | FDSMP | DRYPIX SMART BOOKBIL | IMAGING | FUJIFILM INDONESIA, PT. | GN00003001 | PT. ENSEVAL MEDIKA PRIMA - HO | PUSAT | DKI JAKARTA | JAKARTA TIMUR | MAIN UNIT | EMP | 14 September 2018 | System Auto | 3 July 2018 |  | 14 September 2018 | System Auto | - |  | ACTIVE
86438998 | FDSMP | DRYPIX SMART BOOKBIL | IMAGING | FUJIFILM INDONESIA, PT. | GN00002986 | RDC PUSAT - RAWAGELAM | PUSAT | DKI JAKARTA | JAKARTA TIMUR | MAIN UNIT | EMP | 14 September 2018 | ARIEF SETIAWAN - TSE CP | 3 July 2018 |  | 14 September 2018 | ARIEF SETIAWAN - TSE CP | - |  | ACTIVE
86439004 | FDSMP | DRYPIX SMART BOOKBIL | IMAGING | FUJIFILM INDONESIA, PT. | GN00002986 | RDC PUSAT - RAWAGELAM | PUSAT | DKI JAKARTA | JAKARTA TIMUR | MAIN UNIT | EMP | 14 September 2018 | ARIEF SETIAWAN - TSE CP | 3 July 2018 |  | 14 September 2018 | ARIEF SETIAWAN - TSE CP | - |  | ACTIVE
86439009 | FDRSM | DRYPIX SMART | IMAGING | FUJIFILM INDONESIA, PT. | GN00001908 | RSUD PANEMBAHAN SENOPATI | YOGYAKARTA | YOGYAKARTA | YOGYAKARTA | MAIN UNIT | CUSTOMER | 6 November 2019 | HARI UDI RAHARJO - TSE | 6 November 2019 |  | 6 November 2019 | HARI UDI RAHARJO - TSE | 25 January 2025 | ANDI ISMAIL - SPV TSE TIMUR | ACTIVE
86439013 | FDSMP | DRYPIX SMART BOOKBIL | IMAGING | FUJIFILM INDONESIA, PT. | GN00002986 | RDC PUSAT - RAWAGELAM | PUSAT | DKI JAKARTA | JAKARTA TIMUR | MAIN UNIT | EMP | 14 September 2018 | ARIEF SETIAWAN - TSE CP | 12 June 2018 |  | 14 September 2018 | ARIEF SETIAWAN - TSE CP | - |  | ACTIVE
86439014 | FDSMP | DRYPIX SMART BOOKBIL | IMAGING | FUJIFILM INDONESIA, PT. | GN00002986 | RDC PUSAT - RAWAGELAM | PUSAT | DKI JAKARTA | JAKARTA TIMUR | MAIN UNIT | EMP | 14 September 2018 | ARIEF SETIAWAN - TSE CP | 12 June 2018 |  | 14 September 2018 | ARIEF SETIAWAN - TSE CP | - |  | ACTIVE
86439015 | FDSMP | DRYPIX SMART BOOKBIL | IMAGING | FUJIFILM INDONESIA, PT. | GN00002986 | RDC PUSAT - RAWAGELAM | PUSAT | DKI JAKARTA | JAKARTA TIMUR | MAIN UNIT | EMP | 14 September 2018 | ARIEF SETIAWAN - TSE CP | 12 June 2018 |  | 14 September 2018 | ARIEF SETIAWAN - TSE CP | - |  | ACTIVE
86439016 | FDSMP | DRYPIX SMART BOOKBIL | IMAGING | FUJIFILM INDONESIA, PT. | GN00002986 | RDC PUSAT - RAWAGELAM | PUSAT | DKI JAKARTA | JAKARTA TIMUR | MAIN UNIT | EMP | 14 September 2018 | ARIEF SETIAWAN - TSE CP | 12 June 2018 |  | 14 September 2018 | ARIEF SETIAWAN - TSE CP | - |  | ACTIVE
86439017 | FDSMP | DRYPIX SMART BOOKBIL | IMAGING | FUJIFILM INDONESIA, PT. | GN00002986 | RDC PUSAT - RAWAGELAM | PUSAT | DKI JAKARTA | JAKARTA TIMUR | MAIN UNIT | EMP | 14 September 2018 | ARIEF SETIAWAN - TSE CP | 12 June 2018 |  | 14 September 2018 | ARIEF SETIAWAN - TSE CP | - |  | ACTIVE
86439018 | FDSMP | DRYPIX SMART BOOKBIL | IMAGING | FUJIFILM INDONESIA, PT. | GN00002986 | RDC PUSAT - RAWAGELAM | PUSAT | DKI JAKARTA | JAKARTA TIMUR | MAIN UNIT | EMP | 14 September 2018 | ARIEF SETIAWAN - TSE CP | 12 June 2018 |  | 14 September 2018 | ARIEF SETIAWAN - TSE CP | - |  | ACTIVE
86439019 | FDSMP | DRYPIX SMART BOOKBIL | IMAGING | FUJIFILM INDONESIA, PT. | GN00002986 | RDC PUSAT - RAWAGELAM | PUSAT | DKI JAKARTA | JAKARTA TIMUR | MAIN UNIT | EMP | 14 September 2018 | ARIEF SETIAWAN - TSE CP | 12 June 2018 |  | 14 September 2018 | ARIEF SETIAWAN - TSE CP | - |  | ACTIVE
86439020 | FDSMP | DRYPIX SMART BOOKBIL | IMAGING | FUJIFILM INDONESIA, PT. | GN00002986 | RDC PUSAT - RAWAGELAM | PUSAT | DKI JAKARTA | JAKARTA TIMUR | MAIN UNIT | EMP | 14 September 2018 | ARIEF SETIAWAN - TSE CP | 12 June 2018 |  | 14 September 2018 | ARIEF SETIAWAN - TSE CP | - |  | ACTIVE
86439021 | FDRSM | DRYPIX SMART | IMAGING | FUJIFILM INDONESIA, PT. | GN00011268 | RSUD SK LERIK | KUPANG | NUSA TENGGARA TIMUR | KUPANG | MAIN UNIT | CUSTOMER | 22 October 2020 | ANTONIUS SAGITA - KALIBRASI | 22 October 2020 |  | 24 August 2020 | ANTONIUS SAGITA - KALIBRASI | 25 January 2025 | ANDI ISMAIL - SPV TSE TIMUR | ACTIVE
86439025 | FDSMP | DRYPIX SMART BOOKBIL | IMAGING | FUJIFILM INDONESIA, PT. | GN00002986 | RDC PUSAT - RAWAGELAM | PUSAT | DKI JAKARTA | JAKARTA TIMUR | MAIN UNIT | EMP | 14 September 2018 | ARIEF SETIAWAN - TSE CP | 3 July 2018 |  | 14 September 2018 | ARIEF SETIAWAN - TSE CP | - |  | ACTIVE
86473050 | FRXL2 | CAPSULA XL2 | IMAGING | FUJIFILM INDONESIA, PT. | GN00001548 | RS WAVA HUSADA | MALANG | JAWA TIMUR | MALANG | MAIN UNIT | CUSTOMER | - |  | 28 November 2018 |  | - |  | - |  | ACTIVE
86494210 | FCRT2 | CR IR 392 RU2 PNTM = : E (PRIMA T2) | IMAGING | FUJIFILM INDONESIA, PT. | GN00002986 | RDC PUSAT - RAWAGELAM | PUSAT | DKI JAKARTA | JAKARTA TIMUR | MAIN UNIT | EMP | - |  | 29 April 2019 |  | - |  | - |  | ACTIVE
86494215 | FCRT2 | CR IR 392 RU2 PNTM = : E (PRIMA T2) | IMAGING | FUJIFILM INDONESIA, PT. | GN00002986 | RDC PUSAT - RAWAGELAM | PUSAT | DKI JAKARTA | JAKARTA TIMUR | MAIN UNIT | EMP | - |  | 29 April 2019 |  | - |  | - |  | ACTIVE
865000002208 | 98640 | INDIKO PLUS | DIAGNOSTIC 2 | THERMO FISHER SCIEN. OY | GN00005282 | RS SYAFIRA (PEKANBARU) | PEKAN BARU | RIAU | PEKANBARU | MAIN UNIT | CUSTOMER | - |  | 25 March 2019 |  | - |  | - |  | ACTIVE
86517530 | FDRPL | DRYPIX PLUS | IMAGING | FUJIFILM INDONESIA, PT. | GN00008407 | RSUD SUMBERGLAGAH MOJOKERTO | SURABAYA-1 | JAWA TIMUR | MOJOKERTO | MAIN UNIT | EMP | - |  | 18 March 2019 |  | - |  | - |  | ACTIVE
86541157 | FRXL2 | CAPSULA XL2 | IMAGING | FUJIFILM INDONESIA, PT. | GN00001907 | RSUD KRT SETJONEGORO WONOSOBO | YOGYAKARTA | YOGYAKARTA | YOGYAKARTA | MAIN UNIT | EMP | 18 February 2020 | DIAN FEBRIYANA - TSE | 18 February 2020 |  | 18 February 2020 | DIAN FEBRIYANA - TSE | - |  | ACTIVE
86573091 | FRXL2 | CAPSULA XL2 | IMAGING | FUJIFILM INDONESIA, PT. | GN00002986 | RDC PUSAT - RAWAGELAM | PUSAT | DKI JAKARTA | JAKARTA TIMUR | MAIN UNIT | EMP | 14 September 2018 | ARIEF SETIAWAN - TSE CP | 30 August 2018 |  | 14 September 2018 | ARIEF SETIAWAN - TSE CP | - |  | ACTIVE
86573093 | FRXL2 | CAPSULA XL2 | IMAGING | FUJIFILM INDONESIA, PT. | GN00002986 | RDC PUSAT - RAWAGELAM | PUSAT | DKI JAKARTA | JAKARTA TIMUR | MAIN UNIT | EMP | 14 September 2018 | ARIEF SETIAWAN - TSE CP | 30 August 2018 |  | 14 September 2018 | ARIEF SETIAWAN - TSE CP | - |  | ACTIVE
86573095 | FRXL2 | CAPSULA XL2 | IMAGING | FUJIFILM INDONESIA, PT. | GN00002629 | RSUP DR M DJAMIL | PADANG | SUMATERA BARAT | PADANG | MAIN UNIT | EMP | - |  | 31 December 2021 | ABDI PUTRA - TSE | 4 February 2021 | ARIEF SETIAWAN - TSE CP | 31 December 2021 | ABDI PUTRA - TSE | ACTIVE
86573096 | FRXL2 | CAPSULA XL2 | IMAGING | FUJIFILM INDONESIA, PT. | GN00008336 | RSUD NGIMBANG | SURABAYA-1 | JAWA TIMUR | SURABAYA | MAIN UNIT | EMP | - |  | 23 June 2022 | AHMAD FATKHUDIN - TSE | 4 February 2021 | ARIEF SETIAWAN - TSE CP | 21 August 2025 | SAHID DERMAWAN - SPV TSE BARAT | ACTIVE
86573097 | FRXL2 | CAPSULA XL2 | IMAGING | FUJIFILM INDONESIA, PT. | GN00011815 | RSU HERMINA ARCAMANIK | BANDUNG | JAWA BARAT | BANDUNG | MAIN UNIT | CUSTOMER | 26 January 2022 | ARBIANSYAH - TSE | 29 March 2021 | ARBIANSYAH - TSE | 29 March 2021 | ARIEF SETIAWAN - TSE CP | 26 January 2022 | ARBIANSYAH - TSE | ACTIVE
86573100 | FRXL2 | CAPSULA XL2 | IMAGING | FUJIFILM INDONESIA, PT. | GN00002986 | RDC PUSAT - RAWAGELAM | PUSAT | DKI JAKARTA | JAKARTA TIMUR | MAIN UNIT | EMP | - |  | 19 February 2019 |  | - |  | - |  | ACTIVE
86594453 | FCRT2 | CR IR 392 RU2 PNTM = : E (PRIMA T2) | IMAGING | FUJIFILM INDONESIA, PT. | GN00002986 | RDC PUSAT - RAWAGELAM | PUSAT | DKI JAKARTA | JAKARTA TIMUR | MAIN UNIT | EMP | - |  | 29 April 2019 |  | - |  | - |  | ACTIVE
86594454 | FCRT2 | CR IR 392 RU2 PNTM = : E (PRIMA T2) | IMAGING | FUJIFILM INDONESIA, PT. | GN00007588 | RS AT TAGWA GUMAWANG | PALEMBANG | SUMATERA SELATAN | PALEMBANG | MAIN UNIT | EMP | - |  | 20 March 2020 |  | - |  | - |  | ACTIVE
86594462 | FCRT2 | CR IR 392 RU2 PNTM = : E (PRIMA T2) | IMAGING | FUJIFILM INDONESIA, PT. | GN00002043 | RS PKU MUHAMMADIYAH SRAGEN | SOLO | JAWA TENGAH | SRAGEN | MAIN UNIT | EMP | 29 April 2019 | System Auto | 29 April 2019 |  | 29 April 2019 | System Auto | - |  | ACTIVE
86594541 | FCRT2 | CR IR 392 RU2 PNTM = : E (PRIMA T2) | IMAGING | FUJIFILM INDONESIA, PT. | GN00002986 | RDC PUSAT - RAWAGELAM | PUSAT | DKI JAKARTA | JAKARTA TIMUR | MAIN UNIT | EMP | - |  | 29 April 2019 |  | - |  | - |  | ACTIVE
86594542 | FCRT2 | CR IR 392 RU2 PNTM = : E (PRIMA T2) | IMAGING | FUJIFILM INDONESIA, PT. | GN22090021 | KLINIK BIOMEDILAB | JAKARTA-2 | DKI JAKARTA | JAKARTA BARAT | MAIN UNIT | EMP | 29 April 2019 | System Auto | 5 November 2024 |  | 29 April 2019 | System Auto | 5 November 2024 | SAHID DERMAWAN - SPV TSE BARAT | ACTIVE
86594551 | FCRT2 | CR IR 392 RU2 PNTM = : E (PRIMA T2) | IMAGING | FUJIFILM INDONESIA, PT. | GN20080017 | RSU MUHAMMADIYAH BABAT | SURABAYA-1 | JAWA TIMUR | SURABAYA | MAIN UNIT | EMP | 7 March 2020 | YUNAN ARIMUNTIAN - TSE | 7 March 2020 |  | 7 March 2020 | YUNAN ARIMUNTIAN - TSE | - |  | ACTIVE
86594552 | FCRT2 | CR IR 392 RU2 PNTM = : E (PRIMA T2) | IMAGING | FUJIFILM INDONESIA, PT. | GN00001277 | RS Reksa Waluya | SURABAYA-1 | JAWA TIMUR |  | MAIN UNIT | EMP | 31 March 2020 | YUNAN ARIMUNTIAN - TSE | 31 March 2020 |  | 31 March 2020 | YUNAN ARIMUNTIAN - TSE | - |  | ACTIVE
86594557 | FCRT2 | CR IR 392 RU2 PNTM = : E (PRIMA T2) | IMAGING | FUJIFILM INDONESIA, PT. | GN00008251 | RS BERSALIN SENTUL | BEKASI | JAWA BARAT | BEKASI | MAIN UNIT | CUSTOMER | 30 December 2019 | SAHID DERMAWAN - SPV TSE BARAT | - |  | 30 December 2019 | SAHID DERMAWAN - SPV TSE BARAT | - |  | ACTIVE
86594558 | FCRT2 | CR IR 392 RU2 PNTM = : E (PRIMA T2) | IMAGING | FUJIFILM INDONESIA, PT. | GN00011833 | RSK BEDAH MEDIMAS | CIREBON | JAWA BARAT | CIREBON | MAIN UNIT | CUSTOMER | - |  | 30 December 2019 |  | - |  | - |  | ACTIVE
86594562 | FCRT2 | CR IR 392 RU2 PNTM = : E (PRIMA T2) | IMAGING | FUJIFILM INDONESIA, PT. | GN00000757 | RS WOODWARD | PALU | SULAWESI TENGAH | PALU | MAIN UNIT | CUSTOMER | - |  | 29 April 2019 |  | - |  | - |  | ACTIVE
86617533 | FDRPL | DRYPIX PLUS | IMAGING | FUJIFILM INDONESIA, PT. | GN00002986 | RDC PUSAT - RAWAGELAM | PUSAT | DKI JAKARTA | JAKARTA TIMUR | MAIN UNIT | EMP | 14 September 2018 | ARIEF SETIAWAN - TSE CP | 30 August 2018 |  | 14 September 2018 | ARIEF SETIAWAN - TSE CP | - |  | ACTIVE
86617535 | FDRPL | DRYPIX PLUS | IMAGING | FUJIFILM INDONESIA, PT. | GN00002986 | RDC PUSAT - RAWAGELAM | PUSAT | DKI JAKARTA | JAKARTA TIMUR | MAIN UNIT | EMP | 14 September 2018 | ARIEF SETIAWAN - TSE CP | 30 August 2018 |  | 14 September 2018 | ARIEF SETIAWAN - TSE CP | - |  | ACTIVE
86617536 | FDRPL | DRYPIX PLUS | IMAGING | FUJIFILM INDONESIA, PT. | GN00000982 | RSUD JIWA DUREN SAWIT | JAKARTA-1 | DKI JAKARTA | JAKARTA TIMUR | MAIN UNIT | CUSTOMER | 14 October 2019 | ARIEF SETIAWAN - TSE CP | 14 October 2019 |  | 14 October 2019 | ARIEF SETIAWAN - TSE CP | - |  | ACTIVE
86617538 | FDRPL | DRYPIX PLUS | IMAGING | FUJIFILM INDONESIA, PT. | GN00009704 | INST. FARMASI RS. MARZOEKI MAHDI | BOGOR | JAWA BARAT | BOGOR | MAIN UNIT | CUSTOMER | 11 November 2019 | ANTONIUS SAGITA - KALIBRASI | 27 September 2021 | IBNUL AZIZ - TSE | 11 November 2019 | ANTONIUS SAGITA - KALIBRASI | 27 September 2021 | IBNUL AZIZ - TSE | ACTIVE
86617542 | FDRPL | DRYPIX PLUS | IMAGING | FUJIFILM INDONESIA, PT. | GN00000982 | RSUD JIWA DUREN SAWIT | JAKARTA-1 | DKI JAKARTA | JAKARTA TIMUR | MAIN UNIT | CUSTOMER | 14 October 2019 | ARIEF SETIAWAN - TSE CP | 14 October 2019 |  | 14 October 2019 | ARIEF SETIAWAN - TSE CP | - |  | ACTIVE
86617754 | FDRPL | DRYPIX PLUS | IMAGING | FUJIFILM INDONESIA, PT. | GN00002986 | RDC PUSAT - RAWAGELAM | PUSAT | DKI JAKARTA | JAKARTA TIMUR | MAIN UNIT | EMP | 10 February 2020 | ANTONIUS SAGITA - KALIBRASI | 15 May 2020 |  | 10 February 2020 | ANTONIUS SAGITA - KALIBRASI | - |  | ACTIVE
86617765 | FDRPL | DRYPIX PLUS | IMAGING | FUJIFILM INDONESIA, PT. | GN00004596 | RSUD KENDAL | SEMARANG | JAWA TENGAH | KENDAL | MAIN UNIT | CUSTOMER | 11 November 2019 | ANTONIUS SAGITA - KALIBRASI | 10 November 2020 | MUNADI - TSE | 11 November 2019 | ANTONIUS SAGITA - KALIBRASI | 10 November 2020 | MUNADI - TSE | ACTIVE
86632093 | FCRTM | CR IR 392 RU2 M PRIMA TM | IMAGING | FUJIFILM INDONESIA, PT. | GN00001046 | RS AZRA ( PT. A.S.P ) | BOGOR | JAWA BARAT | BOGOR | MAIN UNIT | CUSTOMER | 23 March 2020 | SAHID DERMAWAN - SPV TSE BARAT | 20 March 2020 |  | 23 March 2020 | SAHID DERMAWAN - SPV TSE BARAT | - |  | ACTIVE
86632094 | FCRTM | CR IR 392 RU2 M PRIMA TM | IMAGING | FUJIFILM INDONESIA, PT. | GN00009821 | RSUD. KOTABARU | BANJARMASIN | KALIMANTAN SELATAN | KOTABARU | MAIN UNIT | CUSTOMER | - |  | 30 September 2021 | SARWANDI - TSE | - |  | 30 September 2021 | SARWANDI - TSE | ACTIVE
86632097 | FCRTM | CR IR 392 RU2 M PRIMA TM | IMAGING | FUJIFILM INDONESIA, PT. | GN00002985 | WORKSHOOP CSM PUSAT | PUSAT | DKI JAKARTA | JAKARTA TIMUR | MAIN UNIT | EMP | - |  | 8 March 2024 | ABDUL KARIM - TSE | - |  | 25 March 2025 | SAHID DERMAWAN - SPV TSE BARAT | ACTIVE
86632100 | FCRTM | CR IR 392 RU2 M PRIMA TM | IMAGING | FUJIFILM INDONESIA, PT. | GN00001308 | RSUD NEGARA | DENPASAR | BALI | JEMBRANA | MAIN UNIT | EMP | - |  | 16 March 2021 | I KADEK - TSE | - |  | 16 March 2021 | I KADEK - TSE | ACTIVE
86632113 | FCRTM | CR IR 392 RU2 M PRIMA TM | IMAGING | FUJIFILM INDONESIA, PT. | GN00001828 | RSU WALUYO JATI KRAKSAAN | MALANG | JAWA TIMUR | PROBOLINGGO | MAIN UNIT | EMP | - |  | 2 February 2022 | AHMAD FATKHUDIN - TSE | - |  | 2 February 2022 | AHMAD FATKHUDIN - TSE | ACTIVE
86632114 | FCRTM | CR IR 392 RU2 M PRIMA TM | IMAGING | FUJIFILM INDONESIA, PT. | GN00011744 | RSIA ANANDA | MAKASSAR | SULAWESI SELATAN | MAKASSAR | MAIN UNIT | CUSTOMER | - |  | 1 March 2022 | ASRULLAH - TSE | - |  | 1 March 2022 | ASRULLAH - TSE | ACTIVE
86632115 | FCRTM | CR IR 392 RU2 M PRIMA TM | IMAGING | FUJIFILM INDONESIA, PT. | GN00001970 | RSIA HERMINA BEKASI | BEKASI | JAWA BARAT | BEKASI | MAIN UNIT | CUSTOMER | - |  | 17 February 2022 | GATOT SURYA ADIPUTRA - TSE | - |  | 17 February 2022 | GATOT SURYA ADIPUTRA - TSE | ACTIVE
86637041 | FEFDR | FDR D-EVO II | IMAGING | FUJIFILM INDONESIA, PT. | GN17070019 | RSUD WARAS WIRIS | SOLO | JAWA TENGAH | BOYOLALI | MAIN UNIT | CUSTOMER | - |  | 1 August 2019 |  | - |  | - |  | ACTIVE
86638591 | FDMAS | DPX LITE MAGAZINE S : E | IMAGING | FUJIFILM INDONESIA, PT. | GN00002985 | WORKSHOOP CSM PUSAT | PUSAT | DKI JAKARTA | JAKARTA TIMUR | ACCESSORIES | EMP | 16 January 2020 | SAHID DERMAWAN - SPV TSE BARAT | 3 December 2019 |  | 16 January 2020 | SAHID DERMAWAN - SPV TSE BARAT | - |  | ACTIVE
86638592 | FDMAS | DPX LITE MAGAZINE S : E | IMAGING | FUJIFILM INDONESIA, PT. | GN00001800 | RS PERMATA MEDIKA | SEMARANG | JAWA TENGAH | SEMARANG | ACCESSORIES | EMP | - |  | 24 April 2019 |  | - |  | - |  | ACTIVE
86638593 | FDMAS | DPX LITE MAGAZINE S : E | IMAGING | FUJIFILM INDONESIA, PT. | GN00001800 | RS PERMATA MEDIKA | SEMARANG | JAWA TENGAH | SEMARANG | MAIN UNIT | EMP | - |  | 7 May 2019 |  | - |  | - |  | ACTIVE
86638595 | FDMAS | DPX LITE MAGAZINE S : E | IMAGING | FUJIFILM INDONESIA, PT. | GN19030028 | RS SURYA MEDIKA | SURABAYA-2 | JAWA TIMUR | SURABAYA | MAIN UNIT | EMP | - |  | 7 May 2019 |  | - |  | - |  | ACTIVE
86639618 | FDSMP | DRYPIX SMART BOOKBIL | IMAGING | FUJIFILM INDONESIA, PT. | GN00002986 | RDC PUSAT - RAWAGELAM | PUSAT | DKI JAKARTA | JAKARTA TIMUR | MAIN UNIT | EMP | - |  | 9 November 2018 |  | - |  | - |  | ACTIVE
86639620 | FDSMP | DRYPIX SMART BOOKBIL | IMAGING | FUJIFILM INDONESIA, PT. | GN00002986 | RDC PUSAT - RAWAGELAM | PUSAT | DKI JAKARTA | JAKARTA TIMUR | MAIN UNIT | EMP | - |  | 9 November 2018 |  | - |  | - |  | ACTIVE
86639630 | FDSMP | DRYPIX SMART BOOKBIL | IMAGING | FUJIFILM INDONESIA, PT. | GN00002986 | RDC PUSAT - RAWAGELAM | PUSAT | DKI JAKARTA | JAKARTA TIMUR | MAIN UNIT | EMP | - |  | 9 November 2018 |  | - |  | - |  | ACTIVE
86639631 | FDSMP | DRYPIX SMART BOOKBIL | IMAGING | FUJIFILM INDONESIA, PT. | GN00002986 | RDC PUSAT - RAWAGELAM | PUSAT | DKI JAKARTA | JAKARTA TIMUR | MAIN UNIT | EMP | - |  | 9 November 2018 |  | - |  | - |  | ACTIVE
86639633 | FDRSM | DRYPIX SMART | IMAGING | FUJIFILM INDONESIA, PT. | GN18080001 | RSUD DR. MOHAMAD SALEH KOTA PROBOLINGGO | MALANG | JAWA TIMUR | MALANG | MAIN UNIT | CUSTOMER | - |  | 30 November 2018 |  | - |  | - |  | ACTIVE
86639637 | FDSMP | DRYPIX SMART BOOKBIL | IMAGING | FUJIFILM INDONESIA, PT. | GN00012192 | RSU PREMBUN KEBUMEN | PURWOKERTO | JAWA TENGAH | PURWOKERTO | MAIN UNIT | CUSTOMER | 2 May 2020 | RIDWAN - TSE | 2 May 2020 |  | 2 May 2020 | RIDWAN - TSE | - |  | ACTIVE
86639643 | FDSMP | DRYPIX SMART BOOKBIL | IMAGING | FUJIFILM INDONESIA, PT. | GN00009551 | RSUK CIRACAS | PEJATEN | DKI JAKARTA | JAKARTA TIMUR | ACCESSORIES | CUSTOMER | - |  | 30 November 2018 |  | - |  | - |  | ACTIVE
86639649 | FDSMP | DRYPIX SMART BOOKBIL | IMAGING | FUJIFILM INDONESIA, PT. | GN00001308 | RSUD NEGARA | DENPASAR | BALI | JEMBRANA | MAIN UNIT | EMP | - |  | 7 May 2019 |  | - |  | - |  | ACTIVE
86639656 | FDSMP | DRYPIX SMART BOOKBIL | IMAGING | FUJIFILM INDONESIA, PT. | GN00002476 | RSUD CARUBAN | KEDIRI | JAWA TIMUR | MADIUN | MAIN UNIT | EMP | 16 May 2019 | JUDISTIRO - MSS RADIX | 24 December 2020 | GANDHI YANRANGGA | 16 May 2019 | JUDISTIRO - MSS RADIX | 24 December 2020 | GANDHI YANRANGGA | ACTIVE
86670611 | EKFCS | PROFECT CS E-CATALOGUE | IMAGING | FUJIFILM INDONESIA, PT. | GN00001069 | RSUD LEUWILIANG | BOGOR | JAWA BARAT | BOGOR | MAIN UNIT | CUSTOMER | - |  | 13 May 2019 |  | - |  | - |  | ACTIVE
86670629 | EKFCS | PROFECT CS E-CATALOGUE | IMAGING | FUJIFILM INDONESIA, PT. | GN00003340 | RSUD PROF.DR. SOEKANDAR MOJOSARI | SURABAYA-2 | JAWA TIMUR | MOJOKERTO | MAIN UNIT | CUSTOMER | 6 November 2019 | GANDHI YANRANGGA | 6 November 2019 |  | 6 November 2019 | GANDHI YANRANGGA | - |  | ACTIVE
86670631 | EKFCS | PROFECT CS E-CATALOGUE | IMAGING | FUJIFILM INDONESIA, PT. | GN00002986 | RDC PUSAT - RAWAGELAM | PUSAT | DKI JAKARTA | JAKARTA TIMUR | MAIN UNIT | EMP | - |  | 1 January 1900 |  | - |  | - |  | ACTIVE
86670632 | EKFCS | PROFECT CS E-CATALOGUE | IMAGING | FUJIFILM INDONESIA, PT. | GN00001510 | RSUD DR H KOESNADI | JEMBER | JAWA TIMUR | BONDOWOSO | MAIN UNIT | CUSTOMER | - |  | 27 March 2020 |  | - |  | - |  | ACTIVE
86737437 | FCONA | CONSOLE ADVANCE | IMAGING | FUJIFILM INDONESIA, PT. | GN00001472 | RS Orthopedi Prof Dr R Soeharso - ahmad yani | SOLO | JAWA TENGAH | SURAKARTA | MAIN UNIT | CUSTOMER | - |  | 20 November 2020 | DIAN FEBRIYANA - TSE | - |  | 20 November 2020 | DIAN FEBRIYANA - TSE | ACTIVE
86737438 | FCONA | CONSOLE ADVANCE | IMAGING | FUJIFILM INDONESIA, PT. | GN00001472 | RS Orthopedi Prof Dr R Soeharso - ahmad yani | SOLO | JAWA TENGAH | SURAKARTA | MAIN UNIT | CUSTOMER | - |  | 20 May 2019 |  | - |  | - |  | ACTIVE
86737439 | FCONA | CONSOLE ADVANCE | IMAGING | FUJIFILM INDONESIA, PT. | GN00002986 | RDC PUSAT - RAWAGELAM | PUSAT | DKI JAKARTA | JAKARTA TIMUR | MAIN UNIT | EMP | - |  | 9 May 2019 |  | - |  | - |  | ACTIVE
86737440 | FCA11 | CONSOLE ADVANCE A12 V11 | IMAGING | FUJIFILM INDONESIA, PT. | GN00001907 | RSUD KRT SETJONEGORO WONOSOBO | YOGYAKARTA | YOGYAKARTA | YOGYAKARTA | MAIN UNIT | EMP | 18 February 2020 | DIAN FEBRIYANA - TSE | 18 February 2020 |  | 18 February 2020 | DIAN FEBRIYANA - TSE | - |  | ACTIVE
86737441 | FCA11 | CONSOLE ADVANCE A12 V11 | IMAGING | FUJIFILM INDONESIA, PT. | GN19010012 | MANDAYA HOSPITAL KARAWANG | BEKASI | JAWA BARAT | BEKASI | MAIN UNIT | EMP | - |  | 7 February 2020 |  | - |  | - |  | ACTIVE
86737442 | FCONA | CONSOLE ADVANCE | IMAGING | FUJIFILM INDONESIA, PT. | GN00002985 | WORKSHOOP CSM PUSAT | PUSAT | DKI JAKARTA | JAKARTA TIMUR | MAIN UNIT | EMP | - |  | 6 January 2025 | ANDRIAS NUGROHO - TSE | - |  | 24 March 2025 | SAHID DERMAWAN - SPV TSE BARAT | ACTIVE
86737443 | FCA11 | CONSOLE ADVANCE A12 V11 | IMAGING | FUJIFILM INDONESIA, PT. | GN00002629 | RSUP DR M DJAMIL | PADANG | SUMATERA BARAT | PADANG | MAIN UNIT | EMP | 9 May 2019 | System Auto | 28 March 2021 | ABDI PUTRA - TSE | 9 May 2019 | System Auto | - |  | ACTIVE
86737444 | FCONA | CONSOLE ADVANCE | IMAGING | FUJIFILM INDONESIA, PT. | GN00002986 | RDC PUSAT - RAWAGELAM | PUSAT | DKI JAKARTA | JAKARTA TIMUR | MAIN UNIT | EMP | - |  | 9 May 2019 |  | - |  | - |  | ACTIVE
86740125 | FDRSM | DRYPIX SMART | IMAGING | FUJIFILM INDONESIA, PT. | GN00002986 | RDC PUSAT - RAWAGELAM | PUSAT | DKI JAKARTA | JAKARTA TIMUR | MAIN UNIT | EMP | - |  | 3 December 2018 |  | - |  | - |  | ACTIVE
86740164 | FDSMP | DRYPIX SMART BOOKBIL | IMAGING | FUJIFILM INDONESIA, PT. | GN00002986 | RDC PUSAT - RAWAGELAM | PUSAT | DKI JAKARTA | JAKARTA TIMUR | MAIN UNIT | EMP | - |  | 9 November 2018 |  | - |  | - |  | ACTIVE
86740165 | FDSMP | DRYPIX SMART BOOKBIL | IMAGING | FUJIFILM INDONESIA, PT. | GN00002986 | RDC PUSAT - RAWAGELAM | PUSAT | DKI JAKARTA | JAKARTA TIMUR | MAIN UNIT | EMP | - |  | 3 December 2018 |  | - |  | - |  | ACTIVE
86740166 | FDSMP | DRYPIX SMART BOOKBIL | IMAGING | FUJIFILM INDONESIA, PT. | GN00002986 | RDC PUSAT - RAWAGELAM | PUSAT | DKI JAKARTA | JAKARTA TIMUR | MAIN UNIT | EMP | - |  | 3 December 2018 |  | - |  | - |  | ACTIVE
86740167 | FDSMP | DRYPIX SMART BOOKBIL | IMAGING | FUJIFILM INDONESIA, PT. | GN00002986 | RDC PUSAT - RAWAGELAM | PUSAT | DKI JAKARTA | JAKARTA TIMUR | MAIN UNIT | EMP | - |  | 3 December 2018 |  | - |  | - |  | ACTIVE
86740169 | FDSMP | DRYPIX SMART BOOKBIL | IMAGING | FUJIFILM INDONESIA, PT. | GN00002986 | RDC PUSAT - RAWAGELAM | PUSAT | DKI JAKARTA | JAKARTA TIMUR | MAIN UNIT | EMP | - |  | 3 December 2018 |  | - |  | - |  | ACTIVE
86740170 | FDSMP | DRYPIX SMART BOOKBIL | IMAGING | FUJIFILM INDONESIA, PT. | GN00002986 | RDC PUSAT - RAWAGELAM | PUSAT | DKI JAKARTA | JAKARTA TIMUR | MAIN UNIT | EMP | - |  | 3 December 2018 |  | - |  | - |  | ACTIVE
86740171 | FDSMP | DRYPIX SMART BOOKBIL | IMAGING | FUJIFILM INDONESIA, PT. | GN00002986 | RDC PUSAT - RAWAGELAM | PUSAT | DKI JAKARTA | JAKARTA TIMUR | MAIN UNIT | EMP | - |  | 31 December 2018 |  | - |  | - |  | ACTIVE
86740172 | FDSMP | DRYPIX SMART BOOKBIL | IMAGING | FUJIFILM INDONESIA, PT. | GN00001806 | RSUD DR SOERATNO GEMOLONG / RSUD GEMOLONG | SOLO | JAWA TENGAH | SRAGEN | ACCESSORIES | EMP | - |  | 21 November 2018 |  | - |  | - |  | ACTIVE
86740173 | FDSMP | DRYPIX SMART BOOKBIL | IMAGING | FUJIFILM INDONESIA, PT. | GN00002986 | RDC PUSAT - RAWAGELAM | PUSAT | DKI JAKARTA | JAKARTA TIMUR | MAIN UNIT | EMP | - |  | 3 December 2018 |  | - |  | - |  | ACTIVE
86740174 | FDSMP | DRYPIX SMART BOOKBIL | IMAGING | FUJIFILM INDONESIA, PT. | GN00002986 | RDC PUSAT - RAWAGELAM | PUSAT | DKI JAKARTA | JAKARTA TIMUR | MAIN UNIT | EMP | - |  | 3 December 2018 |  | - |  | - |  | ACTIVE
86740175 | FDSMP | DRYPIX SMART BOOKBIL | IMAGING | FUJIFILM INDONESIA, PT. | GN00002986 | RDC PUSAT - RAWAGELAM | PUSAT | DKI JAKARTA | JAKARTA TIMUR | MAIN UNIT | EMP | - |  | 9 November 2018 |  | - |  | - |  | ACTIVE
86740176 | FDSMP | DRYPIX SMART BOOKBIL | IMAGING | FUJIFILM INDONESIA, PT. | GN00002986 | RDC PUSAT - RAWAGELAM | PUSAT | DKI JAKARTA | JAKARTA TIMUR | MAIN UNIT | EMP | - |  | 3 December 2018 |  | - |  | - |  | ACTIVE
86740177 | FDSMP | DRYPIX SMART BOOKBIL | IMAGING | FUJIFILM INDONESIA, PT. | GN00002986 | RDC PUSAT - RAWAGELAM | PUSAT | DKI JAKARTA | JAKARTA TIMUR | MAIN UNIT | EMP | - |  | 3 December 2018 |  | - |  | - |  | ACTIVE
86740179 | FDSMP | DRYPIX SMART BOOKBIL | IMAGING | FUJIFILM INDONESIA, PT. | GN00002986 | RDC PUSAT - RAWAGELAM | PUSAT | DKI JAKARTA | JAKARTA TIMUR | MAIN UNIT | EMP | - |  | 3 December 2018 |  | - |  | - |  | ACTIVE
86740180 | FDSMP | DRYPIX SMART BOOKBIL | IMAGING | FUJIFILM INDONESIA, PT. | GN00002986 | RDC PUSAT - RAWAGELAM | PUSAT | DKI JAKARTA | JAKARTA TIMUR | MAIN UNIT | EMP | - |  | 3 December 2018 |  | - |  | - |  | ACTIVE
86740183 | FDSMP | DRYPIX SMART BOOKBIL | IMAGING | FUJIFILM INDONESIA, PT. | GN00000534 | RSUD UNGARAN | SEMARANG | JAWA TENGAH | UNGARAN | ACCESSORIES | EMP | - |  | 18 March 2019 |  | - |  | - |  | ACTIVE
86740184 | FDSMP | DRYPIX SMART BOOKBIL | IMAGING | FUJIFILM INDONESIA, PT. | GN00002986 | RDC PUSAT - RAWAGELAM | PUSAT | DKI JAKARTA | JAKARTA TIMUR | MAIN UNIT | EMP | - |  | 31 December 2018 |  | - |  | - |  | ACTIVE
86740186 | FDSMP | DRYPIX SMART BOOKBIL | IMAGING | FUJIFILM INDONESIA, PT. | GN00008616 | LAB KLINIK UTAMA | PURWOKERTO | JAWA TENGAH | PURWOKERTO | MAIN UNIT | CUSTOMER | - |  | 6 December 2018 |  | - |  | - |  | ACTIVE
86740187 | FDSMP | DRYPIX SMART BOOKBIL | IMAGING | FUJIFILM INDONESIA, PT. | GN00002986 | RDC PUSAT - RAWAGELAM | PUSAT | DKI JAKARTA | JAKARTA TIMUR | MAIN UNIT | EMP | - |  | 3 December 2018 |  | - |  | - |  | ACTIVE
86740188 | FDSMP | DRYPIX SMART BOOKBIL | IMAGING | FUJIFILM INDONESIA, PT. | GN00002986 | RDC PUSAT - RAWAGELAM | PUSAT | DKI JAKARTA | JAKARTA TIMUR | MAIN UNIT | EMP | - |  | 31 December 2018 |  | - |  | - |  | ACTIVE
86740189 | FDSMP | DRYPIX SMART BOOKBIL | IMAGING | FUJIFILM INDONESIA, PT. | GN00002986 | RDC PUSAT - RAWAGELAM | PUSAT | DKI JAKARTA | JAKARTA TIMUR | MAIN UNIT | EMP | - |  | 31 December 2018 |  | - |  | - |  | ACTIVE
86740190 | FDSMP | DRYPIX SMART BOOKBIL | IMAGING | FUJIFILM INDONESIA, PT. | GN00002986 | RDC PUSAT - RAWAGELAM | PUSAT | DKI JAKARTA | JAKARTA TIMUR | MAIN UNIT | EMP | - |  | 9 November 2018 |  | - |  | - |  | ACTIVE
86740191 | FDSMP | DRYPIX SMART BOOKBIL | IMAGING | FUJIFILM INDONESIA, PT. | GN00002986 | RDC PUSAT - RAWAGELAM | PUSAT | DKI JAKARTA | JAKARTA TIMUR | MAIN UNIT | EMP | - |  | 3 December 2018 |  | - |  | - |  | ACTIVE
86740193 | FDSMP | DRYPIX SMART BOOKBIL | IMAGING | FUJIFILM INDONESIA, PT. | GN00002986 | RDC PUSAT - RAWAGELAM | PUSAT | DKI JAKARTA | JAKARTA TIMUR | MAIN UNIT | EMP | - |  | 3 December 2018 |  | - |  | - |  | ACTIVE
86740194 | FDSMP | DRYPIX SMART BOOKBIL | IMAGING | FUJIFILM INDONESIA, PT. | GN00002986 | RDC PUSAT - RAWAGELAM | PUSAT | DKI JAKARTA | JAKARTA TIMUR | MAIN UNIT | EMP | - |  | 9 November 2018 |  | - |  | - |  | ACTIVE
86740196 | FDSMP | DRYPIX SMART BOOKBIL | IMAGING | FUJIFILM INDONESIA, PT. | GN19010040 | RS EMC SENTUL | BOGOR | JAWA BARAT | BOGOR | ACCESSORIES | EMP | - |  | 27 November 2020 | IBNUL AZIZ - TSE | - |  | 15 December 2020 | ARBIANSYAH - TSE | ACTIVE
86740197 | FDSMP | DRYPIX SMART BOOKBIL | IMAGING | FUJIFILM INDONESIA, PT. | GN00002986 | RDC PUSAT - RAWAGELAM | PUSAT | DKI JAKARTA | JAKARTA TIMUR | MAIN UNIT | EMP | - |  | 3 December 2018 |  | - |  | - |  | ACTIVE
86740198 | FDSMP | DRYPIX SMART BOOKBIL | IMAGING | FUJIFILM INDONESIA, PT. | GN00002986 | RDC PUSAT - RAWAGELAM | PUSAT | DKI JAKARTA | JAKARTA TIMUR | MAIN UNIT | EMP | - |  | 9 November 2018 |  | - |  | - |  | ACTIVE
86740199 | FDSMP | DRYPIX SMART BOOKBIL | IMAGING | FUJIFILM INDONESIA, PT. | GN00002016 | RS BHAYANGKARA KEDIRI | KEDIRI | JAWA TIMUR | KEDIRI | ACCESSORIES | EMP | 31 March 2020 | YUNAN ARIMUNTIAN - TSE | 12 July 2022 | FAJAR FAHMI - TSE | 31 March 2020 | YUNAN ARIMUNTIAN - TSE | 12 July 2022 | FAJAR FAHMI - TSE | ACTIVE
86740200 | FDSMP | DRYPIX SMART BOOKBIL | IMAGING | FUJIFILM INDONESIA, PT. | GN00002986 | RDC PUSAT - RAWAGELAM | PUSAT | DKI JAKARTA | JAKARTA TIMUR | MAIN UNIT | EMP | - |  | 9 November 2018 |  | - |  | - |  | ACTIVE
86740201 | FDSMP | DRYPIX SMART BOOKBIL | IMAGING | FUJIFILM INDONESIA, PT. | GN00002986 | RDC PUSAT - RAWAGELAM | PUSAT | DKI JAKARTA | JAKARTA TIMUR | MAIN UNIT | EMP | - |  | 31 December 2018 |  | - |  | - |  | ACTIVE
86740202 | FDSMP | DRYPIX SMART BOOKBIL | IMAGING | FUJIFILM INDONESIA, PT. | GN00002986 | RDC PUSAT - RAWAGELAM | PUSAT | DKI JAKARTA | JAKARTA TIMUR | MAIN UNIT | EMP | - |  | 3 December 2018 |  | - |  | - |  | ACTIVE
86740203 | FDSMP | DRYPIX SMART BOOKBIL | IMAGING | FUJIFILM INDONESIA, PT. | GN00002986 | RDC PUSAT - RAWAGELAM | PUSAT | DKI JAKARTA | JAKARTA TIMUR | MAIN UNIT | EMP | - |  | 3 December 2018 |  | - |  | - |  | ACTIVE
86740205 | FDSMP | DRYPIX SMART BOOKBIL | IMAGING | FUJIFILM INDONESIA, PT. | GN00002986 | RDC PUSAT - RAWAGELAM | PUSAT | DKI JAKARTA | JAKARTA TIMUR | MAIN UNIT | EMP | - |  | 31 December 2018 |  | - |  | - |  | ACTIVE
86740207 | FDSMP | DRYPIX SMART BOOKBIL | IMAGING | FUJIFILM INDONESIA, PT. | GN00002986 | RDC PUSAT - RAWAGELAM | PUSAT | DKI JAKARTA | JAKARTA TIMUR | MAIN UNIT | EMP | - |  | 3 December 2018 |  | - |  | - |  | ACTIVE
86740208 | FDSMP | DRYPIX SMART BOOKBIL | IMAGING | FUJIFILM INDONESIA, PT. | GN00002986 | RDC PUSAT - RAWAGELAM | PUSAT | DKI JAKARTA | JAKARTA TIMUR | MAIN UNIT | EMP | - |  | 31 December 2018 |  | - |  | - |  | ACTIVE
86740209 | FDSMP | DRYPIX SMART BOOKBIL | IMAGING | FUJIFILM INDONESIA, PT. | GN00002986 | RDC PUSAT - RAWAGELAM | PUSAT | DKI JAKARTA | JAKARTA TIMUR | MAIN UNIT | EMP | - |  | 9 November 2018 |  | - |  | - |  | ACTIVE
86740210 | FDSMP | DRYPIX SMART BOOKBIL | IMAGING | FUJIFILM INDONESIA, PT. | GN00002986 | RDC PUSAT - RAWAGELAM | PUSAT | DKI JAKARTA | JAKARTA TIMUR | MAIN UNIT | EMP | - |  | 31 December 2018 |  | - |  | - |  | ACTIVE
86740211 | FDSMP | DRYPIX SMART BOOKBIL | IMAGING | FUJIFILM INDONESIA, PT. | GN00002986 | RDC PUSAT - RAWAGELAM | PUSAT | DKI JAKARTA | JAKARTA TIMUR | MAIN UNIT | EMP | - |  | 31 December 2018 |  | - |  | - |  | ACTIVE
86740212 | FDSMP | DRYPIX SMART BOOKBIL | IMAGING | FUJIFILM INDONESIA, PT. | GN00002986 | RDC PUSAT - RAWAGELAM | PUSAT | DKI JAKARTA | JAKARTA TIMUR | MAIN UNIT | EMP | - |  | 3 December 2018 |  | - |  | - |  | ACTIVE
86740214 | FDSMP | DRYPIX SMART BOOKBIL | IMAGING | FUJIFILM INDONESIA, PT. | GN00002986 | RDC PUSAT - RAWAGELAM | PUSAT | DKI JAKARTA | JAKARTA TIMUR | MAIN UNIT | EMP | - |  | 31 December 2018 |  | - |  | - |  | ACTIVE
86740215 | FDSMP | DRYPIX SMART BOOKBIL | IMAGING | FUJIFILM INDONESIA, PT. | GN00002986 | RDC PUSAT - RAWAGELAM | PUSAT | DKI JAKARTA | JAKARTA TIMUR | MAIN UNIT | EMP | - |  | 3 December 2018 |  | - |  | - |  | ACTIVE
86740216 | FDSMP | DRYPIX SMART BOOKBIL | IMAGING | FUJIFILM INDONESIA, PT. | GN00002986 | RDC PUSAT - RAWAGELAM | PUSAT | DKI JAKARTA | JAKARTA TIMUR | MAIN UNIT | EMP | - |  | 3 December 2018 |  | - |  | - |  | ACTIVE
86740217 | FDSMP | DRYPIX SMART BOOKBIL | IMAGING | FUJIFILM INDONESIA, PT. | GN00002986 | RDC PUSAT - RAWAGELAM | PUSAT | DKI JAKARTA | JAKARTA TIMUR | MAIN UNIT | EMP | - |  | 31 December 2018 |  | - |  | - |  | ACTIVE
86740219 | FDRSM | DRYPIX SMART | IMAGING | FUJIFILM INDONESIA, PT. | GN00000042 | RSUD KOBA BANGKA TENGAH | PANGKAL PINANG | KEPULAUAN BANGKA BELITUNG | BANGKA TENGAH | MAIN UNIT | CUSTOMER | - |  | 20 June 2019 |  | - |  | - |  | ACTIVE
86740221 | FDSMP | DRYPIX SMART BOOKBIL | IMAGING | FUJIFILM INDONESIA, PT. | GN00010972 | RSUD DR. ACHMAD DARWIS | PEMATANG SIANTAR | SUMATERA UTARA | PEMATANG SIANTAR | ACCESSORIES | EMP | - |  | 27 March 2023 | I KADEK - TSE | - |  | 20 October 2023 | SAHID DERMAWAN - SPV TSE BARAT | ACTIVE
86740222 | FDRSM | DRYPIX SMART | IMAGING | FUJIFILM INDONESIA, PT. | GN19100115 | RS Indriati Boyolali | SOLO | JAWA TENGAH | SURAKARTA | MAIN UNIT | CUSTOMER | 30 October 2019 | TEGAR PANDU - TSE | 30 October 2019 |  | 30 October 2019 | TEGAR PANDU - TSE | - |  | ACTIVE
86740224 | FDSMP | DRYPIX SMART BOOKBIL | IMAGING | FUJIFILM INDONESIA, PT. | GN00001473 | RUMAH SAKIT JIWA DAERAH SURAKARTA ( RSJ - SOERAKARTA ) | SOLO | JAWA TENGAH | SURAKARTA | ACCESSORIES | CUSTOMER | - |  | 31 December 2018 |  | - |  | - |  | ACTIVE
86740225 | FDRSM | DRYPIX SMART | IMAGING | FUJIFILM INDONESIA, PT. | GN00003749 | RSUD KARANGASEM | DENPASAR | BALI | DENPASAR | MAIN UNIT | CUSTOMER | 15 April 2021 | ANTONIUS SAGITA - KALIBRASI | 28 July 2021 | I KADEK - TSE | 27 January 2021 | ANTONIUS SAGITA - KALIBRASI | 28 July 2021 | I KADEK - TSE | ACTIVE
86740227 | FDSMP | DRYPIX SMART BOOKBIL | IMAGING | FUJIFILM INDONESIA, PT. | GN00002986 | RDC PUSAT - RAWAGELAM | PUSAT | DKI JAKARTA | JAKARTA TIMUR | MAIN UNIT | EMP | - |  | 9 November 2018 |  | - |  | - |  | ACTIVE
86740229 | FDSMP | DRYPIX SMART BOOKBIL | IMAGING | FUJIFILM INDONESIA, PT. | GN00002986 | RDC PUSAT - RAWAGELAM | PUSAT | DKI JAKARTA | JAKARTA TIMUR | MAIN UNIT | EMP | - |  | 3 December 2018 |  | - |  | - |  | ACTIVE
86740230 | FDSMP | DRYPIX SMART BOOKBIL | IMAGING | FUJIFILM INDONESIA, PT. | GN00002986 | RDC PUSAT - RAWAGELAM | PUSAT | DKI JAKARTA | JAKARTA TIMUR | MAIN UNIT | EMP | - |  | 9 November 2018 |  | - |  | - |  | ACTIVE
86740234 | FDSMP | DRYPIX SMART BOOKBIL | IMAGING | FUJIFILM INDONESIA, PT. | GN00002986 | RDC PUSAT - RAWAGELAM | PUSAT | DKI JAKARTA | JAKARTA TIMUR | MAIN UNIT | EMP | - |  | 31 December 2018 |  | - |  | - |  | ACTIVE
86740235 | FDSMP | DRYPIX SMART BOOKBIL | IMAGING | FUJIFILM INDONESIA, PT. | GN00002986 | RDC PUSAT - RAWAGELAM | PUSAT | DKI JAKARTA | JAKARTA TIMUR | MAIN UNIT | EMP | - |  | 31 December 2018 |  | - |  | - |  | ACTIVE
86740236 | FDSMP | DRYPIX SMART BOOKBIL | IMAGING | FUJIFILM INDONESIA, PT. | GN00001286 | RSUD BUMIAYU | PURWOKERTO | JAWA TENGAH | BREBES | MAIN UNIT | CUSTOMER | 9 October 2019 | DIAN FEBRIYANA - TSE | 2 May 2019 |  | 9 October 2019 | DIAN FEBRIYANA - TSE | - |  | ACTIVE
86740237 | FDSMP | DRYPIX SMART BOOKBIL | IMAGING | FUJIFILM INDONESIA, PT. | GN00001907 | RSUD KRT SETJONEGORO WONOSOBO | YOGYAKARTA | YOGYAKARTA | YOGYAKARTA | MAIN UNIT | EMP | - |  | 29 January 2024 | GANDHI YANRANGGA | - |  | 7 February 2024 | ANDI ISMAIL - SPV TSE TIMUR | ACTIVE
86740239 | FDSMP | DRYPIX SMART BOOKBIL | IMAGING | FUJIFILM INDONESIA, PT. | GN00002985 | WORKSHOOP CSM PUSAT | PUSAT | DKI JAKARTA | JAKARTA TIMUR | ACCESSORIES | EMP | - |  | 6 January 2025 |  | - |  | 24 March 2025 | SAHID DERMAWAN - SPV TSE BARAT | ACTIVE
86740241 | FDSMP | DRYPIX SMART BOOKBIL | IMAGING | FUJIFILM INDONESIA, PT. | GN00002986 | RDC PUSAT - RAWAGELAM | PUSAT | DKI JAKARTA | JAKARTA TIMUR | MAIN UNIT | EMP | - |  | 3 December 2018 |  | - |  | - |  | ACTIVE
86740243 | FDSMP | DRYPIX SMART BOOKBIL | IMAGING | FUJIFILM INDONESIA, PT. | GN00002986 | RDC PUSAT - RAWAGELAM | PUSAT | DKI JAKARTA | JAKARTA TIMUR | MAIN UNIT | EMP | - |  | 9 November 2018 |  | - |  | - |  | ACTIVE
86740245 | FDSMP | DRYPIX SMART BOOKBIL | IMAGING | FUJIFILM INDONESIA, PT. | GN00002986 | RDC PUSAT - RAWAGELAM | PUSAT | DKI JAKARTA | JAKARTA TIMUR | MAIN UNIT | EMP | - |  | 9 November 2018 |  | - |  | - |  | ACTIVE
86740246 | FDSMP | DRYPIX SMART BOOKBIL | IMAGING | FUJIFILM INDONESIA, PT. | GN00002986 | RDC PUSAT - RAWAGELAM | PUSAT | DKI JAKARTA | JAKARTA TIMUR | MAIN UNIT | EMP | - |  | 3 December 2018 |  | - |  | - |  | ACTIVE
86740247 | FDSMP | DRYPIX SMART BOOKBIL | IMAGING | FUJIFILM INDONESIA, PT. | GN00000530 | RSUD RAA SOEWONDO PATI | SEMARANG | JAWA TENGAH | PATI | MAIN UNIT | CUSTOMER | 23 October 2019 | ANDI ISMAIL - SPV TSE TIMUR | 23 October 2019 |  | 23 October 2019 | ANDI ISMAIL - SPV TSE TIMUR | - |  | ACTIVE
86740249 | FDSMP | DRYPIX SMART BOOKBIL | IMAGING | FUJIFILM INDONESIA, PT. | GN00002986 | RDC PUSAT - RAWAGELAM | PUSAT | DKI JAKARTA | JAKARTA TIMUR | MAIN UNIT | EMP | - |  | 9 November 2018 |  | - |  | - |  | ACTIVE
86740607 | FDSMP | DRYPIX SMART BOOKBIL | IMAGING | FUJIFILM INDONESIA, PT. | GN00004517 | RSU WONOSOBO | YOGYAKARTA | YOGYAKARTA | WONOSOBO | MAIN UNIT | EMP | 16 January 2020 | SAHID DERMAWAN - SPV TSE BARAT | 22 August 2019 |  | 16 January 2020 | SAHID DERMAWAN - SPV TSE BARAT | - |  | ACTIVE
86752690 | FEFDR | FDR D-EVO II | IMAGING | FUJIFILM INDONESIA, PT. | GN00001220 | RSUP SANGLAH DENPASAR | DENPASAR | BALI | DENPASAR | MAIN UNIT | CUSTOMER | 19 June 2020 | ANTONIUS SAGITA - KALIBRASI | 10 June 2020 | I KADEK - TSE | 27 May 2020 | ANTONIUS SAGITA - KALIBRASI | 19 June 2020 | ANTONIUS SAGITA - KALIBRASI | ACTIVE
86837480 | FEFDR | FDR D-EVO II | IMAGING | FUJIFILM INDONESIA, PT. | GN00002985 | WORKSHOOP CSM PUSAT | PUSAT | DKI JAKARTA | JAKARTA TIMUR | MAIN UNIT | EMP | - |  | 28 October 2021 | ADITIYA NOVANDRA - TSE | - |  | 5 June 2025 | SAHID DERMAWAN - SPV TSE BARAT | ACTIVE
86837499 | FEFDR | FDR D-EVO II | IMAGING | FUJIFILM INDONESIA, PT. | GN18090001 | RSUD SIMPANG LIMA GUMUL | KEDIRI | JAWA TIMUR | KEDIRI | MAIN UNIT | CUSTOMER | - |  | 4 October 2019 |  | - |  | - |  | ACTIVE
86837503 | FEFDR | FDR D-EVO II | IMAGING | FUJIFILM INDONESIA, PT. | GN00002986 | RDC PUSAT - RAWAGELAM | PUSAT | DKI JAKARTA | JAKARTA TIMUR | MAIN UNIT | EMP | - |  | 1 January 1900 |  | - |  | - |  | ACTIVE
86840577 | FDRSM | DRYPIX SMART | IMAGING | FUJIFILM INDONESIA, PT. | GN19100120 | EKA HOSPITAL BEKASI | BEKASI | JAWA BARAT | BEKASI | MAIN UNIT | CUSTOMER | 30 November 2020 | ANTONIUS SAGITA - KALIBRASI | 13 August 2021 | GATOT SURYA ADIPUTRA - TSE | 25 November 2020 | ANTONIUS SAGITA - KALIBRASI | 13 August 2021 | GATOT SURYA ADIPUTRA - TSE | ACTIVE
86840579 | FDRSM | DRYPIX SMART | IMAGING | FUJIFILM INDONESIA, PT. | GN18050006 | RSU PENGAYOMAN | JAKARTA-1 | DKI JAKARTA | JAKARTA TIMUR | MAIN UNIT | CUSTOMER | - |  | 7 January 2021 | MOHAMAD SUKARJO - TSE CP | - |  | 7 January 2021 | MOHAMAD SUKARJO - TSE CP | ACTIVE
86840580 | FDSMP | DRYPIX SMART BOOKBIL | IMAGING | FUJIFILM INDONESIA, PT. | GN00004597 | BKPM SEMARANG | SEMARANG | JAWA TENGAH | SEMARANG | MAIN UNIT | CUSTOMER | - |  | 31 May 2019 |  | - |  | - |  | ACTIVE
86840584 | FDRSM | DRYPIX SMART | IMAGING | FUJIFILM INDONESIA, PT. | GN00001611 | LAB GATOT SUBROTO BATAM | BATAM | KEPULAUAN RIAU | BATAM | MAIN UNIT | CUSTOMER | - |  | 17 July 2019 |  | - |  | - |  | ACTIVE
86840586 | FDSMP | DRYPIX SMART BOOKBIL | IMAGING | FUJIFILM INDONESIA, PT. | GN00008407 | RSUD SUMBERGLAGAH MOJOKERTO | SURABAYA-1 | JAWA TIMUR | MOJOKERTO | MAIN UNIT | EMP | - |  | 1 June 2023 |  | - |  | 21 August 2025 | SAHID DERMAWAN - SPV TSE BARAT | ACTIVE
86840588 | FDSMP | DRYPIX SMART BOOKBIL | IMAGING | FUJIFILM INDONESIA, PT. | GN00002986 | RDC PUSAT - RAWAGELAM | PUSAT | DKI JAKARTA | JAKARTA TIMUR | MAIN UNIT | EMP | - |  | 31 December 2018 |  | - |  | - |  | ACTIVE
86840589 | FDSMP | DRYPIX SMART BOOKBIL | IMAGING | FUJIFILM INDONESIA, PT. | GN00002986 | RDC PUSAT - RAWAGELAM | PUSAT | DKI JAKARTA | JAKARTA TIMUR | MAIN UNIT | EMP | - |  | 31 December 2018 |  | - |  | - |  | ACTIVE
86840590 | FDSMP | DRYPIX SMART BOOKBIL | IMAGING | FUJIFILM INDONESIA, PT. | GN00002986 | RDC PUSAT - RAWAGELAM | PUSAT | DKI JAKARTA | JAKARTA TIMUR | MAIN UNIT | EMP | - |  | 31 December 2018 |  | - |  | - |  | ACTIVE
86840591 | FDSMP | DRYPIX SMART BOOKBIL | IMAGING | FUJIFILM INDONESIA, PT. | GN00002986 | RDC PUSAT - RAWAGELAM | PUSAT | DKI JAKARTA | JAKARTA TIMUR | MAIN UNIT | EMP | - |  | 31 December 2018 |  | - |  | - |  | ACTIVE
86840593 | FDSMP | DRYPIX SMART BOOKBIL | IMAGING | FUJIFILM INDONESIA, PT. | GN00002986 | RDC PUSAT - RAWAGELAM | PUSAT | DKI JAKARTA | JAKARTA TIMUR | MAIN UNIT | EMP | - |  | 31 December 2018 |  | - |  | - |  | ACTIVE
86840595 | FDSMP | DRYPIX SMART BOOKBIL | IMAGING | FUJIFILM INDONESIA, PT. | GN00000532 | RSUD SUNAN KALIJAGA DEMAK | SEMARANG | JAWA TENGAH | DEMAK | MAIN UNIT | CUSTOMER | - |  | 11 October 2021 | ANDRIAS NUGROHO - TSE | - |  | 11 October 2021 | ANDRIAS NUGROHO - TSE | ACTIVE
86840599 | FDSMP | DRYPIX SMART BOOKBIL | IMAGING | FUJIFILM INDONESIA, PT. | GN00002986 | RDC PUSAT - RAWAGELAM | PUSAT | DKI JAKARTA | JAKARTA TIMUR | MAIN UNIT | EMP | - |  | 31 December 2018 |  | - |  | - |  | ACTIVE
86840601 | FDSMP | DRYPIX SMART BOOKBIL | IMAGING | FUJIFILM INDONESIA, PT. | GN00002986 | RDC PUSAT - RAWAGELAM | PUSAT | DKI JAKARTA | JAKARTA TIMUR | MAIN UNIT | EMP | - |  | 31 December 2018 |  | - |  | - |  | ACTIVE
86840602 | FDSMP | DRYPIX SMART BOOKBIL | IMAGING | FUJIFILM INDONESIA, PT. | GN00001001 | RS Ketergantungan Obat Jakarta (RSKO) | JAKARTA-1 | DKI JAKARTA | JAKARTA TIMUR | MAIN UNIT | CUSTOMER | 9 December 2019 | SAHID DERMAWAN - SPV TSE BARAT | 20 November 2019 |  | 9 December 2019 | SAHID DERMAWAN - SPV TSE BARAT | - |  | ACTIVE
86840606 | FDSMP | DRYPIX SMART BOOKBIL | IMAGING | FUJIFILM INDONESIA, PT. | GN00002986 | RDC PUSAT - RAWAGELAM | PUSAT | DKI JAKARTA | JAKARTA TIMUR | MAIN UNIT | EMP | - |  | 31 December 2018 |  | - |  | - |  | ACTIVE
86840607 | FDSMP | DRYPIX SMART BOOKBIL | IMAGING | FUJIFILM INDONESIA, PT. | GN00001907 | RSUD KRT SETJONEGORO WONOSOBO | YOGYAKARTA | YOGYAKARTA | YOGYAKARTA | MAIN UNIT | EMP | - |  | 28 May 2019 |  | - |  | - |  | ACTIVE
86840609 | FDSMP | DRYPIX SMART BOOKBIL | IMAGING | FUJIFILM INDONESIA, PT. | GN18050004 | RSUD IR SOEKARNO SUKOHARJO | SOLO | JAWA TENGAH | SUKOHARJO | MAIN UNIT | CUSTOMER | 30 April 2020 | TEGAR PANDU - TSE | 30 April 2020 |  | 30 April 2020 | TEGAR PANDU - TSE | - |  | ACTIVE
86840611 | FDSMP | DRYPIX SMART BOOKBIL | IMAGING | FUJIFILM INDONESIA, PT. | GN00001226 | RS Muhammadiyah Sumberrejo Bojonegoro | SURABAYA-2 | JAWA TIMUR | BOJONEGORO | MAIN UNIT | EMP | - |  | 3 January 2024 | GANDHI YANRANGGA | - |  | 7 February 2024 | ANDI ISMAIL - SPV TSE TIMUR | ACTIVE
86840612 | FDSMP | DRYPIX SMART BOOKBIL | IMAGING | FUJIFILM INDONESIA, PT. | GN00002463 | RSUD DR SOEDONO | KEDIRI | JAWA TIMUR | MADIUN | MAIN UNIT | EMP | - |  | 30 September 2020 | PHILIP LAKRISNA - TSE | - |  | 14 March 2022 | ANDI ISMAIL - SPV TSE TIMUR | ACTIVE
86840613 | FDRSM | DRYPIX SMART | IMAGING | FUJIFILM INDONESIA, PT. | GN00010580 | RSUD ASY-SYIFA' SUMABAWA BARAT | MATARAM | NUSA TENGGARA BARAT | MATARAM | MAIN UNIT | CUSTOMER | - |  | 16 July 2019 |  | - |  | - |  | ACTIVE
86840614 | FDRSM | DRYPIX SMART | IMAGING | FUJIFILM INDONESIA, PT. | GN18040001 | RS HERMINA BITUNG | TANGERANG | BANTEN | TANGERANG | MAIN UNIT | CUSTOMER | 23 September 2019 | SAHID DERMAWAN - SPV TSE BARAT | 20 September 2019 |  | 23 September 2019 | SAHID DERMAWAN - SPV TSE BARAT | - |  | ACTIVE
86840615 | FDRSM | DRYPIX SMART | IMAGING | FUJIFILM INDONESIA, PT. | GN00000841 | RSU LAMADUKELLENG SENGKANG | MAKASSAR | SULAWESI SELATAN | WAJO | MAIN UNIT | CUSTOMER | - |  | 29 July 2019 |  | - |  | - |  | ACTIVE
86840619 | FDRSM | DRYPIX SMART | IMAGING | FUJIFILM INDONESIA, PT. | GN18050004 | RSUD IR SOEKARNO SUKOHARJO | SOLO | JAWA TENGAH | SUKOHARJO | MAIN UNIT | CUSTOMER | - |  | 3 September 2019 |  | - |  | - |  | ACTIVE
86840624 | FDRSM | DRYPIX SMART | IMAGING | FUJIFILM INDONESIA, PT. | GN17070019 | RSUD WARAS WIRIS | SOLO | JAWA TENGAH | BOYOLALI | MAIN UNIT | CUSTOMER | - |  | 1 August 2019 |  | - |  | - |  | ACTIVE
86840630 | FDRSM | DRYPIX SMART | IMAGING | FUJIFILM INDONESIA, PT. | GN00002986 | RDC PUSAT - RAWAGELAM | PUSAT | DKI JAKARTA | JAKARTA TIMUR | MAIN UNIT | EMP | - |  | 29 April 2019 |  | - |  | - |  | ACTIVE
86840631 | FDRSM | DRYPIX SMART | IMAGING | FUJIFILM INDONESIA, PT. | GN19080002 | RB dan KLINIK RIA | BEKASI | JAWA BARAT | BEKASI | MAIN UNIT | CUSTOMER | - |  | 7 August 2019 |  | - |  | - |  | ACTIVE
86840639 | FDRSM | DRYPIX SMART | IMAGING | FUJIFILM INDONESIA, PT. | GN00011778 | RSU RACHMI DEWI | SURABAYA-2 | JAWA TIMUR | SURABAYA | MAIN UNIT | CUSTOMER | - |  | 20 August 2019 |  | - |  | - |  | ACTIVE
86840641 | FDRSM | DRYPIX SMART | IMAGING | FUJIFILM INDONESIA, PT. | GN00002661 | LAB MEDICO LABORA | PURWOKERTO | JAWA TENGAH | PURWOKERTO | MAIN UNIT | CUSTOMER | - |  | 20 August 2019 |  | - |  | - |  | ACTIVE
86840643 | FDRSM | DRYPIX SMART | IMAGING | FUJIFILM INDONESIA, PT. | GN00001696 | LAB SARANA MEDIKA, MADIUN | KEDIRI | JAWA TIMUR | MADIUN | MAIN UNIT | CUSTOMER | - |  | 12 September 2019 |  | - |  | - |  | ACTIVE
86840644 | FDRSM | DRYPIX SMART | IMAGING | FUJIFILM INDONESIA, PT. | GN17020002 | RSIA SEPATAN | TANGERANG | DKI JAKARTA | TANGERANG | MAIN UNIT | CUSTOMER | 14 April 2020 | ARBIANSYAH - TSE | 14 April 2020 |  | 14 April 2020 | ARBIANSYAH - TSE | - |  | ACTIVE
86840645 | FDSMP | DRYPIX SMART BOOKBIL | IMAGING | FUJIFILM INDONESIA, PT. | GN00002986 | RDC PUSAT - RAWAGELAM | PUSAT | DKI JAKARTA | JAKARTA TIMUR | MAIN UNIT | EMP | - |  | 9 November 2018 |  | - |  | - |  | ACTIVE
86840647 | FDRSM | DRYPIX SMART | IMAGING | FUJIFILM INDONESIA, PT. | GN00012154 | LABKES KOTA MAGELANG | YOGYAKARTA | YOGYAKARTA | YOGYAKARTA | MAIN UNIT | CUSTOMER | - |  | 26 June 2019 |  | - |  | - |  | ACTIVE
86840652 | FDRSM | DRYPIX SMART | IMAGING | FUJIFILM INDONESIA, PT. | GN00002092 | RS PUSAT PERTAMINA | JAKARTA-2 | DKI JAKARTA | JAKARTA SELATAN | MAIN UNIT | CUSTOMER | - |  | 27 May 2021 | IBNUL AZIZ - TSE | - |  | 27 May 2021 | IBNUL AZIZ - TSE | ACTIVE
86840654 | FDRSM | DRYPIX SMART | IMAGING | FUJIFILM INDONESIA, PT. | GN00009724 | RS. PERMATA JONGGOL | BOGOR | JAWA BARAT | BOGOR | MAIN UNIT | CUSTOMER | 17 October 2019 | GATOT SURYA ADIPUTRA - TSE | 17 October 2019 |  | 17 October 2019 | GATOT SURYA ADIPUTRA - TSE | - |  | ACTIVE
86840655 | FDRSM | DRYPIX SMART | IMAGING | FUJIFILM INDONESIA, PT. | GN00007950 | PUSKESMAS BAMBANG LIPURO | YOGYAKARTA | YOGYAKARTA | YOGYAKARTA | MAIN UNIT | CUSTOMER | - |  | 29 April 2019 |  | - |  | - |  | ACTIVE
86840656 | FDRSM | DRYPIX SMART | IMAGING | FUJIFILM INDONESIA, PT. | GN00011464 | RS FIKRI MEDIKA | BEKASI | JAWA BARAT | KARAWANG | MAIN UNIT | CUSTOMER | 27 November 2019 | GATOT SURYA ADIPUTRA - TSE | 27 November 2019 |  | 27 November 2019 | GATOT SURYA ADIPUTRA - TSE | - |  | ACTIVE
86840658 | FDRSM | DRYPIX SMART | IMAGING | FUJIFILM INDONESIA, PT. | GN00000582 | SARANA MEDIKA (SEMARANG) | SEMARANG | JAWA TENGAH | SEMARANG | MAIN UNIT | CUSTOMER | 6 January 2020 | ANDRIAS NUGROHO - TSE | 6 January 2020 |  | 6 January 2020 | ANDRIAS NUGROHO - TSE | - |  | ACTIVE
86840662 | FDRSM | DRYPIX SMART | IMAGING | FUJIFILM INDONESIA, PT. | GN00008632 | RSIA CAHAYA BUNDA | CIREBON | JAWA BARAT | CIREBON | MAIN UNIT | CUSTOMER | - |  | 30 December 2019 |  | - |  | - |  | ACTIVE
86840666 | FDRSM | DRYPIX SMART | IMAGING | FUJIFILM INDONESIA, PT. | GN00011833 | RSK BEDAH MEDIMAS | CIREBON | JAWA BARAT | CIREBON | MAIN UNIT | CUSTOMER | - |  | 30 December 2019 |  | - |  | - |  | ACTIVE
86840674 | FDRSM | DRYPIX SMART | IMAGING | FUJIFILM INDONESIA, PT. | GN00002986 | RDC PUSAT - RAWAGELAM | PUSAT | DKI JAKARTA | JAKARTA TIMUR | MAIN UNIT | EMP | - |  | 29 April 2019 |  | - |  | - |  | ACTIVE
86840675 | FDSMP | DRYPIX SMART BOOKBIL | IMAGING | FUJIFILM INDONESIA, PT. | GN00002986 | RDC PUSAT - RAWAGELAM | PUSAT | DKI JAKARTA | JAKARTA TIMUR | MAIN UNIT | EMP | - |  | 3 December 2018 |  | - |  | - |  | ACTIVE
86840676 | FDRSM | DRYPIX SMART | IMAGING | FUJIFILM INDONESIA, PT. | GN19030033 | RS MITRA KELUARGA PRATAMA JATI ASIH | BEKASI | JAWA BARAT | BEKASI | MAIN UNIT | CUSTOMER | - |  | 6 May 2019 |  | - |  | - |  | ACTIVE
86840681 | FDRSM | DRYPIX SMART | IMAGING | FUJIFILM INDONESIA, PT. | GN19110018 | LAB KESEHATAN PRIMA CITRA HUSADA CITO | PURWOKERTO | JAWA TENGAH | PURWOKERTO | MAIN UNIT | CUSTOMER | - |  | 29 April 2019 |  | - |  | - |  | ACTIVE
86840689 | FDSMP | DRYPIX SMART BOOKBIL | IMAGING | FUJIFILM INDONESIA, PT. | GN00002986 | RDC PUSAT - RAWAGELAM | PUSAT | DKI JAKARTA | JAKARTA TIMUR | MAIN UNIT | EMP | - |  | 3 December 2018 |  | - |  | - |  | ACTIVE
86840692 | FDSMP | DRYPIX SMART BOOKBIL | IMAGING | FUJIFILM INDONESIA, PT. | GN00002986 | RDC PUSAT - RAWAGELAM | PUSAT | DKI JAKARTA | JAKARTA TIMUR | MAIN UNIT | EMP | - |  | 3 December 2018 |  | - |  | - |  | ACTIVE
86840694 | FDSMP | DRYPIX SMART BOOKBIL | IMAGING | FUJIFILM INDONESIA, PT. | GN00002986 | RDC PUSAT - RAWAGELAM | PUSAT | DKI JAKARTA | JAKARTA TIMUR | MAIN UNIT | EMP | - |  | 3 December 2018 |  | - |  | - |  | ACTIVE
86840698 | FDRSM | DRYPIX SMART | IMAGING | FUJIFILM INDONESIA, PT. | GN00002133 | LAB LANOSTIK, PROBOLINGGO | MALANG | JAWA TIMUR | MALANG | MAIN UNIT | CUSTOMER | 21 November 2019 | YUNAN ARIMUNTIAN - TSE | 21 November 2019 |  | 21 November 2019 | YUNAN ARIMUNTIAN - TSE | - |  | ACTIVE
86840699 | FDRSM | DRYPIX SMART | IMAGING | FUJIFILM INDONESIA, PT. | GN00000228 | RSUD DR ADNAAN WD | PADANG | SUMATERA BARAT | PAYAKUMBUH | MAIN UNIT | CUSTOMER | - |  | 22 July 2019 |  | - |  | - |  | ACTIVE
86840700 | FDRSM | DRYPIX SMART | IMAGING | FUJIFILM INDONESIA, PT. | GN00002629 | RSUP DR M DJAMIL | PADANG | SUMATERA BARAT | PADANG | MAIN UNIT | EMP | 29 April 2019 | System Auto | 29 April 2019 |  | 29 April 2019 | System Auto | - |  | ACTIVE
86840701 | FDRSM | DRYPIX SMART | IMAGING | FUJIFILM INDONESIA, PT. | GN00000757 | RS WOODWARD | PALU | SULAWESI TENGAH | PALU | MAIN UNIT | CUSTOMER | - |  | 29 April 2019 |  | - |  | - |  | ACTIVE
86840706 | FDSMP | DRYPIX SMART BOOKBIL | IMAGING | FUJIFILM INDONESIA, PT. | GN21040017 | Klinik Salsa - Martadinata ( Kuningan ) | CIREBON | JAWA BARAT | CIREBON | MAIN UNIT | CUSTOMER | - |  | 13 July 2021 | ARBIANSYAH - TSE | - |  | 13 July 2021 | ARBIANSYAH - TSE | ACTIVE
86840708 | FDSMP | DRYPIX SMART BOOKBIL | IMAGING | FUJIFILM INDONESIA, PT. | GN00000530 | RSUD RAA SOEWONDO PATI | SEMARANG | JAWA TENGAH | PATI | MAIN UNIT | CUSTOMER | 23 October 2019 | ANDRIAS NUGROHO - TSE | 23 October 2019 |  | 23 October 2019 | ANDRIAS NUGROHO - TSE | - |  | ACTIVE
86840712 | FDSMP | DRYPIX SMART BOOKBIL | IMAGING | FUJIFILM INDONESIA, PT. | GN00001508 | RSI LUMAJANG | JEMBER | JAWA TIMUR | LUMAJANG | MAIN UNIT | CUSTOMER | - |  | 27 May 2021 | AHMAD FATKHUDIN - TSE | - |  | 27 May 2021 | AHMAD FATKHUDIN - TSE | ACTIVE
86870684 | EKFCS | PROFECT CS E-CATALOGUE | IMAGING | FUJIFILM INDONESIA, PT. | GN00008625 | RS UDAYANA | DENPASAR | BALI | DENPASAR | MAIN UNIT | CUSTOMER | 22 October 2020 | ANTONIUS SAGITA - KALIBRASI | 13 October 2020 | I KADEK - TSE | 12 October 2020 | ANTONIUS SAGITA - KALIBRASI | 22 October 2020 | ANTONIUS SAGITA - KALIBRASI | ACTIVE
86870699 | EKFCS | PROFECT CS E-CATALOGUE | IMAGING | FUJIFILM INDONESIA, PT. | GN00000159 | RS JIWA JAMBI | JAMBI | JAMBI | JAMBI | MAIN UNIT | CUSTOMER | 10 February 2020 | ANTONIUS SAGITA - KALIBRASI | - |  | 10 February 2020 | ANTONIUS SAGITA - KALIBRASI | 15 June 2020 | SENDRA WIJAYA - IT | ACTIVE
8687684 | EKFCS | PROFECT CS E-CATALOGUE | IMAGING | FUJIFILM INDONESIA, PT. | GN00002986 | RDC PUSAT - RAWAGELAM | PUSAT | DKI JAKARTA | JAKARTA TIMUR | MAIN UNIT | EMP | 10 February 2020 | ANTONIUS SAGITA - KALIBRASI | - |  | 10 February 2020 | ANTONIUS SAGITA - KALIBRASI | - |  | ACTIVE
8693714 | FEFDR | FDR D-EVO II | IMAGING | FUJIFILM INDONESIA, PT. | GN00002986 | RDC PUSAT - RAWAGELAM | PUSAT | DKI JAKARTA | JAKARTA TIMUR | MAIN UNIT | EMP | - |  | 1 January 1900 |  | - |  | - |  | ACTIVE
86937914 | FCA11 | CONSOLE ADVANCE A12 V11 | IMAGING | FUJIFILM INDONESIA, PT. | GN00002986 | RDC PUSAT - RAWAGELAM | PUSAT | DKI JAKARTA | JAKARTA TIMUR | MAIN UNIT | EMP | 21 April 2022 | ANTONIUS SAGITA - KALIBRASI | - |  | 17 January 2022 | ANTONIUS SAGITA - KALIBRASI | - |  | ACTIVE
86937925 | FEFDR | FDR D-EVO II | IMAGING | FUJIFILM INDONESIA, PT. | GN00001473 | RUMAH SAKIT JIWA DAERAH SURAKARTA ( RSJ - SOERAKARTA ) | SOLO | JAWA TENGAH | SURAKARTA | MAIN UNIT | CUSTOMER | - |  | 26 March 2019 |  | - |  | - |  | ACTIVE
86937954 | FEFDR | FDR D-EVO II | IMAGING | FUJIFILM INDONESIA, PT. | GN00002986 | RDC PUSAT - RAWAGELAM | PUSAT | DKI JAKARTA | JAKARTA TIMUR | MAIN UNIT | EMP | - |  | 28 June 2019 |  | - |  | - |  | ACTIVE
86937992 | FCONA | CONSOLE ADVANCE | IMAGING | FUJIFILM INDONESIA, PT. | GN00002986 | RDC PUSAT - RAWAGELAM | PUSAT | DKI JAKARTA | JAKARTA TIMUR | ACCESSORIES | EMP | - |  | 2 August 2019 |  | - |  | - |  | ACTIVE
86937993 | FCONA | CONSOLE ADVANCE | IMAGING | FUJIFILM INDONESIA, PT. | GN00009169 | RSU ABUNAWAS KENDARI | MAKASSAR | SULAWESI SELATAN | KENDARI | MAIN UNIT | CUSTOMER | 22 October 2019 | AHMAD FATKHUDIN - TSE | 22 October 2019 |  | 22 October 2019 | AHMAD FATKHUDIN - TSE | - |  | ACTIVE
86937994 | FCONA | CONSOLE ADVANCE | IMAGING | FUJIFILM INDONESIA, PT. | GN00002986 | RDC PUSAT - RAWAGELAM | PUSAT | DKI JAKARTA | JAKARTA TIMUR | ACCESSORIES | EMP | - |  | 2 August 2019 |  | - |  | - |  | ACTIVE
86937995 | FCONA | CONSOLE ADVANCE | IMAGING | FUJIFILM INDONESIA, PT. | GN00009169 | RSU ABUNAWAS KENDARI | MAKASSAR | SULAWESI SELATAN | KENDARI | MAIN UNIT | CUSTOMER | 22 October 2019 | AHMAD FATKHUDIN - TSE | 22 October 2019 |  | 22 October 2019 | AHMAD FATKHUDIN - TSE | - |  | ACTIVE
86970705 | EKFCS | PROFECT CS E-CATALOGUE | IMAGING | FUJIFILM INDONESIA, PT. | GN00003801 | RSU DR H SOEWONDO KENDAL | SEMARANG | JAWA TENGAH | SEMARANG | MAIN UNIT | CUSTOMER | 25 October 2019 | ANTONIUS SAGITA - KALIBRASI | 15 January 2021 | MUNADI - TSE | 25 October 2019 | ANTONIUS SAGITA - KALIBRASI | 15 January 2021 | MUNADI - TSE | ACTIVE
86970707 | EKFCS | PROFECT CS E-CATALOGUE | IMAGING | FUJIFILM INDONESIA, PT. | GN19080004 | RSUD Bumi Panua | MANADO | GORONTALO | GORONTALO | MAIN UNIT | CUSTOMER | 4 October 2019 | ANTONIUS SAGITA - KALIBRASI | 24 July 2020 | MIKKI FAHRIZI - TSE | 4 October 2019 | ANTONIUS SAGITA - KALIBRASI | 24 July 2020 | MIKKI FAHRIZI - TSE | ACTIVE
87/X/10 | TE004 | INCUBATOR TSN910SCC | IMAGING | TESENA INOVINDO, PT | GN00001166 | RSUD.45 KUNINGAN | CIREBON | JAWA BARAT | KUNINGAN | MAIN UNIT | CUSTOMER | 31 December 2014 | SUKMA WIJAYA - TSE | 1 January 1900 |  | 31 December 2014 | SUKMA WIJAYA - TSE | - |  | ACTIVE
87/XII/13 | 807IW |  |  |  | GN00000180 | RSU DUMAI | PEKAN BARU | RIAU | DUMAI | MAIN UNIT | CUSTOMER | 1 February 1990 | MULKAN | 30 December 2013 |  | 1 February 1990 | MULKAN | - |  | INACTIVE
87020112 | FS170 | SPIROANALYZER ST-170 | IMAGING | FUKUDA SANGYO CO.,LTD. | GN00002986 | RDC PUSAT - RAWAGELAM | PUSAT | DKI JAKARTA | JAKARTA TIMUR | MAIN UNIT | EMP | 21 April 2022 | ANTONIUS SAGITA - KALIBRASI | - |  | 11 March 2022 | ANTONIUS SAGITA - KALIBRASI | - |  | ACTIVE
87020113 | FS170 | SPIROANALYZER ST-170 | IMAGING | FUKUDA SANGYO CO.,LTD. | GN00002986 | RDC PUSAT - RAWAGELAM | PUSAT | DKI JAKARTA | JAKARTA TIMUR | MAIN UNIT | EMP | 21 April 2022 | ANTONIUS SAGITA - KALIBRASI | - |  | 11 March 2022 | ANTONIUS SAGITA - KALIBRASI | - |  | ACTIVE
87020114 | FS170 | SPIROANALYZER ST-170 | IMAGING | FUKUDA SANGYO CO.,LTD. | GN22050007 | LAB KIMIA FARMA KARAWANG | BEKASI | JAWA BARAT | BEKASI | MAIN UNIT | CUSTOMER | 21 April 2022 | ANTONIUS SAGITA - KALIBRASI | 4 October 2022 | GATOT SURYA ADIPUTRA - TSE | 11 March 2022 | ANTONIUS SAGITA - KALIBRASI | 4 October 2022 | GATOT SURYA ADIPUTRA - TSE | ACTIVE
87020115 | FS170 | SPIROANALYZER ST-170 | IMAGING | FUKUDA SANGYO CO.,LTD. | GN00002648 | LAB CITO PURWOKERTO | PURWOKERTO | JAWA TENGAH | PURWOKERTO | MAIN UNIT | CUSTOMER | 21 April 2022 | ANTONIUS SAGITA - KALIBRASI | 20 July 2022 | RIDWAN - TSE | 11 March 2022 | ANTONIUS SAGITA - KALIBRASI | 20 July 2022 | RIDWAN - TSE | ACTIVE
87020116 | FS170 | SPIROANALYZER ST-170 | IMAGING | FUKUDA SANGYO CO.,LTD. | GN00002986 | RDC PUSAT - RAWAGELAM | PUSAT | DKI JAKARTA | JAKARTA TIMUR | MAIN UNIT | EMP | 21 April 2022 | ANTONIUS SAGITA - KALIBRASI | - |  | 14 March 2022 | ANTONIUS SAGITA - KALIBRASI | - |  | ACTIVE
87020117 | FS170 | SPIROANALYZER ST-170 | IMAGING | FUKUDA SANGYO CO.,LTD. | GN00002986 | RDC PUSAT - RAWAGELAM | PUSAT | DKI JAKARTA | JAKARTA TIMUR | MAIN UNIT | EMP | 21 April 2022 | ANTONIUS SAGITA - KALIBRASI | - |  | 14 March 2022 | ANTONIUS SAGITA - KALIBRASI | - |  | ACTIVE
87020118 | FS170 | SPIROANALYZER ST-170 | IMAGING | FUKUDA SANGYO CO.,LTD. | GN00001978 | LAB CITO BOGOR | BOGOR | JAWA BARAT | BOGOR | MAIN UNIT | CUSTOMER | 21 April 2022 | ANTONIUS SAGITA - KALIBRASI | 30 July 2022 | IBNUL AZIZ - TSE | 14 March 2022 | ANTONIUS SAGITA - KALIBRASI | 30 July 2022 | IBNUL AZIZ - TSE | ACTIVE
87020119 | FS170 | SPIROANALYZER ST-170 | IMAGING | FUKUDA SANGYO CO.,LTD. | GN00001877 | LAB CITO YOGYAKARTA ATMO | YOGYAKARTA | YOGYAKARTA | YOGYAKARTA | MAIN UNIT | CUSTOMER | 21 April 2022 | ANTONIUS SAGITA - KALIBRASI | 14 August 2022 | RIDWAN - TSE | 14 March 2022 | ANTONIUS SAGITA - KALIBRASI | 14 August 2022 | RIDWAN - TSE | ACTIVE
87020125 | FS170 | SPIROANALYZER ST-170 | IMAGING | FUKUDA SANGYO CO.,LTD. | GN00002672 | LAB KLINIK CITO | SOLO | JAWA TENGAH | SURAKARTA | MAIN UNIT | CUSTOMER | - |  | 30 August 2022 | TEGAR PANDU - TSE | 18 April 2022 | ARIEF SETIAWAN - TSE CP | 30 August 2022 | TEGAR PANDU - TSE | ACTIVE
87020126 | FS170 | SPIROANALYZER ST-170 | IMAGING | FUKUDA SANGYO CO.,LTD. | GN00002045 | LAB CITO FATMAWATI | JAKARTA-2 | DKI JAKARTA | JAKARTA SELATAN | MAIN UNIT | CUSTOMER | - |  | 30 July 2022 | IBNUL AZIZ - TSE | 18 April 2022 | ARIEF SETIAWAN - TSE CP | 30 July 2022 | IBNUL AZIZ - TSE | ACTIVE
87020127 | FS170 | SPIROANALYZER ST-170 | IMAGING | FUKUDA SANGYO CO.,LTD. | GN00002986 | RDC PUSAT - RAWAGELAM | PUSAT | DKI JAKARTA | JAKARTA TIMUR | MAIN UNIT | EMP | - |  | - |  | 18 April 2022 | ARIEF SETIAWAN - TSE CP | - |  | ACTIVE
87020128 | FS170 | SPIROANALYZER ST-170 | IMAGING | FUKUDA SANGYO CO.,LTD. | GN19100071 | RS Hj. BUNDA HALIMAH | BATAM | KEPULAUAN RIAU | BATAM | MAIN UNIT | CUSTOMER | - |  | 15 June 2022 | RUDI SETIAWAN - TSE | 18 April 2022 | ARIEF SETIAWAN - TSE CP | 15 June 2022 | RUDI SETIAWAN - TSE | ACTIVE
87020129 | FS170 | SPIROANALYZER ST-170 | IMAGING | FUKUDA SANGYO CO.,LTD. | GN22050010 | LAB OSMARO BATAM | BATAM | KEPULAUAN RIAU | BATAM | MAIN UNIT | CUSTOMER | - |  | 15 June 2022 | RUDI SETIAWAN - TSE | 18 April 2022 | ARIEF SETIAWAN - TSE CP | 15 June 2022 | RUDI SETIAWAN - TSE | ACTIVE
87020130 | FS170 | SPIROANALYZER ST-170 | IMAGING | FUKUDA SANGYO CO.,LTD. | GN22060020 | RSI FATIMAH - CILACAP | PURWOKERTO | JAWA TENGAH | PURWOKERTO | MAIN UNIT | CUSTOMER | - |  | 13 June 2022 | RIDWAN - TSE | 18 April 2022 | ARIEF SETIAWAN - TSE CP | 13 June 2022 | RIDWAN - TSE | ACTIVE
87020131 | FS170 | SPIROANALYZER ST-170 | IMAGING | FUKUDA SANGYO CO.,LTD. | GN00002986 | RDC PUSAT - RAWAGELAM | PUSAT | DKI JAKARTA | JAKARTA TIMUR | MAIN UNIT | EMP | - |  | - |  | 18 April 2022 | ARIEF SETIAWAN - TSE CP | - |  | ACTIVE
87038192 | FCP12 | PRIMA CONSOLE CL A12 | IMAGING | FUJIFILM INDONESIA, PT. | GN00003340 | RSUD PROF.DR. SOEKANDAR MOJOSARI | SURABAYA-2 | JAWA TIMUR | MOJOKERTO | MAIN UNIT | CUSTOMER | 6 November 2019 | GANDHI YANRANGGA | 6 November 2019 |  | 6 November 2019 | GANDHI YANRANGGA | - |  | ACTIVE
87038193 | FCP12 | PRIMA CONSOLE CL A12 | IMAGING | FUJIFILM INDONESIA, PT. | GN00003340 | RSUD PROF.DR. SOEKANDAR MOJOSARI | SURABAYA-2 | JAWA TIMUR | MOJOKERTO | MAIN UNIT | CUSTOMER | 6 November 2019 | GANDHI YANRANGGA | 6 November 2019 |  | 6 November 2019 | GANDHI YANRANGGA | - |  | ACTIVE
87038194 | FCP12 | PRIMA CONSOLE CL A12 | IMAGING | FUJIFILM INDONESIA, PT. | GN00001069 | RSUD LEUWILIANG | BOGOR | JAWA BARAT | BOGOR | ACCESSORIES | CUSTOMER | - |  | 29 April 2021 | IBNUL AZIZ - TSE | - |  | 29 April 2021 | IBNUL AZIZ - TSE | ACTIVE
87038202 | FCONA | CONSOLE ADVANCE | IMAGING | FUJIFILM INDONESIA, PT. | GN00001072 | RSUD DR MARJUKI MAHDI ( RSUD KOTA BOGOR ) | BOGOR | JAWA BARAT | BOGOR | MAIN UNIT | CUSTOMER | - |  | 28 February 2020 |  | - |  | - |  | ACTIVE
87038203 | FCONA | CONSOLE ADVANCE | IMAGING | FUJIFILM INDONESIA, PT. | GN00001072 | RSUD DR MARJUKI MAHDI ( RSUD KOTA BOGOR ) | BOGOR | JAWA BARAT | BOGOR | MAIN UNIT | CUSTOMER | - |  | 28 February 2020 |  | - |  | - |  | ACTIVE
87038212 | FCONA | CONSOLE ADVANCE | IMAGING | FUJIFILM INDONESIA, PT. | GN00001472 | RS Orthopedi Prof Dr R Soeharso - ahmad yani | SOLO | JAWA TENGAH | SURAKARTA | MAIN UNIT | CUSTOMER | - |  | 20 May 2019 |  | - |  | - |  | ACTIVE
87038213 | FCONA | CONSOLE ADVANCE | IMAGING | FUJIFILM INDONESIA, PT. | GN00001472 | RS Orthopedi Prof Dr R Soeharso - ahmad yani | SOLO | JAWA TENGAH | SURAKARTA | MAIN UNIT | CUSTOMER | - |  | 20 May 2019 |  | - |  | - |  | ACTIVE
87038214 | EKFTM | PRIMA TM E-CATALOGUE | IMAGING | FUJIFILM INDONESIA, PT. | GN18050004 | RSUD IR SOEKARNO SUKOHARJO | SOLO | JAWA TENGAH | SUKOHARJO | ACCESSORIES | CUSTOMER | - |  | 3 September 2019 |  | - |  | - |  | ACTIVE
87038215 | EKFTM | PRIMA TM E-CATALOGUE | IMAGING | FUJIFILM INDONESIA, PT. | GN18050004 | RSUD IR SOEKARNO SUKOHARJO | SOLO | JAWA TENGAH | SUKOHARJO | ACCESSORIES | CUSTOMER | - |  | 3 September 2019 |  | - |  | - |  | ACTIVE
87038216 | EKFTM | PRIMA TM E-CATALOGUE | IMAGING | FUJIFILM INDONESIA, PT. | GN00000841 | RSU LAMADUKELLENG SENGKANG | MAKASSAR | SULAWESI SELATAN | WAJO | ACCESSORIES | CUSTOMER | - |  | 29 July 2019 |  | - |  | - |  | ACTIVE
87038217 | EKFTM | PRIMA TM E-CATALOGUE | IMAGING | FUJIFILM INDONESIA, PT. | GN00000841 | RSU LAMADUKELLENG SENGKANG | MAKASSAR | SULAWESI SELATAN | WAJO | ACCESSORIES | CUSTOMER | - |  | 29 July 2019 |  | - |  | - |  | ACTIVE
87038218 | EKFTM | PRIMA TM E-CATALOGUE | IMAGING | FUJIFILM INDONESIA, PT. | GN00002986 | RDC PUSAT - RAWAGELAM | PUSAT | DKI JAKARTA | JAKARTA TIMUR | ACCESSORIES | EMP | - |  | 9 May 2019 |  | - |  | - |  | ACTIVE
87038219 | EKFTM | PRIMA TM E-CATALOGUE | IMAGING | FUJIFILM INDONESIA, PT. | GN00002986 | RDC PUSAT - RAWAGELAM | PUSAT | DKI JAKARTA | JAKARTA TIMUR | ACCESSORIES | EMP | - |  | 9 May 2019 |  | - |  | - |  | ACTIVE
87038220 | FCONA | CONSOLE ADVANCE | IMAGING | FUJIFILM INDONESIA, PT. | GN00000237 | RSUD SAWAH LUNTO | PADANG | SUMATERA BARAT | SAWAHLUNTO | MAIN UNIT | CUSTOMER | 16 September 2019 | ABDI PUTRA - TSE | 16 September 2019 |  | 16 September 2019 | ABDI PUTRA - TSE | - |  | ACTIVE
87038221 | FCONA | CONSOLE ADVANCE | IMAGING | FUJIFILM INDONESIA, PT. | GN00000237 | RSUD SAWAH LUNTO | PADANG | SUMATERA BARAT | SAWAHLUNTO | MAIN UNIT | CUSTOMER | 16 September 2019 | ABDI PUTRA - TSE | 16 September 2019 |  | 16 September 2019 | ABDI PUTRA - TSE | - |  | ACTIVE
87038222 | FCONA | CONSOLE ADVANCE | IMAGING | FUJIFILM INDONESIA, PT. | GN19090026 | RSUD Sulthan Syarif Al Idrus | PONTIANAK | KALIMANTAN BARAT | PONTIANAK | MAIN UNIT | CUSTOMER | 1 October 2019 | SAHID DERMAWAN - SPV TSE BARAT | 25 September 2019 |  | 1 October 2019 | SAHID DERMAWAN - SPV TSE BARAT | - |  | ACTIVE
87038223 | FCONA | CONSOLE ADVANCE | IMAGING | FUJIFILM INDONESIA, PT. | GN19090026 | RSUD Sulthan Syarif Al Idrus | PONTIANAK | KALIMANTAN BARAT | PONTIANAK | MAIN UNIT | CUSTOMER | 1 October 2019 | SAHID DERMAWAN - SPV TSE BARAT | 25 September 2019 |  | 1 October 2019 | SAHID DERMAWAN - SPV TSE BARAT | - |  | ACTIVE
87038224 | FCONA | CONSOLE ADVANCE | IMAGING | FUJIFILM INDONESIA, PT. | GN00006922 | RSU PERDAGANGAN | PEMATANG SIANTAR | SUMATERA UTARA | PEMATANG SIANTAR | MAIN UNIT | CUSTOMER | 29 October 2019 | BARITA P-SIMAMORA - TSE | 29 October 2019 |  | 29 October 2019 | BARITA P-SIMAMORA - TSE | - |  | ACTIVE
87038225 | FCONA | CONSOLE ADVANCE | IMAGING | FUJIFILM INDONESIA, PT. | GN00006922 | RSU PERDAGANGAN | PEMATANG SIANTAR | SUMATERA UTARA | PEMATANG SIANTAR | MAIN UNIT | CUSTOMER | 29 October 2019 | BARITA P-SIMAMORA - TSE | 29 October 2019 |  | 29 October 2019 | BARITA P-SIMAMORA - TSE | - |  | ACTIVE
87038226 | FCONA | CONSOLE ADVANCE | IMAGING | FUJIFILM INDONESIA, PT. | GN00007950 | PUSKESMAS BAMBANG LIPURO | YOGYAKARTA | YOGYAKARTA | YOGYAKARTA | MAIN UNIT | CUSTOMER | 5 November 2019 | ANDI ISMAIL - SPV TSE TIMUR | 5 November 2019 |  | 5 November 2019 | ANDI ISMAIL - SPV TSE TIMUR | 25 January 2025 | ANDI ISMAIL - SPV TSE TIMUR | ACTIVE
87038227 | FCONA | CONSOLE ADVANCE | IMAGING | FUJIFILM INDONESIA, PT. | GN00007950 | PUSKESMAS BAMBANG LIPURO | YOGYAKARTA | YOGYAKARTA | YOGYAKARTA | MAIN UNIT | CUSTOMER | 5 November 2019 | ANDI ISMAIL - SPV TSE TIMUR | 5 November 2019 |  | 5 November 2019 | ANDI ISMAIL - SPV TSE TIMUR | 25 January 2025 | ANDI ISMAIL - SPV TSE TIMUR | ACTIVE
87038228 | FCONA | CONSOLE ADVANCE | IMAGING | FUJIFILM INDONESIA, PT. | GN00001472 | RS Orthopedi Prof Dr R Soeharso - ahmad yani | SOLO | JAWA TENGAH | SURAKARTA | MAIN UNIT | CUSTOMER | - |  | 20 November 2020 | DIAN FEBRIYANA - TSE | - |  | 20 November 2020 | DIAN FEBRIYANA - TSE | ACTIVE
87038229 | FCONA | CONSOLE ADVANCE | IMAGING | FUJIFILM INDONESIA, PT. | GN00001472 | RS Orthopedi Prof Dr R Soeharso - ahmad yani | SOLO | JAWA TENGAH | SURAKARTA | MAIN UNIT | CUSTOMER | - |  | 20 May 2019 |  | - |  | - |  | ACTIVE
87039193 | FCP12 | PRIMA CONSOLE CL A12 | IMAGING | FUJIFILM INDONESIA, PT. | GN00002986 | RDC PUSAT - RAWAGELAM | PUSAT | DKI JAKARTA | JAKARTA TIMUR | ACCESSORIES | EMP | - |  | 13 May 2019 |  | - |  | - |  | ACTIVE
87040132 | FS170 | SPIROANALYZER ST-170 | IMAGING | FUKUDA SANGYO CO.,LTD. | GN00000187 | RSAB ERIA BUNDA | PEKAN BARU | RIAU | PEKANBARU | MAIN UNIT | CUSTOMER | - |  | 25 June 2022 | RUDI SETIAWAN - TSE | 30 May 2022 | ARIEF SETIAWAN - TSE CP | 25 June 2022 | RUDI SETIAWAN - TSE | ACTIVE
87040133 | FS170 | SPIROANALYZER ST-170 | IMAGING | FUKUDA SANGYO CO.,LTD. | GN20020177 | DIAGNOSA LAB KLINIK KARANGAMPEL | CIREBON | JAWA BARAT | CIREBON | MAIN UNIT | CUSTOMER | - |  | 30 June 2022 | ARBIANSYAH - TSE | 30 May 2022 | ARIEF SETIAWAN - TSE CP | 30 June 2022 | ARBIANSYAH - TSE | ACTIVE
87040134 | FS170 | SPIROANALYZER ST-170 | IMAGING | FUKUDA SANGYO CO.,LTD. | GN00002939 | RS Khusus Jantung Hasna Medika | CIREBON | JAWA BARAT | INDRAMAYU | MAIN UNIT | CUSTOMER | - |  | 30 June 2022 | ARBIANSYAH - TSE | 30 May 2022 | ARIEF SETIAWAN - TSE CP | 30 June 2022 | ARBIANSYAH - TSE | ACTIVE
87040135 | FS170 | SPIROANALYZER ST-170 | IMAGING | FUKUDA SANGYO CO.,LTD. | GN20040002 | KLINIK JANTUNG HASNA MEDIKA INDRAMAYU | CIREBON | JAWA BARAT | CIREBON | MAIN UNIT | CUSTOMER | - |  | 30 June 2022 | ARBIANSYAH - TSE | 30 May 2022 | ARIEF SETIAWAN - TSE CP | 30 June 2022 | ARBIANSYAH - TSE | ACTIVE
87040136 | FS170 | SPIROANALYZER ST-170 | IMAGING | FUKUDA SANGYO CO.,LTD. | GN22040010 | RS MITRA KELUARGA - DELTAMAS | BEKASI | JAWA BARAT | BEKASI | MAIN UNIT | CUSTOMER | - |  | 11 July 2022 | GATOT SURYA ADIPUTRA - TSE | 30 May 2022 | ARIEF SETIAWAN - TSE CP | 11 July 2022 | GATOT SURYA ADIPUTRA - TSE | ACTIVE
87040137 | FS170 | SPIROANALYZER ST-170 | IMAGING | FUKUDA SANGYO CO.,LTD. | GN21030010 | Lab Kimia Farma Kendari | MAKASSAR | SULAWESI SELATAN | MAKASSAR | MAIN UNIT | CUSTOMER | - |  | 31 August 2022 | RAFLY A CHALID - TSE | 30 May 2022 | ARIEF SETIAWAN - TSE CP | 31 August 2022 | RAFLY A CHALID - TSE | ACTIVE
87040138 | FS170 | SPIROANALYZER ST-170 | IMAGING | FUKUDA SANGYO CO.,LTD. | GN00003105 | RSUD BAU-BAU | MAKASSAR | SULAWESI SELATAN | MAKASSAR | MAIN UNIT | CUSTOMER | - |  | 17 October 2022 | ASRULLAH - TSE | 30 May 2022 | ARIEF SETIAWAN - TSE CP | 17 October 2022 | ASRULLAH - TSE | ACTIVE
87040139 | FS170 | SPIROANALYZER ST-170 | IMAGING | FUKUDA SANGYO CO.,LTD. | GN21030016 | Lab Kimia Farma Ambon | MAKASSAR | SULAWESI SELATAN | MAKASSAR | MAIN UNIT | CUSTOMER | - |  | 31 August 2022 | RAFLY A CHALID - TSE | 30 May 2022 | ARIEF SETIAWAN - TSE CP | 31 August 2022 | RAFLY A CHALID - TSE | ACTIVE
87040140 | FS170 | SPIROANALYZER ST-170 | IMAGING | FUKUDA SANGYO CO.,LTD. | GN00002986 | RDC PUSAT - RAWAGELAM | PUSAT | DKI JAKARTA | JAKARTA TIMUR | MAIN UNIT | EMP | - |  | - |  | 30 May 2022 | ARIEF SETIAWAN - TSE CP | - |  | ACTIVE
87040141 | FS170 | SPIROANALYZER ST-170 | IMAGING | FUKUDA SANGYO CO.,LTD. | GN00002986 | RDC PUSAT - RAWAGELAM | PUSAT | DKI JAKARTA | JAKARTA TIMUR | MAIN UNIT | EMP | - |  | - |  | 30 May 2022 | ARIEF SETIAWAN - TSE CP | - |  | ACTIVE
87040142 | FS170 | SPIROANALYZER ST-170 | IMAGING | FUKUDA SANGYO CO.,LTD. | GN20040001 | KLINIK JANTUNG HASNA MEDIKA MAJALENGKA | CIREBON | JAWA BARAT | CIREBON | MAIN UNIT | CUSTOMER | - |  | 6 July 2022 | ARBIANSYAH - TSE | 30 May 2022 | ARIEF SETIAWAN - TSE CP | 6 July 2022 | ARBIANSYAH - TSE | ACTIVE
87040143 | FS170 | SPIROANALYZER ST-170 | IMAGING | FUKUDA SANGYO CO.,LTD. | GN00000464 | RSUD NAGAN RAYA | BANDA ACEH | ACEH | NAGAN RAYA | MAIN UNIT | CUSTOMER | - |  | 21 October 2022 | BARITA P-SIMAMORA - TSE | 3 August 2022 | ARIEF SETIAWAN - TSE CP | 21 October 2022 | BARITA P-SIMAMORA - TSE | ACTIVE
87040144 | FS170 | SPIROANALYZER ST-170 | IMAGING | FUKUDA SANGYO CO.,LTD. | GN22080001 | RS MUHAMMADIYAH SELOGIRI (PKU NAMBANGAN) | SOLO | JAWA TENGAH | SURAKARTA | MAIN UNIT | CUSTOMER | - |  | 28 July 2023 |  | 3 August 2022 | ARIEF SETIAWAN - TSE CP | 13 December 2023 | ANDI ISMAIL - SPV TSE TIMUR | ACTIVE
87040145 | FS170 | SPIROANALYZER ST-170 | IMAGING | FUKUDA SANGYO CO.,LTD. | GN00008490 | RS PKU MUHAMMADIYAH SUKOHARJO | SOLO | JAWA TENGAH | BOYOLALI | MAIN UNIT | CUSTOMER | - |  | 1 November 2022 |  | 3 August 2022 | ARIEF SETIAWAN - TSE CP | 5 December 2023 | ANDI ISMAIL - SPV TSE TIMUR | ACTIVE
87040146 | FS170 | SPIROANALYZER ST-170 | IMAGING | FUKUDA SANGYO CO.,LTD. | GN20020134 | RS KHUSUS JANTUNG HASNA MEDIKA KUNINGAN | CIREBON | JAWA BARAT | CIREBON | MAIN UNIT | CUSTOMER | - |  | 13 October 2022 | ARBIANSYAH - TSE | 3 August 2022 | ARIEF SETIAWAN - TSE CP | 13 October 2022 | ARBIANSYAH - TSE | ACTIVE
87050147 | FS170 | SPIROANALYZER ST-170 | IMAGING | FUKUDA SANGYO CO.,LTD. | GN00002986 | RDC PUSAT - RAWAGELAM | PUSAT | DKI JAKARTA | JAKARTA TIMUR | MAIN UNIT | EMP | - |  | - |  | 20 July 2022 | ARIEF SETIAWAN - TSE CP | - |  | ACTIVE
87050148 | FS170 | SPIROANALYZER ST-170 | IMAGING | FUKUDA SANGYO CO.,LTD. | GN00006543 | RSUD GAYO LUES | BANDA ACEH | ACEH | GAYO LUES | MAIN UNIT | CUSTOMER | - |  | 26 September 2022 | BARITA P-SIMAMORA - TSE | 20 July 2022 | ARIEF SETIAWAN - TSE CP | 26 September 2022 | BARITA P-SIMAMORA - TSE | ACTIVE
87050149 | FS170 | SPIROANALYZER ST-170 | IMAGING | FUKUDA SANGYO CO.,LTD. | GN00002986 | RDC PUSAT - RAWAGELAM | PUSAT | DKI JAKARTA | JAKARTA TIMUR | MAIN UNIT | EMP | - |  | - |  | 20 July 2022 | ARIEF SETIAWAN - TSE CP | - |  | ACTIVE
87050150 | FS170 | SPIROANALYZER ST-170 | IMAGING | FUKUDA SANGYO CO.,LTD. | GN00002986 | RDC PUSAT - RAWAGELAM | PUSAT | DKI JAKARTA | JAKARTA TIMUR | MAIN UNIT | EMP | - |  | - |  | 20 July 2022 | ARIEF SETIAWAN - TSE CP | - |  | ACTIVE
87050152 | FS170 | SPIROANALYZER ST-170 | IMAGING | FUKUDA SANGYO CO.,LTD. | GN22080054 | RS MITRA KELUARGA PAMULANG | DEPOK | BANTEN | DEPOK | MAIN UNIT | CUSTOMER | - |  | 6 October 2022 | IBNUL AZIZ - TSE | 5 August 2022 | ARIEF SETIAWAN - TSE CP | 6 October 2022 | IBNUL AZIZ - TSE | ACTIVE
87050153 | FS170 | SPIROANALYZER ST-170 | IMAGING | FUKUDA SANGYO CO.,LTD. | GN00001074 | RSU SEKARWANGI | BOGOR | JAWA BARAT | SUKABUMI | MAIN UNIT | CUSTOMER | - |  | 6 October 2022 | IBNUL AZIZ - TSE | 5 August 2022 | ARIEF SETIAWAN - TSE CP | 6 October 2022 | IBNUL AZIZ - TSE | ACTIVE
87050154 | FS170 | SPIROANALYZER ST-170 | IMAGING | FUKUDA SANGYO CO.,LTD. | GN00001972 | RS MITRA KELUARGA BEKASI TIMUR | BEKASI | JAWA BARAT | BEKASI | MAIN UNIT | CUSTOMER | - |  | 3 October 2022 | GATOT SURYA ADIPUTRA - TSE | 5 August 2022 | ARIEF SETIAWAN - TSE CP | 3 October 2022 | GATOT SURYA ADIPUTRA - TSE | ACTIVE
87050155 | FS170 | SPIROANALYZER ST-170 | IMAGING | FUKUDA SANGYO CO.,LTD. | GN22090001 | RS PRIMAYA BHAKTI WARA | PANGKAL PINANG | KEPULAUAN BANGKA BELITUNG | PANGKAL PINANG | MAIN UNIT | CUSTOMER | - |  | 3 October 2022 | SELAMAT SIPAHUTAR - TSE | 20 July 2022 | ARIEF SETIAWAN - TSE CP | 3 October 2022 | SELAMAT SIPAHUTAR - TSE | ACTIVE
87050156 | FS170 | SPIROANALYZER ST-170 | IMAGING | FUKUDA SANGYO CO.,LTD. | GN00000225 | RSU PURI HUSADA TEMBILAHAN | PEKAN BARU | RIAU | TEMBILAHAN | MAIN UNIT | CUSTOMER | - |  | 25 October 2022 | RUDI SETIAWAN - TSE | 20 July 2022 | ARIEF SETIAWAN - TSE CP | 25 October 2022 | RUDI SETIAWAN - TSE | ACTIVE
87050157 | FS170 | SPIROANALYZER ST-170 | IMAGING | FUKUDA SANGYO CO.,LTD. | GN00000234 | RSU DR ACHMAD MOCHTAR | PADANG | SUMATERA BARAT | BUKITTINGGI | MAIN UNIT | CUSTOMER | - |  | 30 September 2022 | ABDI PUTRA - TSE | 20 July 2022 | ARIEF SETIAWAN - TSE CP | 30 September 2022 | ABDI PUTRA - TSE | ACTIVE
87050158 | FS170 | SPIROANALYZER ST-170 | IMAGING | FUKUDA SANGYO CO.,LTD. | GN00000227 | RSUD TELUK KUANTAN | PEKAN BARU | RIAU | BANGKINANG | MAIN UNIT | CUSTOMER | - |  | 23 October 2022 | RUDI SETIAWAN - TSE | 20 July 2022 | ARIEF SETIAWAN - TSE CP | 23 October 2022 | RUDI SETIAWAN - TSE | ACTIVE
87050159 | FS170 | SPIROANALYZER ST-170 | IMAGING | FUKUDA SANGYO CO.,LTD. | GN00000227 | RSUD TELUK KUANTAN | PEKAN BARU | RIAU | BANGKINANG | MAIN UNIT | CUSTOMER | - |  | 23 October 2022 | RUDI SETIAWAN - TSE | 3 August 2022 | ARIEF SETIAWAN - TSE CP | 23 October 2022 | RUDI SETIAWAN - TSE | ACTIVE
87050160 | FS170 | SPIROANALYZER ST-170 | IMAGING | FUKUDA SANGYO CO.,LTD. | GN00002986 | RDC PUSAT - RAWAGELAM | PUSAT | DKI JAKARTA | JAKARTA TIMUR | MAIN UNIT | EMP | - |  | - |  | 3 August 2022 | ARIEF SETIAWAN - TSE CP | - |  | ACTIVE
87050161 | FS170 | SPIROANALYZER ST-170 | IMAGING | FUKUDA SANGYO CO.,LTD. | GN00001538 | RS JIWA DR. RADJIMAN WEDIODININGRAT | MALANG | JAWA TIMUR | MALANG | MAIN UNIT | CUSTOMER | - |  | 27 October 2022 | AHMAD FATKHUDIN - TSE | 3 August 2022 | ARIEF SETIAWAN - TSE CP | 27 October 2022 | AHMAD FATKHUDIN - TSE | ACTIVE
87050162 | FS170 | SPIROANALYZER ST-170 | IMAGING | FUKUDA SANGYO CO.,LTD. | GN00001351 | RS. Kristen Mojowarno | SURABAYA-1 | JAWA TIMUR | JOMBANG | MAIN UNIT | CUSTOMER | - |  | 19 October 2022 | FAJAR LESMANA - TSE | 3 August 2022 | ARIEF SETIAWAN - TSE CP | 19 October 2022 | FAJAR LESMANA - TSE | ACTIVE
87050163 | FS170 | SPIROANALYZER ST-170 | IMAGING | FUKUDA SANGYO CO.,LTD. | GN00003837 | PT PRAMITA (LAB PRAMITA) | SURABAYA-2 | JAWA TIMUR | SURABAYA | MAIN UNIT | CUSTOMER | - |  | 21 October 2022 |  | 20 July 2022 | ARIEF SETIAWAN - TSE CP | 23 January 2025 | ANDI ISMAIL - SPV TSE TIMUR | ACTIVE
87050166 | FS170 | SPIROANALYZER ST-170 | IMAGING | FUKUDA SANGYO CO.,LTD. | GN00002986 | RDC PUSAT - RAWAGELAM | PUSAT | DKI JAKARTA | JAKARTA TIMUR | MAIN UNIT | EMP | - |  | - |  | 6 October 2022 | ANTONIUS SAGITA - KALIBRASI | - |  | ACTIVE
87060167 | FS170 | SPIROANALYZER ST-170 | IMAGING | FUKUDA SANGYO CO.,LTD. | GN00006158 | RS BETHSAIDA | TANGERANG | BANTEN | TANGERANG | MAIN UNIT | CUSTOMER | - |  | 26 October 2022 | ADITIYA NOVANDRA - TSE | 6 October 2022 | ANTONIUS SAGITA - KALIBRASI | 26 October 2022 | ADITIYA NOVANDRA - TSE | ACTIVE
87060168 | FS170 | SPIROANALYZER ST-170 | IMAGING | FUKUDA SANGYO CO.,LTD. | GN18050033 | LAB. KIMIA FARMA - DEPOK | DEPOK | JAWA BARAT | DEPOK | MAIN UNIT | CUSTOMER | - |  | 6 October 2022 |  | 6 October 2022 | ANTONIUS SAGITA - KALIBRASI | 17 January 2025 | SAHID DERMAWAN - SPV TSE BARAT | ACTIVE
87060169 | FS170 | SPIROANALYZER ST-170 | IMAGING | FUKUDA SANGYO CO.,LTD. | GN00002986 | RDC PUSAT - RAWAGELAM | PUSAT | DKI JAKARTA | JAKARTA TIMUR | MAIN UNIT | EMP | - |  | - |  | 6 October 2022 | ANTONIUS SAGITA - KALIBRASI | - |  | ACTIVE
87060170 | FS170 | SPIROANALYZER ST-170 | IMAGING | FUKUDA SANGYO CO.,LTD. | GN00002986 | RDC PUSAT - RAWAGELAM | PUSAT | DKI JAKARTA | JAKARTA TIMUR | MAIN UNIT | EMP | - |  | - |  | 6 October 2022 | ANTONIUS SAGITA - KALIBRASI | - |  | ACTIVE
87060171 | FS170 | SPIROANALYZER ST-170 | IMAGING | FUKUDA SANGYO CO.,LTD. | GN00002986 | RDC PUSAT - RAWAGELAM | PUSAT | DKI JAKARTA | JAKARTA TIMUR | MAIN UNIT | EMP | - |  | - |  | 6 October 2022 | ANTONIUS SAGITA - KALIBRASI | - |  | ACTIVE
87060172 | FS170 | SPIROANALYZER ST-170 | IMAGING | FUKUDA SANGYO CO.,LTD. | GN00002986 | RDC PUSAT - RAWAGELAM | PUSAT | DKI JAKARTA | JAKARTA TIMUR | MAIN UNIT | EMP | - |  | - |  | 6 October 2022 | ANTONIUS SAGITA - KALIBRASI | - |  | ACTIVE
87060173 | FS170 | SPIROANALYZER ST-170 | IMAGING | FUKUDA SANGYO CO.,LTD. | GN00002986 | RDC PUSAT - RAWAGELAM | PUSAT | DKI JAKARTA | JAKARTA TIMUR | MAIN UNIT | EMP | - |  | - |  | 6 October 2022 | ANTONIUS SAGITA - KALIBRASI | - |  | ACTIVE
87060174 | FS170 | SPIROANALYZER ST-170 | IMAGING | FUKUDA SANGYO CO.,LTD. | GN00002986 | RDC PUSAT - RAWAGELAM | PUSAT | DKI JAKARTA | JAKARTA TIMUR | MAIN UNIT | EMP | - |  | - |  | 6 October 2022 | ANTONIUS SAGITA - KALIBRASI | - |  | ACTIVE
87060175 | FS170 | SPIROANALYZER ST-170 | IMAGING | FUKUDA SANGYO CO.,LTD. | GN00002986 | RDC PUSAT - RAWAGELAM | PUSAT | DKI JAKARTA | JAKARTA TIMUR | MAIN UNIT | EMP | - |  | - |  | 6 October 2022 | ANTONIUS SAGITA - KALIBRASI | - |  | ACTIVE
87060176 | FS170 | SPIROANALYZER ST-170 | IMAGING | FUKUDA SANGYO CO.,LTD. | GN24060012 | RS MITRA KELUARGA SLAWI | TEGAL | JAWA TENGAH | TEGAL | MAIN UNIT | CUSTOMER | - |  | 11 April 2023 |  | 6 October 2022 | ANTONIUS SAGITA - KALIBRASI | 10 June 2024 | ANDI ISMAIL - SPV TSE TIMUR | ACTIVE
87060177 | FS170 | SPIROANALYZER ST-170 | IMAGING | FUKUDA SANGYO CO.,LTD. | GN19020023 | RS PKU MUHAMMADIYAH PETANAHAN | PURWOKERTO | JAWA TENGAH | PURWOKERTO | MAIN UNIT | CUSTOMER | - |  | 29 November 2022 |  | 6 October 2022 | ANTONIUS SAGITA - KALIBRASI | 10 October 2023 | ANDI ISMAIL - SPV TSE TIMUR | ACTIVE
87060178 | FS170 | SPIROANALYZER ST-170 | IMAGING | FUKUDA SANGYO CO.,LTD. | GN00002986 | RDC PUSAT - RAWAGELAM | PUSAT | DKI JAKARTA | JAKARTA TIMUR | MAIN UNIT | EMP | - |  | - |  | 6 October 2022 | ANTONIUS SAGITA - KALIBRASI | - |  | ACTIVE
87060179 | FS170 | SPIROANALYZER ST-170 | IMAGING | FUKUDA SANGYO CO.,LTD. | GN00002986 | RDC PUSAT - RAWAGELAM | PUSAT | DKI JAKARTA | JAKARTA TIMUR | MAIN UNIT | EMP | - |  | - |  | 6 October 2022 | ANTONIUS SAGITA - KALIBRASI | - |  | ACTIVE
87060180 | FS170 | SPIROANALYZER ST-170 | IMAGING | FUKUDA SANGYO CO.,LTD. | GN00002986 | RDC PUSAT - RAWAGELAM | PUSAT | DKI JAKARTA | JAKARTA TIMUR | MAIN UNIT | EMP | - |  | - |  | 6 October 2022 | ANDHIKA PRADANA ALFARABI - TSE | - |  | ACTIVE
87060181 | FS170 | SPIROANALYZER ST-170 | IMAGING | FUKUDA SANGYO CO.,LTD. | GN00001206 | RSUD PROF DR MARGONO SOEKARJO | PURWOKERTO | JAWA TENGAH | BANYUMAS | MAIN UNIT | CUSTOMER | - |  | 5 December 2022 |  | 6 October 2022 | ANDHIKA PRADANA ALFARABI - TSE | 10 October 2023 | ANDI ISMAIL - SPV TSE TIMUR | ACTIVE
87060182 | FS170 | SPIROANALYZER ST-170 | IMAGING | FUKUDA SANGYO CO.,LTD. | GN00001206 | RSUD PROF DR MARGONO SOEKARJO | PURWOKERTO | JAWA TENGAH | BANYUMAS | MAIN UNIT | CUSTOMER | - |  | 5 December 2022 |  | 6 October 2022 | ANDHIKA PRADANA ALFARABI - TSE | 10 October 2023 | ANDI ISMAIL - SPV TSE TIMUR | ACTIVE
87060183 | FS170 | SPIROANALYZER ST-170 | IMAGING | FUKUDA SANGYO CO.,LTD. | GN00002476 | RSUD CARUBAN | KEDIRI | JAWA TIMUR | MADIUN | MAIN UNIT | CUSTOMER | - |  | 9 December 2022 |  | 6 October 2022 | ANDHIKA PRADANA ALFARABI - TSE | 10 October 2023 | ANDI ISMAIL - SPV TSE TIMUR | ACTIVE
87060184 | FS170 | SPIROANALYZER ST-170 | IMAGING | FUKUDA SANGYO CO.,LTD. | GN00002476 | RSUD CARUBAN | KEDIRI | JAWA TIMUR | MADIUN | MAIN UNIT | CUSTOMER | - |  | 9 December 2022 |  | 6 October 2022 | ANTONIUS SAGITA - KALIBRASI | 10 October 2023 | ANDI ISMAIL - SPV TSE TIMUR | ACTIVE
87060185 | FS170 | SPIROANALYZER ST-170 | IMAGING | FUKUDA SANGYO CO.,LTD. | GN00002986 | RDC PUSAT - RAWAGELAM | PUSAT | DKI JAKARTA | JAKARTA TIMUR | MAIN UNIT | EMP | - |  | - |  | 6 October 2022 | ANTONIUS SAGITA - KALIBRASI | - |  | ACTIVE
87060186 | FS170 | SPIROANALYZER ST-170 | IMAGING | FUKUDA SANGYO CO.,LTD. | GN00002986 | RDC PUSAT - RAWAGELAM | PUSAT | DKI JAKARTA | JAKARTA TIMUR | MAIN UNIT | EMP | - |  | - |  | 6 October 2022 | ANDHIKA PRADANA ALFARABI - TSE | - |  | ACTIVE
87070187 | FS170 | SPIROANALYZER ST-170 | IMAGING | FUKUDA SANGYO CO.,LTD. | GN00002986 | RDC PUSAT - RAWAGELAM | PUSAT | DKI JAKARTA | JAKARTA TIMUR | MAIN UNIT | EMP | - |  | - |  | 6 October 2022 | ANDHIKA PRADANA ALFARABI - TSE | - |  | ACTIVE
87070188 | FS170 | SPIROANALYZER ST-170 | IMAGING | FUKUDA SANGYO CO.,LTD. | GN00002986 | RDC PUSAT - RAWAGELAM | PUSAT | DKI JAKARTA | JAKARTA TIMUR | MAIN UNIT | EMP | - |  | - |  | 6 October 2022 | ANDHIKA PRADANA ALFARABI - TSE | - |  | ACTIVE
87070189 | FS170 | SPIROANALYZER ST-170 | IMAGING | FUKUDA SANGYO CO.,LTD. | GN00002986 | RDC PUSAT - RAWAGELAM | PUSAT | DKI JAKARTA | JAKARTA TIMUR | MAIN UNIT | EMP | - |  | - |  | 6 October 2022 | ANDHIKA PRADANA ALFARABI - TSE | - |  | ACTIVE
87070190 | FS170 | SPIROANALYZER ST-170 | IMAGING | FUKUDA SANGYO CO.,LTD. | GN00002986 | RDC PUSAT - RAWAGELAM | PUSAT | DKI JAKARTA | JAKARTA TIMUR | MAIN UNIT | EMP | - |  | - |  | 6 October 2022 | ANTONIUS SAGITA - KALIBRASI | - |  | ACTIVE
87070194 | FS170 | SPIROANALYZER ST-170 | IMAGING | FUKUDA SANGYO CO.,LTD. | GN00002986 | RDC PUSAT - RAWAGELAM | PUSAT | DKI JAKARTA | JAKARTA TIMUR | MAIN UNIT | EMP | 14 December 2022 | MOHAMAD SUKARJO - TSE CP | - |  | 23 March 2023 |  | - |  | ACTIVE
87070195 | FS170 | SPIROANALYZER ST-170 | IMAGING | FUKUDA SANGYO CO.,LTD. | GN00002986 | RDC PUSAT - RAWAGELAM | PUSAT | DKI JAKARTA | JAKARTA TIMUR | MAIN UNIT | EMP | 14 December 2022 | MOHAMAD SUKARJO - TSE CP | - |  | 23 March 2023 |  | - |  | ACTIVE
87070196 | FS170 | SPIROANALYZER ST-170 | IMAGING | FUKUDA SANGYO CO.,LTD. | GN00002986 | RDC PUSAT - RAWAGELAM | PUSAT | DKI JAKARTA | JAKARTA TIMUR | MAIN UNIT | EMP | 14 December 2022 | MOHAMAD SUKARJO - TSE CP | - |  | 23 March 2023 |  | - |  | ACTIVE
87070197 | FS170 | SPIROANALYZER ST-170 | IMAGING | FUKUDA SANGYO CO.,LTD. | GN23050005 | LAB KLINIK KIMIA FARMA PEKANBARU | PEKAN BARU | RIAU | PEKANBARU | MAIN UNIT | CUSTOMER | 14 December 2022 | MOHAMAD SUKARJO - TSE CP | 31 May 2023 |  | 23 March 2023 |  | 20 October 2023 | SAHID DERMAWAN - SPV TSE BARAT | ACTIVE
87070198 | FS170 | SPIROANALYZER ST-170 | IMAGING | FUKUDA SANGYO CO.,LTD. | GN17120012 | LAB PRAMITA NGAGEL | SURABAYA-1 | JAWA TIMUR | SURABAYA | MAIN UNIT | CUSTOMER | 14 December 2022 | MOHAMAD SUKARJO - TSE CP | 13 January 2023 |  | 23 March 2023 |  | 11 October 2023 | ANDI ISMAIL - SPV TSE TIMUR | ACTIVE
8707044 | EKFCS | PROFECT CS E-CATALOGUE | IMAGING | FUJIFILM INDONESIA, PT. | GN18030035 | RS.DR.H.MOCH.ANSARI SALEH | BANJARMASIN | KALIMANTAN SELATAN | BANJARMASIN | MAIN UNIT | CUSTOMER | 11 May 2020 | ANTONIUS SAGITA - KALIBRASI | 11 June 2020 | SARWANDI - TSE | 11 May 2020 | ANTONIUS SAGITA - KALIBRASI | 11 June 2020 | SARWANDI - TSE | ACTIVE
87070729 | EKFCS | PROFECT CS E-CATALOGUE | IMAGING | FUJIFILM INDONESIA, PT. | GN00008859 | RSUD. PASIRIAN | JEMBER | JAWA TIMUR | JEMBER | MAIN UNIT | CUSTOMER | 9 June 2020 | ARIEF SETIAWAN - TSE CP | 30 June 2020 | AHMAD FATKHUDIN - TSE | 9 June 2020 | ARIEF SETIAWAN - TSE CP | 30 June 2020 | AHMAD FATKHUDIN - TSE | ACTIVE
87070748 | EKFCS | PROFECT CS E-CATALOGUE | IMAGING | FUJIFILM INDONESIA, PT. | GN00000165 | RSU RADEN MATTAHER | JAMBI | JAMBI | JAMBI | MAIN UNIT | CUSTOMER | 9 June 2020 | ARIEF SETIAWAN - TSE CP | 27 July 2020 | ABDI PUTRA - TSE | 9 June 2020 | ARIEF SETIAWAN - TSE CP | 27 July 2020 | ABDI PUTRA - TSE | ACTIVE
87080199 | FS170 | SPIROANALYZER ST-170 | IMAGING | FUKUDA SANGYO CO.,LTD. | GN00002986 | RDC PUSAT - RAWAGELAM | PUSAT | DKI JAKARTA | JAKARTA TIMUR | MAIN UNIT | EMP | 14 December 2022 | LEO LANANG SIGIT - TSE CP | - |  | 23 March 2023 |  | - |  | ACTIVE
87080200 | FS170 | SPIROANALYZER ST-170 | IMAGING | FUKUDA SANGYO CO.,LTD. | GN00002986 | RDC PUSAT - RAWAGELAM | PUSAT | DKI JAKARTA | JAKARTA TIMUR | MAIN UNIT | EMP | 14 December 2022 | MOHAMAD SUKARJO - TSE CP | - |  | 23 March 2023 |  | - |  | ACTIVE
87080201 | FS170 | SPIROANALYZER ST-170 | IMAGING | FUKUDA SANGYO CO.,LTD. | GN00001800 | RS PERMATA MEDIKA | SEMARANG | JAWA TENGAH | SEMARANG | MAIN UNIT | CUSTOMER | 14 December 2022 | LEO LANANG SIGIT - TSE CP | 14 December 2022 |  | 23 March 2023 |  | 25 January 2025 | ANDI ISMAIL - SPV TSE TIMUR | ACTIVE
87080202 | FS170 | SPIROANALYZER ST-170 | IMAGING | FUKUDA SANGYO CO.,LTD. | GN00000511 | RS PKU MUHAMMADIYAH PEKAJANGAN | SEMARANG | JAWA TENGAH | PEKALONGAN | MAIN UNIT | CUSTOMER | 14 December 2022 | MOHAMAD SUKARJO - TSE CP | 6 June 2023 |  | 23 March 2023 |  | 12 October 2023 | ANDI ISMAIL - SPV TSE TIMUR | ACTIVE
87080203 | FS170 | SPIROANALYZER ST-170 | IMAGING | FUKUDA SANGYO CO.,LTD. | GN22050007 | LAB KIMIA FARMA KARAWANG | BEKASI | JAWA BARAT | BEKASI | MAIN UNIT | CUSTOMER | 14 December 2022 | NOVAN KURNIARTATO - TSE | 13 September 2023 | GATOT SURYA ADIPUTRA - TSE | 23 March 2023 |  | 13 September 2023 | GATOT SURYA ADIPUTRA - TSE | ACTIVE
87080204 | FS170 | SPIROANALYZER ST-170 | IMAGING | FUKUDA SANGYO CO.,LTD. | GN20120006 | Klinik Karunia | BALIKPAPAN | KALIMANTAN TIMUR | BALIKPAPAN | MAIN UNIT | CUSTOMER | 14 December 2022 | MOHAMAD SUKARJO - TSE CP | 27 January 2022 |  | 23 March 2023 |  | 11 October 2023 | ANDI ISMAIL - SPV TSE TIMUR | ACTIVE
87080205 | FS170 | SPIROANALYZER ST-170 | IMAGING | FUKUDA SANGYO CO.,LTD. | GN00002986 | RDC PUSAT - RAWAGELAM | PUSAT | DKI JAKARTA | JAKARTA TIMUR | MAIN UNIT | EMP | 14 December 2022 | LEO LANANG SIGIT - TSE CP | - |  | 23 March 2023 |  | - |  | ACTIVE
87080206 | FS170 | SPIROANALYZER ST-170 | IMAGING | FUKUDA SANGYO CO.,LTD. | GN00001911 | RS MUHAMMADIYAH SITI KHODIJAH | KEDIRI | JAWA TIMUR | KEDIRI | MAIN UNIT | CUSTOMER | 14 December 2022 | MOHAMAD SUKARJO - TSE CP | 23 January 2023 |  | 23 March 2023 |  | 10 October 2023 | ANDI ISMAIL - SPV TSE TIMUR | ACTIVE
87080207 | FS170 | SPIROANALYZER ST-170 | IMAGING | FUKUDA SANGYO CO.,LTD. | GN00004867 | RS SILOAM ( PT SILOAM INTERNATIONAL HOSPITALS ) PALEMBANG | PALEMBANG | SUMATERA SELATAN | PALEMBANG | MAIN UNIT | CUSTOMER | 14 December 2022 | MOHAMAD SUKARJO - TSE CP | 16 January 2023 | SELAMAT SIPAHUTAR - TSE | 23 March 2023 |  | 20 October 2023 | SAHID DERMAWAN - SPV TSE BARAT | ACTIVE
87080208 | FS170 | SPIROANALYZER ST-170 | IMAGING | FUKUDA SANGYO CO.,LTD. | GN00004003 | AP KIMIA FARMA 25 - DARMO | SURABAYA-2 | JAWA TIMUR | SURABAYA | MAIN UNIT | CUSTOMER | 14 December 2022 | MOHAMAD SUKARJO - TSE CP | 31 January 2023 |  | 23 March 2023 |  | 12 October 2023 | ANDI ISMAIL - SPV TSE TIMUR | ACTIVE
87080209 | FS170 | SPIROANALYZER ST-170 | IMAGING | FUKUDA SANGYO CO.,LTD. | GN00002229 | LAB PRAMITA | PALEMBANG | SUMATERA SELATAN | PALEMBANG | MAIN UNIT | CUSTOMER | 14 December 2022 | MOHAMAD SUKARJO - TSE CP | 25 January 2023 |  | 23 March 2023 |  | 2 November 2023 | SAHID DERMAWAN - SPV TSE BARAT | ACTIVE
87080210 | FS170 | SPIROANALYZER ST-170 | IMAGING | FUKUDA SANGYO CO.,LTD. | GN00008966 | RUMAH SAKIT MITRA BANGSA | KUDUS | JAWA TENGAH | PATI | MAIN UNIT | CUSTOMER | 14 December 2022 | MOHAMAD SUKARJO - TSE CP | 14 April 2023 |  | 23 March 2023 |  | 12 October 2023 | ANDI ISMAIL - SPV TSE TIMUR | ACTIVE
87090211 | FS170 | SPIROANALYZER ST-170 | IMAGING | FUKUDA SANGYO CO.,LTD. | GN00002024 | LAB WESTERINDO | JAKARTA-2 | DKI JAKARTA | JAKARTA SELATAN | MAIN UNIT | CUSTOMER | 14 December 2022 | NOVAN KURNIARTATO - TSE | 3 July 2023 | MUHAMMAD FAJAR - TSE | 23 March 2023 |  | 3 July 2023 | MUHAMMAD FAJAR - TSE | ACTIVE
87090212 | FS170 | SPIROANALYZER ST-170 | IMAGING | FUKUDA SANGYO CO.,LTD. | GN00002024 | LAB WESTERINDO | JAKARTA-2 | DKI JAKARTA | JAKARTA SELATAN | MAIN UNIT | CUSTOMER | 14 December 2022 | NOVAN KURNIARTATO - TSE | 3 July 2023 | MUHAMMAD FAJAR - TSE | 23 March 2023 |  | 3 July 2023 | MUHAMMAD FAJAR - TSE | ACTIVE
87090213 | FS170 | SPIROANALYZER ST-170 | IMAGING | FUKUDA SANGYO CO.,LTD. | GN00002986 | RDC PUSAT - RAWAGELAM | PUSAT | DKI JAKARTA | JAKARTA TIMUR | MAIN UNIT | EMP | 14 December 2022 | LEO LANANG SIGIT - TSE CP | - |  | 23 March 2023 |  | - |  | ACTIVE
870903 | SRNEP | NEPTUNE STD MONITOR 6 PAR | IMAGING | SIARE INTERNATIONAL | GN00000481 | RSUD DATU BERU | BANDA ACEH | ACEH | TAKENGON | MAIN UNIT | CUSTOMER | 1 February 1990 | TRIYONO - TSE AREA BARAT | 1 January 2010 |  | 1 February 1990 | TRIYONO - TSE AREA BARAT | - |  | ACTIVE
870905 | SRNEP | NEPTUNE STD MONITOR 6 PAR | IMAGING | SIARE INTERNATIONAL | GN00000481 | RSUD DATU BERU | BANDA ACEH | ACEH | TAKENGON | MAIN UNIT | CUSTOMER | 1 February 1990 | TRIYONO - TSE AREA BARAT | 1 January 2010 |  | 1 February 1990 | TRIYONO - TSE AREA BARAT | - |  | ACTIVE
870910 | SRNEP | NEPTUNE STD MONITOR 6 PAR | IMAGING | SIARE INTERNATIONAL | GN00000481 | RSUD DATU BERU | BANDA ACEH | ACEH | TAKENGON | MAIN UNIT | CUSTOMER | 1 February 1990 | TRIYONO - TSE AREA BARAT | 1 January 2010 |  | 1 February 1990 | TRIYONO - TSE AREA BARAT | - |  | ACTIVE
870920 | SRNEP | NEPTUNE STD MONITOR 6 PAR | IMAGING | SIARE INTERNATIONAL | GN00002457 | RSU PARE | KEDIRI | JAWA TIMUR | KEDIRI | MAIN UNIT | CUSTOMER | 10 April 2015 |  | 1 January 1900 |  | 10 April 2015 |  | - |  | ACTIVE
870922 | SRNEP | NEPTUNE STD MONITOR 6 PAR | IMAGING | SIARE INTERNATIONAL | GN00002457 | RSU PARE | KEDIRI | JAWA TIMUR | KEDIRI | MAIN UNIT | CUSTOMER | 10 April 2015 |  | 1 January 1900 |  | 10 April 2015 |  | - |  | ACTIVE
870927 | SRNEP | NEPTUNE STD MONITOR 6 PAR | IMAGING | SIARE INTERNATIONAL | GN00002457 | RSU PARE | KEDIRI | JAWA TIMUR | KEDIRI | MAIN UNIT | CUSTOMER | 10 April 2015 |  | 1 January 1900 |  | 10 April 2015 |  | - |  | ACTIVE
870940 | SRNEP | NEPTUNE STD MONITOR 6 PAR | IMAGING | SIARE INTERNATIONAL | GN00000234 | RSU DR ACHMAD MOCHTAR | PADANG | SUMATERA BARAT | BUKITTINGGI | MAIN UNIT | CUSTOMER | 26 December 2014 | TRIYONO - TSE AREA BARAT | 1 January 2011 |  | 26 December 2014 | TRIYONO - TSE AREA BARAT | - |  | ACTIVE
87100219 | FS170 | SPIROANALYZER ST-170 | IMAGING | FUKUDA SANGYO CO.,LTD. | GN00002986 | RDC PUSAT - RAWAGELAM | PUSAT | DKI JAKARTA | JAKARTA TIMUR | MAIN UNIT | EMP | - |  | - |  | 9 March 2023 | ANTONIUS SAGITA - KALIBRASI | - |  | ACTIVE
87100220 | FS170 | SPIROANALYZER ST-170 | IMAGING | FUKUDA SANGYO CO.,LTD. | GN00002986 | RDC PUSAT - RAWAGELAM | PUSAT | DKI JAKARTA | JAKARTA TIMUR | MAIN UNIT | EMP | - |  | - |  | 9 March 2023 | ANTONIUS SAGITA - KALIBRASI | - |  | ACTIVE
87100221 | FS170 | SPIROANALYZER ST-170 | IMAGING | FUKUDA SANGYO CO.,LTD. | GN00011445 | RS MUHAMMADIYAH GRESIK | SURABAYA-2 | JAWA TIMUR | SURABAYA | MAIN UNIT | CUSTOMER | - |  | 20 March 2023 |  | 9 March 2023 | ANTONIUS SAGITA - KALIBRASI | 12 October 2023 | ANDI ISMAIL - SPV TSE TIMUR | ACTIVE
87100222 | FS170 | SPIROANALYZER ST-170 | IMAGING | FUKUDA SANGYO CO.,LTD. | GN00002986 | RDC PUSAT - RAWAGELAM | PUSAT | DKI JAKARTA | JAKARTA TIMUR | MAIN UNIT | EMP | - |  | - |  | 9 March 2023 | ANTONIUS SAGITA - KALIBRASI | - |  | ACTIVE
87100223 | FS170 | SPIROANALYZER ST-170 | IMAGING | FUKUDA SANGYO CO.,LTD. | GN22090003 | KLINIK PPK 1 DENKESYAH SAMARINDA | SAMARINDA | KALIMANTAN TIMUR | SAMARINDA | MAIN UNIT | CUSTOMER | - |  | 10 August 2023 |  | 9 March 2023 | ANTONIUS SAGITA - KALIBRASI | 14 October 2023 | ANDI ISMAIL - SPV TSE TIMUR | ACTIVE
87100224 | FS170 | SPIROANALYZER ST-170 | IMAGING | FUKUDA SANGYO CO.,LTD. | GN00002189 | RS MUHAMMADIYAH BANDUNG TULUNGAGUNG | KEDIRI | JAWA TIMUR | TULUNGAGUNG | MAIN UNIT | CUSTOMER | - |  | 14 April 2023 |  | 9 March 2023 | ANTONIUS SAGITA - KALIBRASI | 12 October 2023 | ANDI ISMAIL - SPV TSE TIMUR | ACTIVE
87100225 | FS170 | SPIROANALYZER ST-170 | IMAGING | FUKUDA SANGYO CO.,LTD. | GN19100044 | RS AISYIYAH PARIAMAN | PADANG | SUMATERA BARAT | PADANG | MAIN UNIT | CUSTOMER | - |  | 4 May 2023 |  | 9 March 2023 | ANTONIUS SAGITA - KALIBRASI | 20 October 2023 | SAHID DERMAWAN - SPV TSE BARAT | ACTIVE
87100226 | FS170 | SPIROANALYZER ST-170 | IMAGING | FUKUDA SANGYO CO.,LTD. | GN00008628 | RS KASIH IBU TABANAN | DENPASAR | BALI | TABANAN | MAIN UNIT | CUSTOMER | - |  | 4 May 2023 |  | 9 March 2023 | ANTONIUS SAGITA - KALIBRASI | 12 October 2023 | ANDI ISMAIL - SPV TSE TIMUR | ACTIVE
871100229 | FS170 | SPIROANALYZER ST-170 | IMAGING | FUKUDA SANGYO CO.,LTD. | GN00002986 | RDC PUSAT - RAWAGELAM | PUSAT | DKI JAKARTA | JAKARTA TIMUR | MAIN UNIT | EMP | - |  | - |  | 9 March 2023 | ANTONIUS SAGITA - KALIBRASI | - |  | ACTIVE
87110227 | FS170 | SPIROANALYZER ST-170 | IMAGING | FUKUDA SANGYO CO.,LTD. | GN00001797 | RSI AMAL SEHAT SRAGEN | SOLO | JAWA TENGAH | SRAGEN | MAIN UNIT | CUSTOMER | - |  | 5 May 2023 |  | 9 March 2023 | ANTONIUS SAGITA - KALIBRASI | 12 October 2023 | ANDI ISMAIL - SPV TSE TIMUR | ACTIVE
87110228 | FS170 | SPIROANALYZER ST-170 | IMAGING | FUKUDA SANGYO CO.,LTD. | GN00002986 | RDC PUSAT - RAWAGELAM | PUSAT | DKI JAKARTA | JAKARTA TIMUR | MAIN UNIT | EMP | - |  | - |  | 9 March 2023 | ANTONIUS SAGITA - KALIBRASI | - |  | ACTIVE
87110230 | FS170 | SPIROANALYZER ST-170 | IMAGING | FUKUDA SANGYO CO.,LTD. | GN00002986 | RDC PUSAT - RAWAGELAM | PUSAT | DKI JAKARTA | JAKARTA TIMUR | MAIN UNIT | EMP | - |  | - |  | 9 March 2023 | ANTONIUS SAGITA - KALIBRASI | - |  | ACTIVE
87110231 | FS170 | SPIROANALYZER ST-170 | IMAGING | FUKUDA SANGYO CO.,LTD. | GN00002986 | RDC PUSAT - RAWAGELAM | PUSAT | DKI JAKARTA | JAKARTA TIMUR | MAIN UNIT | EMP | - |  | - |  | 9 March 2023 | ANTONIUS SAGITA - KALIBRASI | - |  | ACTIVE
87110232 | FS170 | SPIROANALYZER ST-170 | IMAGING | FUKUDA SANGYO CO.,LTD. | GN00001095 | RS MEDIROSSA CIKARANG | BEKASI | JAWA BARAT | BEKASI | MAIN UNIT | CUSTOMER | - |  | 11 July 2023 |  | 9 March 2023 | ANTONIUS SAGITA - KALIBRASI | 19 October 2023 | SAHID DERMAWAN - SPV TSE BARAT | ACTIVE
87110233 | FS170 | SPIROANALYZER ST-170 | IMAGING | FUKUDA SANGYO CO.,LTD. | GN23040030 | RS JANTUNG & PEMBULUH DARAH HEARTOLOGY | PEJATEN | DKI JAKARTA | JAKARTA SELATAN | MAIN UNIT | CUSTOMER | - |  | 26 May 2023 |  | 9 March 2023 |  | 20 October 2023 | SAHID DERMAWAN - SPV TSE BARAT | ACTIVE
87110234 | FS170 | SPIROANALYZER ST-170 | IMAGING | FUKUDA SANGYO CO.,LTD. | GN00007332 | RSUD BRIDGEN H HASAN BASRI | BANJARMASIN | KALIMANTAN SELATAN | BANJARMASIN | MAIN UNIT | CUSTOMER | - |  | 31 May 2023 |  | 9 March 2023 | ANTONIUS SAGITA - KALIBRASI | 12 October 2023 | ANDI ISMAIL - SPV TSE TIMUR | ACTIVE
87132300 | FCRTM | CR IR 392 RU2 M PRIMA TM | IMAGING | FUJIFILM INDONESIA, PT. | GN00001472 | RS Orthopedi Prof Dr R Soeharso - ahmad yani | SOLO | JAWA TENGAH | SURAKARTA | MAIN UNIT | CUSTOMER | - |  | 16 May 2019 |  | - |  | - |  | ACTIVE
87132303 | EKFTM | PRIMA TM E-CATALOGUE | IMAGING | FUJIFILM INDONESIA, PT. | GN18100006 | RSUD RAGAB BEGAWE CARAM MESUJI | BANDAR LAMPUNG | LAMPUNG | BANDAR LAMPUNG | MAIN UNIT | CUSTOMER | 22 April 2020 | SAHID DERMAWAN - SPV TSE BARAT | 20 April 2020 |  | 22 April 2020 | SAHID DERMAWAN - SPV TSE BARAT | - |  | ACTIVE
87132304 | EKFTM | PRIMA TM E-CATALOGUE | IMAGING | FUJIFILM INDONESIA, PT. | GN00002986 | RDC PUSAT - RAWAGELAM | PUSAT | DKI JAKARTA | JAKARTA TIMUR | MAIN UNIT | EMP | 10 February 2020 | ANTONIUS SAGITA - KALIBRASI | 15 May 2020 |  | 10 February 2020 | ANTONIUS SAGITA - KALIBRASI | - |  | ACTIVE
87132306 | EKFTM | PRIMA TM E-CATALOGUE | IMAGING | FUJIFILM INDONESIA, PT. | GN18050006 | RSU PENGAYOMAN | JAKARTA-1 | DKI JAKARTA | JAKARTA TIMUR | MAIN UNIT | CUSTOMER | - |  | 11 June 2019 |  | - |  | - |  | ACTIVE
87132307 | EKFTM | PRIMA TM E-CATALOGUE | IMAGING | FUJIFILM INDONESIA, PT. | GN00000841 | RSU LAMADUKELLENG SENGKANG | MAKASSAR | SULAWESI SELATAN | WAJO | MAIN UNIT | CUSTOMER | - |  | 29 July 2019 |  | - |  | - |  | ACTIVE
87132310 | EKFTM | PRIMA TM E-CATALOGUE | IMAGING | FUJIFILM INDONESIA, PT. | GN18050004 | RSUD IR SOEKARNO SUKOHARJO | SOLO | JAWA TENGAH | SUKOHARJO | MAIN UNIT | CUSTOMER | - |  | 3 September 2019 |  | - |  | - |  | ACTIVE
87132313 | EKFTM | PRIMA TM E-CATALOGUE | IMAGING | FUJIFILM INDONESIA, PT. | GN19090026 | RSUD Sulthan Syarif Al Idrus | PONTIANAK | KALIMANTAN BARAT | PONTIANAK | MAIN UNIT | CUSTOMER | 1 October 2019 | SAHID DERMAWAN - SPV TSE BARAT | 25 September 2019 |  | 1 October 2019 | SAHID DERMAWAN - SPV TSE BARAT | - |  | ACTIVE
87132317 | EKFTM | PRIMA TM E-CATALOGUE | IMAGING | FUJIFILM INDONESIA, PT. | GN18050037 | RSUD TULANG BAWANG BARAT | BANDAR LAMPUNG | LAMPUNG | BANDAR LAMPUNG | MAIN UNIT | CUSTOMER | 22 April 2020 | SAHID DERMAWAN - SPV TSE BARAT | 17 April 2020 |  | 22 April 2020 | SAHID DERMAWAN - SPV TSE BARAT | - |  | ACTIVE
87132318 | EKFTM | PRIMA TM E-CATALOGUE | IMAGING | FUJIFILM INDONESIA, PT. | GN19010031 | RSUD PRATAMA ANUGERAH KOTA TOMOHON | MANADO | SULAWESI UTARA | MANADO | MAIN UNIT | CUSTOMER | 10 February 2020 | ANTONIUS SAGITA - KALIBRASI | 26 June 2020 | GANDHI YANRANGGA | 10 February 2020 | ANTONIUS SAGITA - KALIBRASI | 26 June 2020 | GANDHI YANRANGGA | ACTIVE
87132328 | EKFTM | PRIMA TM E-CATALOGUE | IMAGING | FUJIFILM INDONESIA, PT. | GN00000237 | RSUD SAWAH LUNTO | PADANG | SUMATERA BARAT | SAWAHLUNTO | MAIN UNIT | CUSTOMER | 16 September 2019 | ABDI PUTRA - TSE | 16 September 2019 |  | 16 September 2019 | ABDI PUTRA - TSE | - |  | ACTIVE
87132329 | EKFTM | PRIMA TM E-CATALOGUE | IMAGING | FUJIFILM INDONESIA, PT. | GN00002986 | RDC PUSAT - RAWAGELAM | PUSAT | DKI JAKARTA | JAKARTA TIMUR | MAIN UNIT | EMP | - |  | 9 May 2019 |  | - |  | - |  | ACTIVE
87132332 | EKFTM | PRIMA TM E-CATALOGUE | IMAGING | FUJIFILM INDONESIA, PT. | GN20080015 | RSUD Encik Mariyam Lingga | BATAM | KEPULAUAN RIAU | BATAM | MAIN UNIT | CUSTOMER | 10 February 2020 | ANTONIUS SAGITA - KALIBRASI | 29 September 2020 | RUDI SETIAWAN - TSE | 10 February 2020 | ANTONIUS SAGITA - KALIBRASI | 29 September 2020 | RUDI SETIAWAN - TSE | ACTIVE
87132333 | EKFTM | PRIMA TM E-CATALOGUE | IMAGING | FUJIFILM INDONESIA, PT. | GN00012113 | RSUD DAYA MAKASSAR | MAKASSAR | SULAWESI SELATAN | MAKASSAR | MAIN UNIT | CUSTOMER | 10 February 2020 | ANTONIUS SAGITA - KALIBRASI | 27 June 2020 | ABU ABDILLAH - TSE | 10 February 2020 | ANTONIUS SAGITA - KALIBRASI | 27 June 2020 | ABU ABDILLAH - TSE | ACTIVE
87132335 | EKFTM | PRIMA TM E-CATALOGUE | IMAGING | FUJIFILM INDONESIA, PT. | GN00002986 | RDC PUSAT - RAWAGELAM | PUSAT | DKI JAKARTA | JAKARTA TIMUR | MAIN UNIT | EMP | - |  | 9 May 2019 |  | - |  | - |  | ACTIVE
87132336 | EKFTM | PRIMA TM E-CATALOGUE | IMAGING | FUJIFILM INDONESIA, PT. | GN00003135 | RSA UGM YOGYAKARTA | YOGYAKARTA | YOGYAKARTA | YOGYAKARTA | MAIN UNIT | CUSTOMER | 31 March 2020 | DIAN FEBRIYANA - TSE | 2 March 2021 | DIAN FEBRIYANA - TSE | 31 March 2020 | DIAN FEBRIYANA - TSE | 2 March 2021 | DIAN FEBRIYANA - TSE | ACTIVE
87132337 | EKFTM | PRIMA TM E-CATALOGUE | IMAGING | FUJIFILM INDONESIA, PT. | GN00001511 | RSU DR HARYOTO LUMAJANG | JEMBER | JAWA TIMUR | LUMAJANG | MAIN UNIT | CUSTOMER | 13 April 2020 | AHMAD FATKHUDIN - TSE | 13 April 2020 |  | 13 April 2020 | AHMAD FATKHUDIN - TSE | - |  | ACTIVE
87132338 | EKFTM | PRIMA TM E-CATALOGUE | IMAGING | FUJIFILM INDONESIA, PT. | GN00007950 | PUSKESMAS BAMBANG LIPURO | YOGYAKARTA | YOGYAKARTA | YOGYAKARTA | MAIN UNIT | CUSTOMER | - |  | 1 November 2019 |  | - |  | - |  | ACTIVE
87138386 | FCONA | CONSOLE ADVANCE | IMAGING | FUJIFILM INDONESIA, PT. | GN00001510 | RSUD DR H KOESNADI | JEMBER | JAWA TIMUR | BONDOWOSO | MAIN UNIT | CUSTOMER | 15 April 2020 | ANDI ISMAIL - SPV TSE TIMUR | 27 March 2020 |  | 15 April 2020 | ANDI ISMAIL - SPV TSE TIMUR | - |  | ACTIVE
87138387 | FCONA | CONSOLE ADVANCE | IMAGING | FUJIFILM INDONESIA, PT. | GN00001510 | RSUD DR H KOESNADI | JEMBER | JAWA TIMUR | BONDOWOSO | MAIN UNIT | CUSTOMER | 15 April 2020 | ANDI ISMAIL - SPV TSE TIMUR | 27 March 2020 |  | 15 April 2020 | ANDI ISMAIL - SPV TSE TIMUR | - |  | ACTIVE
87153126 | FEFDR | FDR D-EVO II | IMAGING | FUJIFILM INDONESIA, PT. | GN00001473 | RUMAH SAKIT JIWA DAERAH SURAKARTA ( RSJ - SOERAKARTA ) | SOLO | JAWA TENGAH | SURAKARTA | MAIN UNIT | CUSTOMER | - |  | 12 April 2019 |  | - |  | - |  | ACTIVE
87153132 | FEFDR | FDR D-EVO II | IMAGING | FUJIFILM INDONESIA, PT. | GN18080001 | RSUD DR. MOHAMAD SALEH KOTA PROBOLINGGO | MALANG | JAWA TIMUR | MALANG | MAIN UNIT | CUSTOMER | - |  | 19 August 2019 |  | - |  | - |  | ACTIVE
87153134 | FEFDR | FDR D-EVO II | IMAGING | FUJIFILM INDONESIA, PT. | GN17070019 | RSUD WARAS WIRIS | SOLO | JAWA TENGAH | BOYOLALI | MAIN UNIT | CUSTOMER | - |  | 1 August 2019 |  | - |  | - |  | ACTIVE
87170759 | EKFCS | PROFECT CS E-CATALOGUE | IMAGING | FUJIFILM INDONESIA, PT. | GN00001472 | RS Orthopedi Prof Dr R Soeharso - ahmad yani | SOLO | JAWA TENGAH | SURAKARTA | MAIN UNIT | CUSTOMER | - |  | 20 November 2020 | DIAN FEBRIYANA - TSE | - |  | 20 November 2020 | DIAN FEBRIYANA - TSE | ACTIVE
87170764 | EKFCS | PROFECT CS E-CATALOGUE | IMAGING | FUJIFILM INDONESIA, PT. | GN00001472 | RS Orthopedi Prof Dr R Soeharso - ahmad yani | SOLO | JAWA TENGAH | SURAKARTA | MAIN UNIT | CUSTOMER | - |  | 20 May 2019 |  | - |  | - |  | ACTIVE
87170767 | EKFCS | PROFECT CS E-CATALOGUE | IMAGING | FUJIFILM INDONESIA, PT. | GN00001072 | RSUD DR MARJUKI MAHDI ( RSUD KOTA BOGOR ) | BOGOR | JAWA BARAT | BOGOR | MAIN UNIT | CUSTOMER | - |  | 28 February 2020 |  | - |  | - |  | ACTIVE
87242327 | FDRSM | DRYPIX SMART | IMAGING | FUJIFILM INDONESIA, PT. | GN00001206 | RSUD PROF DR MARGONO SOEKARJO | PURWOKERTO | JAWA TENGAH | BANYUMAS | MAIN UNIT | CUSTOMER | - |  | 3 July 2019 |  | - |  | - |  | ACTIVE
88/XI/10 | BD910 |  |  |  | GN00001788 | RSUD DR RSOEDJATI SOEMODIARDJO GROBOGAN | SOLO | JAWA TENGAH | PURWODADI | MAIN UNIT | CUSTOMER | 1 February 1990 | MUNADI - TSE | 1 January 1900 |  | 1 February 1990 | MUNADI - TSE | - |  | INACTIVE
88/XII/12TCL2HT | HT2LC |  |  |  | GN00001717 | RSUD KOTA MATARAM | MATARAM | NUSA TENGGARA BARAT | MATARAM | MAIN UNIT | CUSTOMER | 31 March 2015 | I KADEK - TSE | 1 January 1900 |  | 31 March 2015 | I KADEK - TSE | - |  | INACTIVE
88010235 | FS170 | SPIROANALYZER ST-170 | IMAGING | FUKUDA SANGYO CO.,LTD. | GN00000090 | RS MITRA HUSADA | BANDAR LAMPUNG | LAMPUNG | BANDAR LAMPUNG | MAIN UNIT | CUSTOMER | - |  | 24 May 2023 |  | 9 March 2023 | ANTONIUS SAGITA - KALIBRASI | 20 October 2023 | SAHID DERMAWAN - SPV TSE BARAT | ACTIVE
88010236 | FS170 | SPIROANALYZER ST-170 | IMAGING | FUKUDA SANGYO CO.,LTD. | GN00001163 | RSUD PANTURA M.A.SENTOT PATROL ( RSUD PATROL ) | CIREBON | JAWA BARAT | INDRAMAYU | MAIN UNIT | CUSTOMER | - |  | 25 May 2023 | ARBIANSYAH - TSE | 9 March 2023 | ANTONIUS SAGITA - KALIBRASI | 20 October 2023 | SAHID DERMAWAN - SPV TSE BARAT | ACTIVE
88010237 | FS170 | SPIROANALYZER ST-170 | IMAGING | FUKUDA SANGYO CO.,LTD. | GN00003819 | BANGLI MEDICAL CLINIC | DENPASAR | BALI | DENPASAR | MAIN UNIT | CUSTOMER | - |  | 8 June 2023 |  | 9 March 2023 |  | 12 October 2023 | ANDI ISMAIL - SPV TSE TIMUR | ACTIVE
88010238 | FS170 | SPIROANALYZER ST-170 | IMAGING | FUKUDA SANGYO CO.,LTD. | GN00002986 | RDC PUSAT - RAWAGELAM | PUSAT | DKI JAKARTA | JAKARTA TIMUR | MAIN UNIT | EMP | - |  | - |  | 9 March 2023 | ANTONIUS SAGITA - KALIBRASI | - |  | ACTIVE
88010239 | FS170 | SPIROANALYZER ST-170 | IMAGING | FUKUDA SANGYO CO.,LTD. | GN00001799 | RS Dr Oen Solo Baru | SOLO | JAWA TENGAH | SUKOHARJO | MAIN UNIT | CUSTOMER | - |  | 30 May 2023 |  | 8 March 2023 | ANTONIUS SAGITA - KALIBRASI | 12 October 2023 | ANDI ISMAIL - SPV TSE TIMUR | ACTIVE
88010240 | FS170 | SPIROANALYZER ST-170 | IMAGING | FUKUDA SANGYO CO.,LTD. | GN00001300 | RSU BHAKTI RAHAYU TABANAN | DENPASAR | BALI | DENPASAR | MAIN UNIT | CUSTOMER | - |  | 5 June 2023 |  | 8 March 2023 | ANTONIUS SAGITA - KALIBRASI | 12 October 2023 | ANDI ISMAIL - SPV TSE TIMUR | ACTIVE
88010241 | FS170 | SPIROANALYZER ST-170 | IMAGING | FUKUDA SANGYO CO.,LTD. | GN00002986 | RDC PUSAT - RAWAGELAM | PUSAT | DKI JAKARTA | JAKARTA TIMUR | MAIN UNIT | EMP | - |  | - |  | 8 March 2023 | ANTONIUS SAGITA - KALIBRASI | - |  | ACTIVE
88010242 | FS170 | SPIROANALYZER ST-170 | IMAGING | FUKUDA SANGYO CO.,LTD. | GN23100023 | KLINIK KIMIA FARMA BUNDA KASIH | SAMARINDA | KALIMANTAN TIMUR | SAMARINDA | MAIN UNIT | CUSTOMER | - |  | 27 June 2023 |  | 8 March 2023 | ANTONIUS SAGITA - KALIBRASI | 13 December 2023 | ANDI ISMAIL - SPV TSE TIMUR | ACTIVE
88020243 | FS170 | SPIROANALYZER ST-170 | IMAGING | FUKUDA SANGYO CO.,LTD. | GN23100025 | KLINIK KIMIA FARMA DAM | BALIKPAPAN | KALIMANTAN TIMUR | BALIKPAPAN | MAIN UNIT | CUSTOMER | - |  | 28 June 2023 |  | 8 March 2023 | ANTONIUS SAGITA - KALIBRASI | 13 December 2023 | ANDI ISMAIL - SPV TSE TIMUR | ACTIVE
88020244 | FS170 | SPIROANALYZER ST-170 | IMAGING | FUKUDA SANGYO CO.,LTD. | GN00001318 | RS WISMA PRASANTHI | DENPASAR | BALI | TABANAN | MAIN UNIT | CUSTOMER | - |  | 26 June 2023 |  | 8 March 2023 | ANTONIUS SAGITA - KALIBRASI | 12 October 2023 | ANDI ISMAIL - SPV TSE TIMUR | ACTIVE
88020245 | FS170 | SPIROANALYZER ST-170 | IMAGING | FUKUDA SANGYO CO.,LTD. | GN00001213 | RSUD MAJENANG | PURWOKERTO | JAWA TENGAH | CILACAP | MAIN UNIT | CUSTOMER | - |  | 5 July 2023 |  | 8 March 2023 | ANTONIUS SAGITA - KALIBRASI | 12 October 2023 | ANDI ISMAIL - SPV TSE TIMUR | ACTIVE
88020246 | FS170 | SPIROANALYZER ST-170 | IMAGING | FUKUDA SANGYO CO.,LTD. | GN00005508 | PT. KIMIA FARMA DIAGNOSTIKA ( JL. A yani ) | MAKASSAR | SULAWESI SELATAN | MAKASSAR | MAIN UNIT | CUSTOMER | - |  | 5 July 2023 |  | 8 March 2023 | ANTONIUS SAGITA - KALIBRASI | 12 October 2023 | ANDI ISMAIL - SPV TSE TIMUR | ACTIVE
88020247 | FS170 | SPIROANALYZER ST-170 | IMAGING | FUKUDA SANGYO CO.,LTD. | GN00001008 | RS BHAKTI HUSADA | BEKASI | JAWA BARAT | BEKASI | MAIN UNIT | CUSTOMER | - |  | 27 June 2023 |  | 8 March 2023 | ANTONIUS SAGITA - KALIBRASI | 20 October 2023 | SAHID DERMAWAN - SPV TSE BARAT | ACTIVE
88020248 | FS170 | SPIROANALYZER ST-170 | IMAGING | FUKUDA SANGYO CO.,LTD. | GN00011446 | RS PETROKIMIA GRESIK DRIYOREJO | SURABAYA-2 | JAWA TIMUR | SURABAYA | MAIN UNIT | CUSTOMER | - |  | 9 October 2023 |  | 8 March 2023 | ANTONIUS SAGITA - KALIBRASI | 13 November 2023 | ANDI ISMAIL - SPV TSE TIMUR | ACTIVE
88020249 | FS170 | SPIROANALYZER ST-170 | IMAGING | FUKUDA SANGYO CO.,LTD. | GN00002986 | RDC PUSAT - RAWAGELAM | PUSAT | DKI JAKARTA | JAKARTA TIMUR | MAIN UNIT | EMP | - |  | - |  | 8 March 2023 | ANTONIUS SAGITA - KALIBRASI | - |  | ACTIVE
88020250 | FS170 | SPIROANALYZER ST-170 | IMAGING | FUKUDA SANGYO CO.,LTD. | GN00002986 | RDC PUSAT - RAWAGELAM | PUSAT | DKI JAKARTA | JAKARTA TIMUR | MAIN UNIT | EMP | - |  | - |  | 8 March 2023 | ANTONIUS SAGITA - KALIBRASI | - |  | ACTIVE
88030251 | FS170 | SPIROANALYZER ST-170 | IMAGING | FUKUDA SANGYO CO.,LTD. | GN00002401 | RSU NURUSSYIFA | SEMARANG | JAWA TENGAH | KUDUS | MAIN UNIT | CUSTOMER | - |  | 10 July 2023 |  | 20 June 2023 | ANTONIUS SAGITA - KALIBRASI | 12 October 2023 | ANDI ISMAIL - SPV TSE TIMUR | ACTIVE
88030252 | FS170 | SPIROANALYZER ST-170 | IMAGING | FUKUDA SANGYO CO.,LTD. | GN00002939 | RS Khusus Jantung Hasna Medika | CIREBON | JAWA BARAT | INDRAMAYU | MAIN UNIT | CUSTOMER | - |  | 18 July 2023 |  | 20 June 2023 | ANTONIUS SAGITA - KALIBRASI | 19 October 2023 | SAHID DERMAWAN - SPV TSE BARAT | ACTIVE
88030253 | FS170 | SPIROANALYZER ST-170 | IMAGING | FUKUDA SANGYO CO.,LTD. | GN00002986 | RDC PUSAT - RAWAGELAM | PUSAT | DKI JAKARTA | JAKARTA TIMUR | MAIN UNIT | EMP | - |  | - |  | 20 June 2023 | ANTONIUS SAGITA - KALIBRASI | - |  | ACTIVE
88030254 | FS170 | SPIROANALYZER ST-170 | IMAGING | FUKUDA SANGYO CO.,LTD. | GN00002986 | RDC PUSAT - RAWAGELAM | PUSAT | DKI JAKARTA | JAKARTA TIMUR | MAIN UNIT | EMP | - |  | - |  | 20 June 2023 | ANTONIUS SAGITA - KALIBRASI | - |  | ACTIVE
88030255 | FS170 | SPIROANALYZER ST-170 | IMAGING | FUKUDA SANGYO CO.,LTD. | GN00001600 | LAB DR.TONY - KACA PIRING | BANJARMASIN | KALIMANTAN SELATAN | BANJARMASIN | MAIN UNIT | CUSTOMER | - |  | 26 August 2023 |  | 20 June 2023 | ANTONIUS SAGITA - KALIBRASI | 14 October 2023 | ANDI ISMAIL - SPV TSE TIMUR | ACTIVE
88030256 | FS170 | SPIROANALYZER ST-170 | IMAGING | FUKUDA SANGYO CO.,LTD. | GN00002986 | RDC PUSAT - RAWAGELAM | PUSAT | DKI JAKARTA | JAKARTA TIMUR | MAIN UNIT | EMP | - |  | - |  | 20 June 2023 | ANTONIUS SAGITA - KALIBRASI | - |  | ACTIVE
88030257 | FS170 | SPIROANALYZER ST-170 | IMAGING | FUKUDA SANGYO CO.,LTD. | GN00007907 | RS MUHAMMADIYAH PONOROGO | KEDIRI | JAWA TIMUR | KEDIRI | MAIN UNIT | CUSTOMER | - |  | 25 August 2023 |  | 20 June 2023 | ANTONIUS SAGITA - KALIBRASI | 14 October 2023 | ANDI ISMAIL - SPV TSE TIMUR | ACTIVE
88030258 | FS170 | SPIROANALYZER ST-170 | IMAGING | FUKUDA SANGYO CO.,LTD. | GN00002986 | RDC PUSAT - RAWAGELAM | PUSAT | DKI JAKARTA | JAKARTA TIMUR | MAIN UNIT | EMP | - |  | - |  | 20 June 2023 | ANTONIUS SAGITA - KALIBRASI | - |  | ACTIVE
88030259 | FS170 | SPIROANALYZER ST-170 | IMAGING | FUKUDA SANGYO CO.,LTD. | GN23120001 | RS PRIMAYA HERTASNING | MAKASSAR | SULAWESI SELATAN | MAKASSAR | MAIN UNIT | CUSTOMER | - |  | 16 November 2023 |  | 20 June 2023 | ANTONIUS SAGITA - KALIBRASI | 5 December 2023 | ANDI ISMAIL - SPV TSE TIMUR | ACTIVE
88030260 | FS170 | SPIROANALYZER ST-170 | IMAGING | FUKUDA SANGYO CO.,LTD. | GN00002848 | RS PEKERJA KBN (KAWASAN BERIKAT NUSANTARA) | JAKARTA-1 | DKI JAKARTA | JAKARTA UTARA | MAIN UNIT | CUSTOMER | - |  | 1 September 2023 |  | 20 June 2023 | ANTONIUS SAGITA - KALIBRASI | 9 October 2023 | SAHID DERMAWAN - SPV TSE BARAT | ACTIVE
88030261 | FS170 | SPIROANALYZER ST-170 | IMAGING | FUKUDA SANGYO CO.,LTD. | GN00002986 | RDC PUSAT - RAWAGELAM | PUSAT | DKI JAKARTA | JAKARTA TIMUR | MAIN UNIT | EMP | - |  | - |  | 20 June 2023 | ANTONIUS SAGITA - KALIBRASI | - |  | ACTIVE
88030262 | FS170 | SPIROANALYZER ST-170 | IMAGING | FUKUDA SANGYO CO.,LTD. | GN00002986 | RDC PUSAT - RAWAGELAM | PUSAT | DKI JAKARTA | JAKARTA TIMUR | MAIN UNIT | EMP | - |  | - |  | 20 June 2023 | ANTONIUS SAGITA - KALIBRASI | - |  | ACTIVE
88030263 | FS170 | SPIROANALYZER ST-170 | IMAGING | FUKUDA SANGYO CO.,LTD. | GN00002986 | RDC PUSAT - RAWAGELAM | PUSAT | DKI JAKARTA | JAKARTA TIMUR | MAIN UNIT | EMP | - |  | - |  | 20 June 2023 | ANTONIUS SAGITA - KALIBRASI | - |  | ACTIVE
88030264 | FS170 | SPIROANALYZER ST-170 | IMAGING | FUKUDA SANGYO CO.,LTD. | GN00002986 | RDC PUSAT - RAWAGELAM | PUSAT | DKI JAKARTA | JAKARTA TIMUR | MAIN UNIT | EMP | - |  | - |  | 20 June 2023 | ANTONIUS SAGITA - KALIBRASI | - |  | ACTIVE
88030265 | FS170 | SPIROANALYZER ST-170 | IMAGING | FUKUDA SANGYO CO.,LTD. | GN00002986 | RDC PUSAT - RAWAGELAM | PUSAT | DKI JAKARTA | JAKARTA TIMUR | MAIN UNIT | EMP | - |  | - |  | 20 June 2023 | ANTONIUS SAGITA - KALIBRASI | - |  | ACTIVE
88030266 | FS170 | SPIROANALYZER ST-170 | IMAGING | FUKUDA SANGYO CO.,LTD. | GN24050001 | Lab Cito Balikpapan | BALIKPAPAN | KALIMANTAN TIMUR | BALIKPAPAN | MAIN UNIT | CUSTOMER | - |  | 4 October 2023 |  | 20 June 2023 | ANTONIUS SAGITA - KALIBRASI | 24 February 2025 | ANDI ISMAIL - SPV TSE TIMUR | ACTIVE
88030267 | FS170 | SPIROANALYZER ST-170 | IMAGING | FUKUDA SANGYO CO.,LTD. | GN00002986 | RDC PUSAT - RAWAGELAM | PUSAT | DKI JAKARTA | JAKARTA TIMUR | MAIN UNIT | EMP | - |  | - |  | 20 June 2023 | ANTONIUS SAGITA - KALIBRASI | - |  | ACTIVE
8803285 | SRNEP | NEPTUNE STD MONITOR 6 PAR | IMAGING | SIARE INTERNATIONAL | GN00003001 | PT. ENSEVAL MEDIKA PRIMA - HO | PUSAT | DKI JAKARTA | JAKARTA TIMUR | MAIN UNIT | EMP | 18 January 2017 | ARIEF SETIAWAN - TSE CP | 1 January 2009 |  | 18 January 2017 | ARIEF SETIAWAN - TSE CP | - |  | ACTIVE
8803301 | SRNEP | NEPTUNE STD MONITOR 6 PAR | IMAGING | SIARE INTERNATIONAL | GN00001710 | RSU PROVINSI SULAWESI TENGGARA | PALU | SULAWESI TENGGARA | KENDARI | MAIN UNIT | CUSTOMER | 20 May 2015 |  | 1 January 1900 |  | 20 May 2015 |  | - |  | ACTIVE
8803304 | SRNEP | NEPTUNE STD MONITOR 6 PAR | IMAGING | SIARE INTERNATIONAL | GN00002148 | RS M. SHOLEH, PROBOLINGGO | MALANG | JAWA TIMUR | PROBOLINGGO | MAIN UNIT | CUSTOMER | 10 April 2015 |  | 1 January 1900 |  | 10 April 2015 |  | - |  | ACTIVE
8803306 | SRNEP | NEPTUNE STD MONITOR 6 PAR | IMAGING | SIARE INTERNATIONAL | GN00002457 | RSU PARE | KEDIRI | JAWA TIMUR | KEDIRI | MAIN UNIT | CUSTOMER | 10 April 2015 |  | 1 January 1900 |  | 10 April 2015 |  | - |  | ACTIVE
88040268 | FS170 | SPIROANALYZER ST-170 | IMAGING | FUKUDA SANGYO CO.,LTD. | GN00005404 | PT CITO PUTRA UTAMA | SOLO | JAWA TENGAH | BOYOLALI | MAIN UNIT | CUSTOMER | - |  | 4 October 2023 |  | 20 June 2023 | ANTONIUS SAGITA - KALIBRASI | 9 February 2024 | ANDI ISMAIL - SPV TSE TIMUR | ACTIVE
88040275 | FS170 | SPIROANALYZER ST-170 | IMAGING | FUKUDA SANGYO CO.,LTD. | GN00005404 | PT CITO PUTRA UTAMA | SOLO | JAWA TENGAH | BOYOLALI | MAIN UNIT | CUSTOMER | - |  | 4 October 2023 |  | 26 September 2023 | ARIEF SETIAWAN - TSE CP | 9 February 2024 | ANDI ISMAIL - SPV TSE TIMUR | ACTIVE
88040276 | FS170 | SPIROANALYZER ST-170 | IMAGING | FUKUDA SANGYO CO.,LTD. | GN00005404 | PT CITO PUTRA UTAMA | SOLO | JAWA TENGAH | BOYOLALI | MAIN UNIT | CUSTOMER | - |  | 4 October 2023 |  | 26 September 2023 | ARIEF SETIAWAN - TSE CP | 9 February 2024 | ANDI ISMAIL - SPV TSE TIMUR | ACTIVE
88040277 | FS170 | SPIROANALYZER ST-170 | IMAGING | FUKUDA SANGYO CO.,LTD. | GN00005404 | PT CITO PUTRA UTAMA | SOLO | JAWA TENGAH | BOYOLALI | MAIN UNIT | CUSTOMER | - |  | 4 October 2023 |  | 26 September 2023 | ARIEF SETIAWAN - TSE CP | 9 February 2024 | ANDI ISMAIL - SPV TSE TIMUR | ACTIVE
88040278 | FS170 | SPIROANALYZER ST-170 | IMAGING | FUKUDA SANGYO CO.,LTD. | GN00005404 | PT CITO PUTRA UTAMA | SOLO | JAWA TENGAH | BOYOLALI | MAIN UNIT | CUSTOMER | - |  | 4 October 2023 |  | 26 September 2023 | ARIEF SETIAWAN - TSE CP | 9 February 2024 | ANDI ISMAIL - SPV TSE TIMUR | ACTIVE
88040279 | FS170 | SPIROANALYZER ST-170 | IMAGING | FUKUDA SANGYO CO.,LTD. | GN24060008 | KLINIK IATROS MALUK | MATARAM | NUSA TENGGARA BARAT | MATARAM | MAIN UNIT | CUSTOMER | - |  | 7 December 2023 |  | 26 September 2023 | ARIEF SETIAWAN - TSE CP | 10 June 2024 | ANDI ISMAIL - SPV TSE TIMUR | ACTIVE
88040280 | FS170 | SPIROANALYZER ST-170 | IMAGING | FUKUDA SANGYO CO.,LTD. | GN00002986 | RDC PUSAT - RAWAGELAM | PUSAT | DKI JAKARTA | JAKARTA TIMUR | MAIN UNIT | EMP | - |  | - |  | 26 September 2023 | ARIEF SETIAWAN - TSE CP | - |  | ACTIVE
88040281 | FS170 | SPIROANALYZER ST-170 | IMAGING | FUKUDA SANGYO CO.,LTD. | GN00002986 | RDC PUSAT - RAWAGELAM | PUSAT | DKI JAKARTA | JAKARTA TIMUR | MAIN UNIT | EMP | - |  | - |  | 26 September 2023 | ARIEF SETIAWAN - TSE CP | - |  | ACTIVE
88040282 | FS170 | SPIROANALYZER ST-170 | IMAGING | FUKUDA SANGYO CO.,LTD. | GN00002986 | RDC PUSAT - RAWAGELAM | PUSAT | DKI JAKARTA | JAKARTA TIMUR | MAIN UNIT | EMP | - |  | - |  | 26 September 2023 | ARIEF SETIAWAN - TSE CP | - |  | ACTIVE
88050283 | FS170 | SPIROANALYZER ST-170 | IMAGING | FUKUDA SANGYO CO.,LTD. | GN00002986 | RDC PUSAT - RAWAGELAM | PUSAT | DKI JAKARTA | JAKARTA TIMUR | MAIN UNIT | EMP | - |  | - |  | 26 September 2023 | ARIEF SETIAWAN - TSE CP | - |  | ACTIVE
88050284 | FS170 | SPIROANALYZER ST-170 | IMAGING | FUKUDA SANGYO CO.,LTD. | GN00000695 | RS AULIA MEDIKA SANGATA | SAMARINDA | KALIMANTAN TIMUR | SAMARINDA | MAIN UNIT | CUSTOMER | - |  | 1 January 2023 |  | 26 September 2023 | ARIEF SETIAWAN - TSE CP | 22 January 2025 | ANDI ISMAIL - SPV TSE TIMUR | ACTIVE
88050285 | FS170 | SPIROANALYZER ST-170 | IMAGING | FUKUDA SANGYO CO.,LTD. | GN00002986 | RDC PUSAT - RAWAGELAM | PUSAT | DKI JAKARTA | JAKARTA TIMUR | MAIN UNIT | EMP | - |  | - |  | 26 September 2023 | ARIEF SETIAWAN - TSE CP | - |  | ACTIVE
88050286 | FS170 | SPIROANALYZER ST-170 | IMAGING | FUKUDA SANGYO CO.,LTD. | GN00002986 | RDC PUSAT - RAWAGELAM | PUSAT | DKI JAKARTA | JAKARTA TIMUR | MAIN UNIT | EMP | - |  | - |  | 26 September 2023 | ARIEF SETIAWAN - TSE CP | - |  | ACTIVE
88050287 | FS170 | SPIROANALYZER ST-170 | IMAGING | FUKUDA SANGYO CO.,LTD. | GN00009951 | YAY. RUMAH SAKIT ISLAM FATIMAH | JEMBER | JAWA TIMUR | JEMBER | MAIN UNIT | CUSTOMER | - |  | 16 November 2023 |  | 26 September 2023 | ARIEF SETIAWAN - TSE CP | 20 November 2023 | ANDI ISMAIL - SPV TSE TIMUR | ACTIVE
88050288 | FS170 | SPIROANALYZER ST-170 | IMAGING | FUKUDA SANGYO CO.,LTD. | GN24070005 | RSU DARMAYU MADIUN | KEDIRI | JAWA TIMUR | KEDIRI | MAIN UNIT | CUSTOMER | - |  | 12 April 2023 |  | 26 September 2023 | ARIEF SETIAWAN - TSE CP | 10 September 2024 | ANDI ISMAIL - SPV TSE TIMUR | ACTIVE
88050289 | FS170 | SPIROANALYZER ST-170 | IMAGING | FUKUDA SANGYO CO.,LTD. | GN00012104 | LABKESDA SUBANG | BANDUNG-2 | JAWA BARAT | SUBANG | MAIN UNIT | CUSTOMER | - |  | 11 December 2023 |  | 26 September 2023 | ARIEF SETIAWAN - TSE CP | 18 December 2023 | SAHID DERMAWAN - SPV TSE BARAT | ACTIVE
88050290 | FS170 | SPIROANALYZER ST-170 | IMAGING | FUKUDA SANGYO CO.,LTD. | GN00002986 | RDC PUSAT - RAWAGELAM | PUSAT | DKI JAKARTA | JAKARTA TIMUR | MAIN UNIT | EMP | - |  | - |  | 26 September 2023 | ARIEF SETIAWAN - TSE CP | - |  | ACTIVE
88060041 | FS190 | Spiroanalyzer ST190 | IMAGING | FUKUDA SANGYO CO.,LTD. | GN00002986 | RDC PUSAT - RAWAGELAM | PUSAT | DKI JAKARTA | JAKARTA TIMUR | MAIN UNIT | EMP | - |  | - |  | 6 November 2024 | ARIEF SETIAWAN - TSE CP | - |  | ACTIVE
88060291 | FS170 | SPIROANALYZER ST-170 | IMAGING | FUKUDA SANGYO CO.,LTD. | GN20110017 | RS HERMINA SURAKARTA | SOLO | JAWA TENGAH | SURAKARTA | MAIN UNIT | CUSTOMER | - |  | 20 November 2023 |  | 26 September 2023 | ARIEF SETIAWAN - TSE CP | 28 November 2023 | ANDI ISMAIL - SPV TSE TIMUR | ACTIVE
88060292 | FS170 | SPIROANALYZER ST-170 | IMAGING | FUKUDA SANGYO CO.,LTD. | GN00002986 | RDC PUSAT - RAWAGELAM | PUSAT | DKI JAKARTA | JAKARTA TIMUR | MAIN UNIT | EMP | - |  | - |  | 26 September 2023 | ARIEF SETIAWAN - TSE CP | - |  | ACTIVE
88060293 | FS170 | SPIROANALYZER ST-170 | IMAGING | FUKUDA SANGYO CO.,LTD. | GN00000188 | RS AWAL BROS PEKANBARU | PEKAN BARU | RIAU | PEKANBARU | MAIN UNIT | CUSTOMER | - |  | 13 December 2023 |  | 26 September 2023 | ARIEF SETIAWAN - TSE CP | 18 December 2023 | SAHID DERMAWAN - SPV TSE BARAT | ACTIVE
88060294 | FS170 | SPIROANALYZER ST-170 | IMAGING | FUKUDA SANGYO CO.,LTD. | GN00002828 | RS ISLAM JAKARTA TIMUR ( RS ISLAM PONDOK KOPI ) | JAKARTA-1 | DKI JAKARTA | JAKARTA TIMUR | MAIN UNIT | CUSTOMER | - |  | 23 November 2023 |  | 26 September 2023 | ARIEF SETIAWAN - TSE CP | 6 December 2023 | SAHID DERMAWAN - SPV TSE BARAT | ACTIVE
88060295 | FS170 | SPIROANALYZER ST-170 | IMAGING | FUKUDA SANGYO CO.,LTD. | GN00002986 | RDC PUSAT - RAWAGELAM | PUSAT | DKI JAKARTA | JAKARTA TIMUR | MAIN UNIT | EMP | - |  | - |  | 26 September 2023 | ARIEF SETIAWAN - TSE CP | - |  | ACTIVE
88060297 | FS170 | SPIROANALYZER ST-170 | IMAGING | FUKUDA SANGYO CO.,LTD. | GN00002986 | RDC PUSAT - RAWAGELAM | PUSAT | DKI JAKARTA | JAKARTA TIMUR | MAIN UNIT | EMP | - |  | - |  | 26 September 2023 | ARIEF SETIAWAN - TSE CP | - |  | ACTIVE
88060298 | FS170 | SPIROANALYZER ST-170 | IMAGING | FUKUDA SANGYO CO.,LTD. | GN00002986 | RDC PUSAT - RAWAGELAM | PUSAT | DKI JAKARTA | JAKARTA TIMUR | MAIN UNIT | EMP | - |  | - |  | 26 September 2023 | ARIEF SETIAWAN - TSE CP | - |  | ACTIVE
88060299 | FS170 | SPIROANALYZER ST-170 | IMAGING | FUKUDA SANGYO CO.,LTD. | GN00001226 | RS Muhammadiyah Sumberrejo Bojonegoro | SURABAYA-2 | JAWA TIMUR | BOJONEGORO | MAIN UNIT | CUSTOMER | - |  | 20 December 2023 |  | 7 December 2023 | ANTONIUS SAGITA - KALIBRASI | 2 January 2024 | ANDI ISMAIL - SPV TSE TIMUR | ACTIVE
88060300 | FS170 | SPIROANALYZER ST-170 | IMAGING | FUKUDA SANGYO CO.,LTD. | GN00002986 | RDC PUSAT - RAWAGELAM | PUSAT | DKI JAKARTA | JAKARTA TIMUR | MAIN UNIT | EMP | - |  | - |  | 7 December 2023 | ANTONIUS SAGITA - KALIBRASI | - |  | ACTIVE
88060301 | FS170 | SPIROANALYZER ST-170 | IMAGING | FUKUDA SANGYO CO.,LTD. | GN00002986 | RDC PUSAT - RAWAGELAM | PUSAT | DKI JAKARTA | JAKARTA TIMUR | MAIN UNIT | EMP | - |  | - |  | 7 December 2023 | ANTONIUS SAGITA - KALIBRASI | - |  | ACTIVE
88060302 | FS170 | SPIROANALYZER ST-170 | IMAGING | FUKUDA SANGYO CO.,LTD. | GN00008512 | RS SILOAM ( PT SILOAM INTERNATIONAL HOSPITALS ) SIMATUPANG | JAKARTA-2 | DKI JAKARTA | JAKARTA SELATAN | MAIN UNIT | CUSTOMER | - |  | 22 December 2023 |  | 7 December 2023 | ANTONIUS SAGITA - KALIBRASI | 27 December 2023 | SAHID DERMAWAN - SPV TSE BARAT | ACTIVE
88060303 | FS170 | SPIROANALYZER ST-170 | IMAGING | FUKUDA SANGYO CO.,LTD. | GN00001633 | LABKESDA CIREBON | CIREBON | JAWA BARAT | CIREBON | MAIN UNIT | CUSTOMER | - |  | 21 December 2023 |  | 7 December 2023 | ANTONIUS SAGITA - KALIBRASI | 27 December 2023 | SAHID DERMAWAN - SPV TSE BARAT | ACTIVE
88060304 | FS170 | SPIROANALYZER ST-170 | IMAGING | FUKUDA SANGYO CO.,LTD. | GN00006018 | RSUD GUNUNGJATI | CIREBON | JAWA BARAT | CIREBON | MAIN UNIT | CUSTOMER | - |  | 22 December 2023 |  | 7 December 2023 | ANTONIUS SAGITA - KALIBRASI | 27 December 2023 | SAHID DERMAWAN - SPV TSE BARAT | ACTIVE
88060305 | FS170 | SPIROANALYZER ST-170 | IMAGING | FUKUDA SANGYO CO.,LTD. | GN00006018 | RSUD GUNUNGJATI | CIREBON | JAWA BARAT | CIREBON | MAIN UNIT | CUSTOMER | - |  | 22 December 2023 |  | 7 December 2023 | ANTONIUS SAGITA - KALIBRASI | 27 December 2023 | SAHID DERMAWAN - SPV TSE BARAT | ACTIVE
88060306 | FS170 | SPIROANALYZER ST-170 | IMAGING | FUKUDA SANGYO CO.,LTD. | GN00005670 | RSI UNISMA | MALANG | JAWA TIMUR | MALANG | MAIN UNIT | CUSTOMER | - |  | 29 December 2023 |  | 7 December 2023 | ANTONIUS SAGITA - KALIBRASI | 7 February 2024 | ANDI ISMAIL - SPV TSE TIMUR | ACTIVE
88060323 | FS170 | SPIROANALYZER ST-170 | IMAGING | FUKUDA SANGYO CO.,LTD. | GN00002986 | RDC PUSAT - RAWAGELAM | PUSAT | DKI JAKARTA | JAKARTA TIMUR | MAIN UNIT | EMP | - |  | - |  | 7 December 2023 | ANTONIUS SAGITA - KALIBRASI | - |  | ACTIVE
88070042 | FS190 | Spiroanalyzer ST190 | IMAGING | FUKUDA SANGYO CO.,LTD. | GN00002986 | RDC PUSAT - RAWAGELAM | PUSAT | DKI JAKARTA | JAKARTA TIMUR | MAIN UNIT | EMP | - |  | - |  | 22 November 2024 | LEO LANANG SIGIT - TSE CP | - |  | ACTIVE
88070043 | FS190 | Spiroanalyzer ST190 | IMAGING | FUKUDA SANGYO CO.,LTD. | GN23080013 | KLINIK LAB DHILLON MEDICAL CENTER | MEDAN | SUMATERA UTARA | MEDAN | MAIN UNIT | CUSTOMER | - |  | 26 June 2025 |  | 22 November 2024 | LEO LANANG SIGIT - TSE CP | 1 July 2025 | SAHID DERMAWAN - SPV TSE BARAT | ACTIVE
88070044 | FS190 | Spiroanalyzer ST190 | IMAGING | FUKUDA SANGYO CO.,LTD. | GN25080002 | RS AWAL BROS BATU AJI | BATAM | KEPULAUAN RIAU | BATAM | MAIN UNIT | CUSTOMER | - |  | 16 July 2025 |  | 22 November 2024 | LEO LANANG SIGIT - TSE CP | 4 August 2025 | SAHID DERMAWAN - SPV TSE BARAT | ACTIVE
88070307 | FS170 | SPIROANALYZER ST-170 | IMAGING | FUKUDA SANGYO CO.,LTD. | GN21030071 | RS PUTRA WASPADA | KEDIRI | JAWA TIMUR | KEDIRI | MAIN UNIT | CUSTOMER | - |  | 19 December 2023 |  | 7 December 2023 | ANTONIUS SAGITA - KALIBRASI | 21 December 2023 | ANDI ISMAIL - SPV TSE TIMUR | ACTIVE
88070308 | FS170 | SPIROANALYZER ST-170 | IMAGING | FUKUDA SANGYO CO.,LTD. | GN00002986 | RDC PUSAT - RAWAGELAM | PUSAT | DKI JAKARTA | JAKARTA TIMUR | MAIN UNIT | EMP | - |  | - |  | 7 December 2023 | ANTONIUS SAGITA - KALIBRASI | - |  | ACTIVE
88070309 | FS170 | SPIROANALYZER ST-170 | IMAGING | FUKUDA SANGYO CO.,LTD. | GN21040021 | RS Umum Siaga Medika Purbalingga | PURWOKERTO | JAWA TENGAH | PURWOKERTO | MAIN UNIT | CUSTOMER | - |  | 23 January 2024 |  | 7 December 2023 | ANTONIUS SAGITA - KALIBRASI | 12 February 2024 | ANDI ISMAIL - SPV TSE TIMUR | ACTIVE
88070310 | FS170 | SPIROANALYZER ST-170 | IMAGING | FUKUDA SANGYO CO.,LTD. | GN00002821 | RS MULYA | TANGERANG | BANTEN | TANGERANG | MAIN UNIT | CUSTOMER | - |  | 3 January 2024 |  | 7 December 2023 | ANTONIUS SAGITA - KALIBRASI | 15 January 2024 | SAHID DERMAWAN - SPV TSE BARAT | ACTIVE
88070311 | FS170 | SPIROANALYZER ST-170 | IMAGING | FUKUDA SANGYO CO.,LTD. | GN00002986 | RDC PUSAT - RAWAGELAM | PUSAT | DKI JAKARTA | JAKARTA TIMUR | MAIN UNIT | EMP | - |  | - |  | 7 December 2023 | ANTONIUS SAGITA - KALIBRASI | - |  | ACTIVE
88070312 | FS170 | SPIROANALYZER ST-170 | IMAGING | FUKUDA SANGYO CO.,LTD. | GN00000290 | RSU ARTHA MEDICA | MEDAN | SUMATERA UTARA | BINJAI | MAIN UNIT | CUSTOMER | - |  | 13 February 2024 |  | 7 December 2023 | ANTONIUS SAGITA - KALIBRASI | 26 February 2025 | SAHID DERMAWAN - SPV TSE BARAT | ACTIVE
88070313 | FS170 | SPIROANALYZER ST-170 | IMAGING | FUKUDA SANGYO CO.,LTD. | GN00001782 | RSU KASIH IBU SURAKARTA | SOLO | JAWA TENGAH | SURAKARTA | MAIN UNIT | CUSTOMER | - |  | 26 February 2024 |  | 7 December 2023 | ANTONIUS SAGITA - KALIBRASI | 12 March 2024 | ANDI ISMAIL - SPV TSE TIMUR | ACTIVE
88070314 | FS170 | SPIROANALYZER ST-170 | IMAGING | FUKUDA SANGYO CO.,LTD. | GN00000330 | RS MITRA SEJATI | MEDAN | SUMATERA UTARA | MEDAN | MAIN UNIT | CUSTOMER | - |  | 7 December 2023 |  | 7 December 2023 | ANTONIUS SAGITA - KALIBRASI | 20 February 2025 | SAHID DERMAWAN - SPV TSE BARAT | ACTIVE
88070315 | FS170 | SPIROANALYZER ST-170 | IMAGING | FUKUDA SANGYO CO.,LTD. | GN00001885 | LAB PRAMITA | YOGYAKARTA | YOGYAKARTA | YOGYAKARTA | MAIN UNIT | CUSTOMER | - |  | 28 February 2024 |  | 7 December 2023 | ANTONIUS SAGITA - KALIBRASI | 12 March 2024 | ANDI ISMAIL - SPV TSE TIMUR | ACTIVE
88070316 | FS170 | SPIROANALYZER ST-170 | IMAGING | FUKUDA SANGYO CO.,LTD. | GN00000217 | RSUD BANGKINANG | PEKAN BARU | RIAU | BANGKINANG | MAIN UNIT | CUSTOMER | - |  | 26 April 2024 |  | 7 December 2023 | ANTONIUS SAGITA - KALIBRASI | 7 May 2024 | SAHID DERMAWAN - SPV TSE BARAT | ACTIVE
88070317 | FS170 | SPIROANALYZER ST-170 | IMAGING | FUKUDA SANGYO CO.,LTD. | GN00002986 | RDC PUSAT - RAWAGELAM | PUSAT | DKI JAKARTA | JAKARTA TIMUR | MAIN UNIT | EMP | - |  | - |  | 7 December 2023 | ANTONIUS SAGITA - KALIBRASI | - |  | ACTIVE
88070318 | FS170 | SPIROANALYZER ST-170 | IMAGING | FUKUDA SANGYO CO.,LTD. | GN00002387 | RS BANYUMANIK | SEMARANG | JAWA TENGAH | KENDAL | MAIN UNIT | CUSTOMER | - |  | 1 April 2024 |  | 7 December 2023 | ANTONIUS SAGITA - KALIBRASI | 16 April 2024 | ANDI ISMAIL - SPV TSE TIMUR | ACTIVE
8807130 | SRNEP | NEPTUNE STD MONITOR 6 PAR | IMAGING | SIARE INTERNATIONAL | GN00001472 | RS Orthopedi Prof Dr R Soeharso - ahmad yani | SOLO | JAWA TENGAH | SURAKARTA | MAIN UNIT | CUSTOMER | 10 April 2015 |  | 1 January 1900 |  | 10 April 2015 |  | - |  | ACTIVE
88080046 | FS190 | Spiroanalyzer ST190 | IMAGING | FUKUDA SANGYO CO.,LTD. | GN00002912 | RS SIMPANGAN DEPOK | PEJATEN | JAWA BARAT | DEPOK | MAIN UNIT | CUSTOMER | - |  | 21 August 2025 |  | 20 January 2025 | ARIEF SETIAWAN - TSE CP | 11 September 2025 | SAHID DERMAWAN - SPV TSE BARAT | ACTIVE
88080047 | FS190 | Spiroanalyzer ST190 | IMAGING | FUKUDA SANGYO CO.,LTD. | GN00001508 | RSI LUMAJANG | JEMBER | JAWA TIMUR | LUMAJANG | MAIN UNIT | CUSTOMER | - |  | 8 September 2025 |  | 20 January 2025 | ARIEF SETIAWAN - TSE CP | 2 October 2025 | SAHID DERMAWAN - SPV TSE BARAT | ACTIVE
88080048 | FS190 | Spiroanalyzer ST190 | IMAGING | FUKUDA SANGYO CO.,LTD. | GN00002986 | RDC PUSAT - RAWAGELAM | PUSAT | DKI JAKARTA | JAKARTA TIMUR | MAIN UNIT | EMP | - |  | - |  | 20 January 2025 | ARIEF SETIAWAN - TSE CP | - |  | ACTIVE
88080049 | FS190 | Spiroanalyzer ST190 | IMAGING | FUKUDA SANGYO CO.,LTD. | GN00002986 | RDC PUSAT - RAWAGELAM | PUSAT | DKI JAKARTA | JAKARTA TIMUR | MAIN UNIT | EMP | - |  | - |  | 20 January 2025 | ARIEF SETIAWAN - TSE CP | - |  | ACTIVE
88080319 | FS170 | SPIROANALYZER ST-170 | IMAGING | FUKUDA SANGYO CO.,LTD. | GN00004531 | RS KLINIK AMC FARMA | YOGYAKARTA | YOGYAKARTA | YOGYAKARTA | MAIN UNIT | CUSTOMER | - |  | 4 April 2024 |  | 7 December 2023 | ANTONIUS SAGITA - KALIBRASI | 16 April 2024 | ANDI ISMAIL - SPV TSE TIMUR | ACTIVE
88080320 | FS170 | SPIROANALYZER ST-170 | IMAGING | FUKUDA SANGYO CO.,LTD. | GN00010695 | RS. YARSI - BATANG AGAM ( YAYASAN RUMAH SAKIT ISLAM IBNU SINA BUKITTINGGI ) | PADANG | SUMATERA BARAT | PADANG | MAIN UNIT | CUSTOMER | - |  | 29 April 2024 |  | 7 December 2023 | ANTONIUS SAGITA - KALIBRASI | 7 May 2024 | SAHID DERMAWAN - SPV TSE BARAT | ACTIVE
88080321 | FS170 | SPIROANALYZER ST-170 | IMAGING | FUKUDA SANGYO CO.,LTD. | GN00002986 | RDC PUSAT - RAWAGELAM | PUSAT | DKI JAKARTA | JAKARTA TIMUR | MAIN UNIT | EMP | - |  | - |  | 7 December 2023 | ANTONIUS SAGITA - KALIBRASI | - |  | ACTIVE
88080322 | FS170 | SPIROANALYZER ST-170 | IMAGING | FUKUDA SANGYO CO.,LTD. | GN00002986 | RDC PUSAT - RAWAGELAM | PUSAT | DKI JAKARTA | JAKARTA TIMUR | MAIN UNIT | EMP | - |  | - |  | 7 December 2023 | ANTONIUS SAGITA - KALIBRASI | - |  | ACTIVE
88080324 | FS170 | SPIROANALYZER ST-170 | IMAGING | FUKUDA SANGYO CO.,LTD. | GN00002986 | RDC PUSAT - RAWAGELAM | PUSAT | DKI JAKARTA | JAKARTA TIMUR | MAIN UNIT | EMP | - |  | - |  | 7 December 2023 | ANTONIUS SAGITA - KALIBRASI | - |  | ACTIVE
88080325 | FS170 | SPIROANALYZER ST-170 | IMAGING | FUKUDA SANGYO CO.,LTD. | GN00002908 | RSIA HERMINA DEPOK | PEJATEN | JAWA BARAT | DEPOK | MAIN UNIT | CUSTOMER | - |  | 10 June 2024 |  | 22 January 2024 | ARIEF SETIAWAN - TSE CP | 24 June 2024 | SAHID DERMAWAN - SPV TSE BARAT | ACTIVE
88080326 | FS170 | SPIROANALYZER ST-170 | IMAGING | FUKUDA SANGYO CO.,LTD. | GN23120007 | RS AWAL BROSS DUMAI | PEKAN BARU | RIAU | PEKANBARU | MAIN UNIT | CUSTOMER | - |  | 26 June 2024 |  | 22 January 2024 | ARIEF SETIAWAN - TSE CP | 1 July 2024 | SAHID DERMAWAN - SPV TSE BARAT | ACTIVE
880803321 | FS170 | SPIROANALYZER ST-170 | IMAGING | FUKUDA SANGYO CO.,LTD. | GN00002986 | RDC PUSAT - RAWAGELAM | PUSAT | DKI JAKARTA | JAKARTA TIMUR | MAIN UNIT | EMP | - |  | - |  | 7 December 2023 | ANTONIUS SAGITA - KALIBRASI | - |  | ACTIVE
88090050 | FS190 | Spiroanalyzer ST190 | IMAGING | FUKUDA SANGYO CO.,LTD. | GN00002986 | RDC PUSAT - RAWAGELAM | PUSAT | DKI JAKARTA | JAKARTA TIMUR | MAIN UNIT | EMP | - |  | - |  | 20 January 2025 | ARIEF SETIAWAN - TSE CP | - |  | ACTIVE
88090051 | FS190 | Spiroanalyzer ST190 | IMAGING | FUKUDA SANGYO CO.,LTD. | GN00002986 | RDC PUSAT - RAWAGELAM | PUSAT | DKI JAKARTA | JAKARTA TIMUR | MAIN UNIT | EMP | - |  | - |  | 20 January 2025 | ARIEF SETIAWAN - TSE CP | - |  | ACTIVE
88090052 | FS190 | Spiroanalyzer ST190 | IMAGING | FUKUDA SANGYO CO.,LTD. | GN00002986 | RDC PUSAT - RAWAGELAM | PUSAT | DKI JAKARTA | JAKARTA TIMUR | MAIN UNIT | EMP | - |  | - |  | 20 January 2025 | ARIEF SETIAWAN - TSE CP | - |  | ACTIVE
88090053 | FS190 | Spiroanalyzer ST190 | IMAGING | FUKUDA SANGYO CO.,LTD. | GN00002986 | RDC PUSAT - RAWAGELAM | PUSAT | DKI JAKARTA | JAKARTA TIMUR | MAIN UNIT | EMP | - |  | - |  | 20 January 2025 | ARIEF SETIAWAN - TSE CP | - |  | ACTIVE
88090327 | FS170 | SPIROANALYZER ST-170 | IMAGING | FUKUDA SANGYO CO.,LTD. | GN00002986 | RDC PUSAT - RAWAGELAM | PUSAT | DKI JAKARTA | JAKARTA TIMUR | MAIN UNIT | EMP | - |  | - |  | 22 January 2024 | ARIEF SETIAWAN - TSE CP | - |  | ACTIVE
88090328 | FS170 | SPIROANALYZER ST-170 | IMAGING | FUKUDA SANGYO CO.,LTD. | GN00003821 | BIMC KUTA | DENPASAR | BALI | DENPASAR | MAIN UNIT | CUSTOMER | - |  | 3 July 2024 |  | 22 January 2024 | ARIEF SETIAWAN - TSE CP | 5 July 2024 | ANDI ISMAIL - SPV TSE TIMUR | ACTIVE
88090329 | FS170 | SPIROANALYZER ST-170 | IMAGING | FUKUDA SANGYO CO.,LTD. | GN00002004 | RS BIMC NUSA DUA | DENPASAR | BALI | DENPASAR | MAIN UNIT | CUSTOMER | - |  | 12 July 2024 |  | 22 January 2024 | ARIEF SETIAWAN - TSE CP | 5 July 2024 | ANDI ISMAIL - SPV TSE TIMUR | ACTIVE
88090330 | FS170 | SPIROANALYZER ST-170 | IMAGING | FUKUDA SANGYO CO.,LTD. | GN20010113 | RS Umum Permata Keluarga Jababeka | BEKASI | JAWA BARAT | BEKASI | MAIN UNIT | CUSTOMER | - |  | 25 June 2024 |  | 22 January 2024 | ARIEF SETIAWAN - TSE CP | 1 July 2024 | SAHID DERMAWAN - SPV TSE BARAT | ACTIVE
88090331 | FS170 | SPIROANALYZER ST-170 | IMAGING | FUKUDA SANGYO CO.,LTD. | GN22030048 | RS UNI MEDIKA CORP | JAKARTA-2 | DKI JAKARTA | JAKARTA BARAT | MAIN UNIT | CUSTOMER | - |  | 24 June 2024 |  | 22 January 2024 | ARIEF SETIAWAN - TSE CP | 1 July 2024 | SAHID DERMAWAN - SPV TSE BARAT | ACTIVE
88090332 | FS170 | SPIROANALYZER ST-170 | IMAGING | FUKUDA SANGYO CO.,LTD. | GN00011811 | RS SILOAM PURWAKARTA | BANDUNG-2 | JAWA BARAT | BANDUNG | MAIN UNIT | CUSTOMER | - |  | 19 September 2024 |  | 22 January 2024 | ARIEF SETIAWAN - TSE CP | 20 September 2024 | SAHID DERMAWAN - SPV TSE BARAT | ACTIVE
88090333 | FS170 | SPIROANALYZER ST-170 | IMAGING | FUKUDA SANGYO CO.,LTD. | GN00002986 | RDC PUSAT - RAWAGELAM | PUSAT | DKI JAKARTA | JAKARTA TIMUR | MAIN UNIT | EMP | - |  | - |  | 22 January 2024 | ARIEF SETIAWAN - TSE CP | - |  | ACTIVE
88090334 | FS170 | SPIROANALYZER ST-170 | IMAGING | FUKUDA SANGYO CO.,LTD. | GN25030006 | LAB PARAHITA HERTASNING | MAKASSAR | SULAWESI SELATAN | MAKASSAR | MAIN UNIT | CUSTOMER | - |  | 22 August 2024 |  | 22 January 2024 | ARIEF SETIAWAN - TSE CP | 17 March 2025 | ANDI ISMAIL - SPV TSE TIMUR | ACTIVE
88100335 | FS170 | SPIROANALYZER ST-170 | IMAGING | FUKUDA SANGYO CO.,LTD. | GN21060014 | RS Citra Sundari | TANGERANG | BANTEN | TANGERANG | MAIN UNIT | CUSTOMER | - |  | 1 August 2024 |  | 22 January 2024 | ARIEF SETIAWAN - TSE CP | 26 August 2024 | SAHID DERMAWAN - SPV TSE BARAT | ACTIVE
88100336 | FS170 | SPIROANALYZER ST-170 | IMAGING | FUKUDA SANGYO CO.,LTD. | GN24070001 | RSU WILUJENG KEDIRI | KEDIRI | JAWA TIMUR | KEDIRI | MAIN UNIT | CUSTOMER | - |  | 20 August 2024 |  | 22 January 2024 | ARIEF SETIAWAN - TSE CP | 9 September 2024 | ANDI ISMAIL - SPV TSE TIMUR | ACTIVE
88100337 | FS170 | SPIROANALYZER ST-170 | IMAGING | FUKUDA SANGYO CO.,LTD. | GN18050027 | LAB. KIMIA FARMA - ACEH | BANDA ACEH | ACEH | BANDA ACEH | MAIN UNIT | CUSTOMER | - |  | - |  | 22 January 2024 | ARIEF SETIAWAN - TSE CP | - |  | ACTIVE
88100338 | FS170 | SPIROANALYZER ST-170 | IMAGING | FUKUDA SANGYO CO.,LTD. | GN00006158 | RS BETHSAIDA | TANGERANG | BANTEN | TANGERANG | MAIN UNIT | CUSTOMER | - |  | 3 September 2024 |  | 22 January 2024 | ARIEF SETIAWAN - TSE CP | 20 September 2024 | SAHID DERMAWAN - SPV TSE BARAT | ACTIVE
88100339 | FS170 | SPIROANALYZER ST-170 | IMAGING | FUKUDA SANGYO CO.,LTD. | GN00002986 | RDC PUSAT - RAWAGELAM | PUSAT | DKI JAKARTA | JAKARTA TIMUR | MAIN UNIT | EMP | - |  | - |  | 22 January 2024 | ARIEF SETIAWAN - TSE CP | - |  | ACTIVE
88100340 | FS170 | SPIROANALYZER ST-170 | IMAGING | FUKUDA SANGYO CO.,LTD. | GN00011537 | RSUD PESAWARAN | BANDAR LAMPUNG | LAMPUNG | BLAMBANGAN UMPU | MAIN UNIT | CUSTOMER | - |  | 22 October 2024 |  | 22 January 2024 | ARIEF SETIAWAN - TSE CP | 5 November 2024 | SAHID DERMAWAN - SPV TSE BARAT | ACTIVE
88100341 | FS170 | SPIROANALYZER ST-170 | IMAGING | FUKUDA SANGYO CO.,LTD. | GN00001822 | RSUD SOEDARSONO | MALANG | JAWA TIMUR | PASURUAN | MAIN UNIT | CUSTOMER | - |  | 21 October 2024 |  | 22 January 2024 | ARIEF SETIAWAN - TSE CP | 2 December 2024 | SAHID DERMAWAN - SPV TSE BARAT | ACTIVE
88100342 | FS170 | SPIROANALYZER ST-170 | IMAGING | FUKUDA SANGYO CO.,LTD. | GN00001086 | RS JANTUNG HARAPAN KITA | JAKARTA-2 | DKI JAKARTA | JAKARTA BARAT | MAIN UNIT | CUSTOMER | - |  | 1 October 2024 |  | 22 January 2024 | ARIEF SETIAWAN - TSE CP | 5 November 2024 | SAHID DERMAWAN - SPV TSE BARAT | ACTIVE
88110343 | FS170 | SPIROANALYZER ST-170 | IMAGING | FUKUDA SANGYO CO.,LTD. | GN00002986 | RDC PUSAT - RAWAGELAM | PUSAT | DKI JAKARTA | JAKARTA TIMUR | MAIN UNIT | EMP | - |  | - |  | 22 January 2024 | ARIEF SETIAWAN - TSE CP | - |  | ACTIVE
88110344 | FS170 | SPIROANALYZER ST-170 | IMAGING | FUKUDA SANGYO CO.,LTD. | GN22030041 | RS NIRWANA BANJARBARU | BANJARMASIN | KALIMANTAN SELATAN | BANJARMASIN | MAIN UNIT | CUSTOMER | - |  | 15 October 2024 |  | 22 January 2024 | ARIEF SETIAWAN - TSE CP | 5 November 2024 | ANDI ISMAIL - SPV TSE TIMUR | ACTIVE
88110347 | FS170 | SPIROANALYZER ST-170 | IMAGING | FUKUDA SANGYO CO.,LTD. | GN00002986 | RDC PUSAT - RAWAGELAM | PUSAT | DKI JAKARTA | JAKARTA TIMUR | MAIN UNIT | EMP | - |  | - |  | 19 April 2024 | ARIEF SETIAWAN - TSE CP | - |  | ACTIVE
88110348 | FS170 | SPIROANALYZER ST-170 | IMAGING | FUKUDA SANGYO CO.,LTD. | GN00002986 | RDC PUSAT - RAWAGELAM | PUSAT | DKI JAKARTA | JAKARTA TIMUR | MAIN UNIT | EMP | - |  | - |  | 19 April 2024 | ARIEF SETIAWAN - TSE CP | - |  | ACTIVE
88110349 | FS170 | SPIROANALYZER ST-170 | IMAGING | FUKUDA SANGYO CO.,LTD. | GN00001086 | RS JANTUNG HARAPAN KITA | JAKARTA-2 | DKI JAKARTA | JAKARTA BARAT | MAIN UNIT | CUSTOMER | - |  | 1 October 2024 |  | 19 April 2024 | ARIEF SETIAWAN - TSE CP | 5 November 2024 | SAHID DERMAWAN - SPV TSE BARAT | ACTIVE
88110350 | FS170 | SPIROANALYZER ST-170 | IMAGING | FUKUDA SANGYO CO.,LTD. | GN00001086 | RS JANTUNG HARAPAN KITA | JAKARTA-2 | DKI JAKARTA | JAKARTA BARAT | MAIN UNIT | CUSTOMER | - |  | 1 October 2024 |  | 19 April 2024 | ARIEF SETIAWAN - TSE CP | 5 November 2024 | SAHID DERMAWAN - SPV TSE BARAT | ACTIVE
88120352 | FS170 | SPIROANALYZER ST-170 | IMAGING | FUKUDA SANGYO CO.,LTD. | GN00000281 | RSU MUARA LABUH - SOLOK SELATAN | PADANG | SUMATERA BARAT | SOLOK SELATAN | MAIN UNIT | CUSTOMER | - |  | 12 November 2024 |  | 22 July 2024 | LEO LANANG SIGIT - TSE CP | 2 December 2024 | SAHID DERMAWAN - SPV TSE BARAT | ACTIVE
88120353 | FS170 | SPIROANALYZER ST-170 | IMAGING | FUKUDA SANGYO CO.,LTD. | GN00006602 | RS BEDAH DIPONEGORO DUA SATU | SOLO | JAWA TENGAH | KLATEN | MAIN UNIT | CUSTOMER | - |  | 25 September 2024 |  | 22 July 2024 | LEO LANANG SIGIT - TSE CP | 30 September 2024 | ANDI ISMAIL - SPV TSE TIMUR | ACTIVE
88120354 | FS170 | SPIROANALYZER ST-170 | IMAGING | FUKUDA SANGYO CO.,LTD. | GN00002248 | RSUD DR SOEGIRI | SURABAYA-1 | JAWA TIMUR | LAMONGAN | MAIN UNIT | CUSTOMER | - |  | 30 October 2024 |  | 22 July 2024 | LEO LANANG SIGIT - TSE CP | 5 November 2024 | ANDI ISMAIL - SPV TSE TIMUR | ACTIVE
88120355 | FS170 | SPIROANALYZER ST-170 | IMAGING | FUKUDA SANGYO CO.,LTD. | GN19120002 | RSIA HERMINA PEKANBARU | PEKAN BARU | RIAU | PEKANBARU | MAIN UNIT | CUSTOMER | - |  | 14 October 2024 |  | 22 July 2024 | LEO LANANG SIGIT - TSE CP | 5 November 2024 | SAHID DERMAWAN - SPV TSE BARAT | ACTIVE
88120356 | FS170 | SPIROANALYZER ST-170 | IMAGING | FUKUDA SANGYO CO.,LTD. | GN00001806 | RSUD DR SOERATNO GEMOLONG / RSUD GEMOLONG | SOLO | JAWA TENGAH | SRAGEN | MAIN UNIT | CUSTOMER | - |  | 4 October 2024 |  | 22 July 2024 | LEO LANANG SIGIT - TSE CP | 5 November 2024 | ANDI ISMAIL - SPV TSE TIMUR | ACTIVE
88120357 | FS170 | SPIROANALYZER ST-170 | IMAGING | FUKUDA SANGYO CO.,LTD. | GN00002986 | RDC PUSAT - RAWAGELAM | PUSAT | DKI JAKARTA | JAKARTA TIMUR | MAIN UNIT | EMP | - |  | - |  | 22 July 2024 | LEO LANANG SIGIT - TSE CP | - |  | ACTIVE
88120358 | FS170 | SPIROANALYZER ST-170 | IMAGING | FUKUDA SANGYO CO.,LTD. | GN24100004 | DYM MEDICAL CLINIC INDONESIA | JAKARTA-2 | DKI JAKARTA | JAKARTA PUSAT | MAIN UNIT | CUSTOMER | - |  | 11 October 2024 |  | 19 July 2024 | ARIEF SETIAWAN - TSE CP | 5 November 2024 | SAHID DERMAWAN - SPV TSE BARAT | ACTIVE
88120654 | FS170 | SPIROANALYZER ST-170 | IMAGING | FUKUDA SANGYO CO.,LTD. | GN00002986 | RDC PUSAT - RAWAGELAM | PUSAT | DKI JAKARTA | JAKARTA TIMUR | MAIN UNIT | EMP | - |  | - |  | 19 July 2024 | ARIEF SETIAWAN - TSE CP | - |  | ACTIVE
8812195 | SRNEP | NEPTUNE STD MONITOR 6 PAR | IMAGING | SIARE INTERNATIONAL | GN00001901 | RSUP SOERADJI KLATEN | YOGYAKARTA | YOGYAKARTA | YOGYAKARTA | MAIN UNIT | CUSTOMER | 17 April 2015 |  | 1 January 1900 |  | 17 April 2015 |  | - |  | ACTIVE
8812202 | SRNEP | NEPTUNE STD MONITOR 6 PAR | IMAGING | SIARE INTERNATIONAL | GN00001901 | RSUP SOERADJI KLATEN | YOGYAKARTA | YOGYAKARTA | YOGYAKARTA | MAIN UNIT | CUSTOMER | 17 April 2015 |  | 1 January 1900 |  | 17 April 2015 |  | - |  | ACTIVE
8812204 | SRNEP | NEPTUNE STD MONITOR 6 PAR | IMAGING | SIARE INTERNATIONAL | GN00001466 | RSUD SIDOARJO | SURABAYA-1 | JAWA TIMUR | SIDOARJO | MAIN UNIT | CUSTOMER | 20 May 2015 |  | 1 January 1900 |  | 20 May 2015 |  | - |  | ACTIVE
8812223 | SRNEP | NEPTUNE STD MONITOR 6 PAR | IMAGING | SIARE INTERNATIONAL | GN00001466 | RSUD SIDOARJO | SURABAYA-1 | JAWA TIMUR | SIDOARJO | MAIN UNIT | CUSTOMER | 10 April 2015 |  | 1 January 1900 |  | 10 April 2015 |  | - |  | ACTIVE
8812225 | SRNEP | NEPTUNE STD MONITOR 6 PAR | IMAGING | SIARE INTERNATIONAL | GN00001466 | RSUD SIDOARJO | SURABAYA-1 | JAWA TIMUR | SIDOARJO | MAIN UNIT | CUSTOMER | 10 April 2015 |  | 1 January 1900 |  | 10 April 2015 |  | - |  | ACTIVE
8812226 | NRNEP | NEPTUNE STD MONITOR 6 PAR | IMAGING | SIARE INTERNATIONAL | GN00000278 | RSU PROF DR MA HANAFIAH (BATU SANGKAR) | PADANG | SUMATERA BARAT | BATUSANGKAR | MAIN UNIT | CUSTOMER | - |  | 1 January 2013 |  | - |  | - |  | ACTIVE
8812233 | SRNEP | NEPTUNE STD MONITOR 6 PAR | IMAGING | SIARE INTERNATIONAL | GN00000868 | RSU PROV SULBAR | MAKASSAR | SULAWESI BARAT | MAMUJU | MAIN UNIT | CUSTOMER | 10 April 2015 |  | 1 January 1900 |  | 10 April 2015 |  | - |  | ACTIVE
8812234 | SRNEP | NEPTUNE STD MONITOR 6 PAR | IMAGING | SIARE INTERNATIONAL | GN00000491 | RSIA KOTA SABUSSALAM | BANDA ACEH | ACEH | SUBULUSSALAM | MAIN UNIT | CUSTOMER | 23 June 2016 |  | 1 January 2013 |  | 23 June 2016 |  | - |  | ACTIVE
8812239 | SRNEP | NEPTUNE STD MONITOR 6 PAR | IMAGING | SIARE INTERNATIONAL | GN00000868 | RSU PROV SULBAR | MAKASSAR | SULAWESI BARAT | MAMUJU | MAIN UNIT | CUSTOMER | 10 April 2015 |  | 1 January 1900 |  | 10 April 2015 |  | - |  | ACTIVE
89/IX/14TLC2HP | ST002 |  |  |  | GN00003358 | RSU PRAYA | MATARAM | NUSA TENGGARA BARAT | PRAYA | MAIN UNIT | CUSTOMER | 12 November 2014 | HARI UDI RAHARJO - TSE | 12 November 2014 |  | 12 November 2014 | HARI UDI RAHARJO - TSE | - |  | INACTIVE
89/XII/12TCL2HT | HT2LC |  |  |  | GN00001717 | RSUD KOTA MATARAM | MATARAM | NUSA TENGGARA BARAT | MATARAM | MAIN UNIT | CUSTOMER | 31 March 2015 | I KADEK - TSE | 1 January 1900 |  | 31 March 2015 | I KADEK - TSE | - |  | INACTIVE
89/XII/13 | 807IW |  |  |  | GN00002642 | RS PENDIDIKAN RIAU | PEKAN BARU | RIAU | PEKANBARU | MAIN UNIT | CUSTOMER | - |  | 29 December 2013 |  | - |  | - |  | INACTIVE
89010359 | FS170 | SPIROANALYZER ST-170 | IMAGING | FUKUDA SANGYO CO.,LTD. | GN00002986 | RDC PUSAT - RAWAGELAM | PUSAT | DKI JAKARTA | JAKARTA TIMUR | MAIN UNIT | EMP | - |  | - |  | 22 July 2024 | LEO LANANG SIGIT - TSE CP | - |  | ACTIVE
89010360 | FS170 | SPIROANALYZER ST-170 | IMAGING | FUKUDA SANGYO CO.,LTD. | GN00006959 | RS PUSRI PALEMBANG ( PT.GRAHA PUSRI MEDIKA ) | PALEMBANG | SUMATERA SELATAN | PALEMBANG | MAIN UNIT | CUSTOMER | - |  | 18 October 2024 |  | 19 July 2024 | ARIEF SETIAWAN - TSE CP | 5 November 2024 | SAHID DERMAWAN - SPV TSE BARAT | ACTIVE
89010361 | FS170 | SPIROANALYZER ST-170 | IMAGING | FUKUDA SANGYO CO.,LTD. | GN00009127 | RSIA UMMU HANI | PURWOKERTO | JAWA TENGAH | PURBALINGGA | MAIN UNIT | CUSTOMER | - |  | 22 October 2024 |  | 19 July 2024 | ARIEF SETIAWAN - TSE CP | 5 November 2024 | ANDI ISMAIL - SPV TSE TIMUR | ACTIVE
89010362 | FS170 | SPIROANALYZER ST-170 | IMAGING | FUKUDA SANGYO CO.,LTD. | GN00000072 | RS WISMA RINI | BANDAR LAMPUNG | LAMPUNG | BANDAR LAMPUNG | MAIN UNIT | CUSTOMER | - |  | 22 October 2024 |  | 22 July 2024 | LEO LANANG SIGIT - TSE CP | 5 November 2024 | SAHID DERMAWAN - SPV TSE BARAT | ACTIVE
89010363 | FS170 | SPIROANALYZER ST-170 | IMAGING | FUKUDA SANGYO CO.,LTD. | GN00000228 | RSUD DR ADNAAN WD | PADANG | SUMATERA BARAT | PAYAKUMBUH | MAIN UNIT | CUSTOMER | - |  | 31 October 2024 |  | 22 July 2024 | LEO LANANG SIGIT - TSE CP | 5 November 2024 | SAHID DERMAWAN - SPV TSE BARAT | ACTIVE
89010364 | FS170 | SPIROANALYZER ST-170 | IMAGING | FUKUDA SANGYO CO.,LTD. | GN00000228 | RSUD DR ADNAAN WD | PADANG | SUMATERA BARAT | PAYAKUMBUH | MAIN UNIT | CUSTOMER | - |  | 31 October 2024 |  | 19 July 2024 | ARIEF SETIAWAN - TSE CP | 5 November 2024 | SAHID DERMAWAN - SPV TSE BARAT | ACTIVE
89010365 | FS170 | SPIROANALYZER ST-170 | IMAGING | FUKUDA SANGYO CO.,LTD. | GN00000674 | RSUD ABDUL WAHAB SJAHRANIE | SAMARINDA | KALIMANTAN TIMUR | SAMARINDA | MAIN UNIT | CUSTOMER | - |  | 11 October 2024 |  | 19 July 2024 | ARIEF SETIAWAN - TSE CP | 2 December 2024 | SAHID DERMAWAN - SPV TSE BARAT | ACTIVE
89010366 | FS170 | SPIROANALYZER ST-170 | IMAGING | FUKUDA SANGYO CO.,LTD. | GN22100050 | RS MURNI TEGUH BANDUNG | BANDUNG | JAWA BARAT | BANDUNG | MAIN UNIT | CUSTOMER | - |  | 30 October 2024 |  | 22 July 2024 | LEO LANANG SIGIT - TSE CP | 5 November 2024 | SAHID DERMAWAN - SPV TSE BARAT | ACTIVE
89010367 | FS170 | SPIROANALYZER ST-170 | IMAGING | FUKUDA SANGYO CO.,LTD. | GN22070008 | PT ARAFAH MEDILAB | BANDUNG-2 | JAWA BARAT | BANDUNG | MAIN UNIT | CUSTOMER | - |  | 15 November 2024 |  | 19 July 2024 | ARIEF SETIAWAN - TSE CP | 2 December 2024 | SAHID DERMAWAN - SPV TSE BARAT | ACTIVE
89010368 | FS170 | SPIROANALYZER ST-170 | IMAGING | FUKUDA SANGYO CO.,LTD. | GN00002986 | RDC PUSAT - RAWAGELAM | PUSAT | DKI JAKARTA | JAKARTA TIMUR | MAIN UNIT | EMP | - |  | - |  | 19 July 2024 | ARIEF SETIAWAN - TSE CP | - |  | ACTIVE
89010369 | FS170 | SPIROANALYZER ST-170 | IMAGING | FUKUDA SANGYO CO.,LTD. | GN00002986 | RDC PUSAT - RAWAGELAM | PUSAT | DKI JAKARTA | JAKARTA TIMUR | MAIN UNIT | EMP | - |  | - |  | 22 July 2024 | LEO LANANG SIGIT - TSE CP | - |  | ACTIVE
89010370 | FS170 | SPIROANALYZER ST-170 | IMAGING | FUKUDA SANGYO CO.,LTD. | GN00001281 | RS Harapan Ibu | PURWOKERTO | JAWA TENGAH | PURBALINGGA | MAIN UNIT | CUSTOMER | - |  | 21 November 2024 |  | 22 July 2024 | LEO LANANG SIGIT - TSE CP | 2 December 2024 | SAHID DERMAWAN - SPV TSE BARAT | ACTIVE
89010371 | FS170 | SPIROANALYZER ST-170 | IMAGING | FUKUDA SANGYO CO.,LTD. | GN00002986 | RDC PUSAT - RAWAGELAM | PUSAT | DKI JAKARTA | JAKARTA TIMUR | MAIN UNIT | EMP | - |  | - |  | 22 July 2024 | LEO LANANG SIGIT - TSE CP | - |  | ACTIVE
89010374 | FS170 | SPIROANALYZER ST-170 | IMAGING | FUKUDA SANGYO CO.,LTD. | GN00002986 | RDC PUSAT - RAWAGELAM | PUSAT | DKI JAKARTA | JAKARTA TIMUR | MAIN UNIT | EMP | - |  | - |  | 6 November 2024 | ARIEF SETIAWAN - TSE CP | - |  | ACTIVE
89010375 | FS170 | SPIROANALYZER ST-170 | IMAGING | FUKUDA SANGYO CO.,LTD. | GN00000650 | RS PERTAMINA | BANJARMASIN | KALIMANTAN SELATAN | BANJARMASIN | MAIN UNIT | CUSTOMER | - |  | 15 February 2025 |  | 6 November 2024 | ARIEF SETIAWAN - TSE CP | 18 February 2025 | ANDI ISMAIL - SPV TSE TIMUR | ACTIVE
89010376 | FS170 | SPIROANALYZER ST-170 | IMAGING | FUKUDA SANGYO CO.,LTD. | GN00002986 | RDC PUSAT - RAWAGELAM | PUSAT | DKI JAKARTA | JAKARTA TIMUR | MAIN UNIT | EMP | - |  | - |  | 6 November 2024 | ARIEF SETIAWAN - TSE CP | - |  | ACTIVE
89010377 | FS170 | SPIROANALYZER ST-170 | IMAGING | FUKUDA SANGYO CO.,LTD. | GN00002986 | RDC PUSAT - RAWAGELAM | PUSAT | DKI JAKARTA | JAKARTA TIMUR | MAIN UNIT | EMP | - |  | - |  | 6 November 2024 | ARIEF SETIAWAN - TSE CP | - |  | ACTIVE
89010378 | FS170 | SPIROANALYZER ST-170 | IMAGING | FUKUDA SANGYO CO.,LTD. | GN00008839 | RS HERMINA MEKAR SARI - CILEUNGSI | BOGOR | JAWA BARAT | BOGOR | MAIN UNIT | CUSTOMER | - |  | 22 November 2024 |  | 6 November 2024 | ARIEF SETIAWAN - TSE CP | 2 December 2024 | SAHID DERMAWAN - SPV TSE BARAT | ACTIVE
89020379 | FS170 | SPIROANALYZER ST-170 | IMAGING | FUKUDA SANGYO CO.,LTD. | GN00011713 | UIN SYARIF HIDAYATULLAH | TANGERANG | BANTEN | TANGERANG | MAIN UNIT | CUSTOMER | - |  | 26 November 2024 |  | 6 November 2024 | ARIEF SETIAWAN - TSE CP | 3 December 2024 | SAHID DERMAWAN - SPV TSE BARAT | ACTIVE
89020380 | FS170 | SPIROANALYZER ST-170 | IMAGING | FUKUDA SANGYO CO.,LTD. | GN00011713 | UIN SYARIF HIDAYATULLAH | TANGERANG | BANTEN | TANGERANG | MAIN UNIT | CUSTOMER | - |  | 26 November 2024 |  | 6 November 2024 | ARIEF SETIAWAN - TSE CP | 3 December 2024 | SAHID DERMAWAN - SPV TSE BARAT | ACTIVE
89020381 | FS170 | SPIROANALYZER ST-170 | IMAGING | FUKUDA SANGYO CO.,LTD. | GN23080015 | KLINIK UTAMA JANTUNG HASNA MEDIKA CIANJUR | SUKABUMI | JAWA BARAT | SUKABUMI | MAIN UNIT | CUSTOMER | - |  | 4 December 2024 |  | 6 November 2024 | ARIEF SETIAWAN - TSE CP | 6 January 2025 | SAHID DERMAWAN - SPV TSE BARAT | ACTIVE
89020382 | FS170 | SPIROANALYZER ST-170 | IMAGING | FUKUDA SANGYO CO.,LTD. | GN00002986 | RDC PUSAT - RAWAGELAM | PUSAT | DKI JAKARTA | JAKARTA TIMUR | MAIN UNIT | EMP | - |  | - |  | 6 November 2024 | ARIEF SETIAWAN - TSE CP | - |  | ACTIVE
89020383 | FS170 | SPIROANALYZER ST-170 | IMAGING | FUKUDA SANGYO CO.,LTD. | GN24120003 | KLINIK GRIYA HUSADA 2 KARANGANYAR | SOLO | JAWA TENGAH | SURAKARTA | MAIN UNIT | CUSTOMER | - |  | 18 December 2024 |  | 6 November 2024 | ARIEF SETIAWAN - TSE CP | 6 January 2025 | SAHID DERMAWAN - SPV TSE BARAT | ACTIVE
89020384 | FS170 | SPIROANALYZER ST-170 | IMAGING | FUKUDA SANGYO CO.,LTD. | GN00001114 | RS KRAKATAU STEEL MEDIKA | TANGERANG | BANTEN | CILEGON | MAIN UNIT | CUSTOMER | - |  | 12 December 2024 |  | 6 November 2024 | ARIEF SETIAWAN - TSE CP | 6 January 2025 | SAHID DERMAWAN - SPV TSE BARAT | ACTIVE
89020385 | FS170 | SPIROANALYZER ST-170 | IMAGING | FUKUDA SANGYO CO.,LTD. | GN00002024 | LAB WESTERINDO | JAKARTA-2 | DKI JAKARTA | JAKARTA SELATAN | MAIN UNIT | CUSTOMER | - |  | 15 August 2025 |  | 6 November 2024 | ARIEF SETIAWAN - TSE CP | 11 September 2025 | SAHID DERMAWAN - SPV TSE BARAT | ACTIVE
89020386 | FS170 | SPIROANALYZER ST-170 | IMAGING | FUKUDA SANGYO CO.,LTD. | GN00011414 | RSUD KUDUNGGA | SAMARINDA | KALIMANTAN TIMUR | SAMARINDA | MAIN UNIT | CUSTOMER | - |  | 15 October 2025 |  | 6 November 2024 | ARIEF SETIAWAN - TSE CP | 21 October 2025 | SAHID DERMAWAN - SPV TSE BARAT | ACTIVE
89020387 | FS170 | SPIROANALYZER ST-170 | IMAGING | FUKUDA SANGYO CO.,LTD. | GN00011414 | RSUD KUDUNGGA | SAMARINDA | KALIMANTAN TIMUR | SAMARINDA | MAIN UNIT | CUSTOMER | - |  | 15 October 2025 |  | 22 November 2024 | LEO LANANG SIGIT - TSE CP | 21 October 2025 | SAHID DERMAWAN - SPV TSE BARAT | ACTIVE
89020388 | FS170 | SPIROANALYZER ST-170 | IMAGING | FUKUDA SANGYO CO.,LTD. | GN00003411 | RSUD DR. H. RM. SOESELO | TEGAL | JAWA TENGAH | TEGAL | MAIN UNIT | CUSTOMER | - |  | 3 October 2025 |  | 22 November 2024 | LEO LANANG SIGIT - TSE CP | 30 October 2025 | ANDI ISMAIL - SPV TSE TIMUR | ACTIVE
89020389 | FS170 | SPIROANALYZER ST-170 | IMAGING | FUKUDA SANGYO CO.,LTD. | GN00002986 | RDC PUSAT - RAWAGELAM | PUSAT | DKI JAKARTA | JAKARTA TIMUR | MAIN UNIT | EMP | - |  | 17 December 2024 |  | 22 November 2024 | LEO LANANG SIGIT - TSE CP | - |  | ACTIVE
89020390 | FS170 | SPIROANALYZER ST-170 | IMAGING | FUKUDA SANGYO CO.,LTD. | GN00001328 | RS Islam Siti Aminah | PURWOKERTO | JAWA TENGAH | BREBES | MAIN UNIT | CUSTOMER | - |  | 10 January 2025 |  | 22 November 2024 | LEO LANANG SIGIT - TSE CP | 20 January 2025 | ANDI ISMAIL - SPV TSE TIMUR | ACTIVE
89020391 | FS170 | SPIROANALYZER ST-170 | IMAGING | FUKUDA SANGYO CO.,LTD. | GN20110018 | RS Astrini Wonogiri | SOLO | JAWA TENGAH | SURAKARTA | MAIN UNIT | CUSTOMER | - |  | 11 January 2025 |  | 22 November 2024 | LEO LANANG SIGIT - TSE CP | 20 January 2025 | ANDI ISMAIL - SPV TSE TIMUR | ACTIVE
89020392 | FS170 | SPIROANALYZER ST-170 | IMAGING | FUKUDA SANGYO CO.,LTD. | GN24070022 | RS HERMINA NUSANTARA IKN | BALIKPAPAN | KALIMANTAN TIMUR | BALIKPAPAN | MAIN UNIT | CUSTOMER | - |  | 9 January 2025 |  | 22 November 2024 | LEO LANANG SIGIT - TSE CP | 20 January 2025 | ANDI ISMAIL - SPV TSE TIMUR | ACTIVE
89020393 | FS170 | SPIROANALYZER ST-170 | IMAGING | FUKUDA SANGYO CO.,LTD. | GN00009197 | RSU . PELITA INSANI | BANJARMASIN | KALIMANTAN SELATAN | AMUNTAI | MAIN UNIT | CUSTOMER | - |  | 24 January 2025 |  | 22 November 2024 | LEO LANANG SIGIT - TSE CP | 25 January 2025 | ANDI ISMAIL - SPV TSE TIMUR | ACTIVE
89020394 | FS170 | SPIROANALYZER ST-170 | IMAGING | FUKUDA SANGYO CO.,LTD. | GN21010014 | LAB PRAMITA MOH TOHA | BANDUNG | JAWA BARAT | BANDUNG | MAIN UNIT | CUSTOMER | - |  | 31 January 2025 |  | 22 November 2024 | LEO LANANG SIGIT - TSE CP | 7 February 2025 | SAHID DERMAWAN - SPV TSE BARAT | ACTIVE
89030395 | FS170 | SPIROANALYZER ST-170 | IMAGING | FUKUDA SANGYO CO.,LTD. | GN00002986 | RDC PUSAT - RAWAGELAM | PUSAT | DKI JAKARTA | JAKARTA TIMUR | MAIN UNIT | EMP | - |  | - |  | 22 November 2024 | LEO LANANG SIGIT - TSE CP | - |  | ACTIVE
89030396 | FS170 | SPIROANALYZER ST-170 | IMAGING | FUKUDA SANGYO CO.,LTD. | GN00008558 | LABORATORIUM KLINIK PRAMITA | BALIKPAPAN | KALIMANTAN TIMUR | BALIKPAPAN | MAIN UNIT | CUSTOMER | - |  | 17 February 2025 |  | 22 November 2024 | LEO LANANG SIGIT - TSE CP | 18 February 2025 | ANDI ISMAIL - SPV TSE TIMUR | ACTIVE
89030397 | FS170 | SPIROANALYZER ST-170 | IMAGING | FUKUDA SANGYO CO.,LTD. | GN00002986 | RDC PUSAT - RAWAGELAM | PUSAT | DKI JAKARTA | JAKARTA TIMUR | MAIN UNIT | EMP | - |  | - |  | 22 November 2024 | LEO LANANG SIGIT - TSE CP | - |  | ACTIVE
89030398 | FS170 | SPIROANALYZER ST-170 | IMAGING | FUKUDA SANGYO CO.,LTD. | GN00002986 | RDC PUSAT - RAWAGELAM | PUSAT | DKI JAKARTA | JAKARTA TIMUR | MAIN UNIT | EMP | - |  | - |  | 22 November 2024 | LEO LANANG SIGIT - TSE CP | - |  | ACTIVE
89030399 | FS170 | SPIROANALYZER ST-170 | IMAGING | FUKUDA SANGYO CO.,LTD. | GN00007797 | RS Columbia Asia - Pulomas Jakarta | JAKARTA-1 | DKI JAKARTA | JAKARTA TIMUR | MAIN UNIT | CUSTOMER | - |  | - |  | 22 November 2024 | LEO LANANG SIGIT - TSE CP | - |  | ACTIVE
89030400 | FS170 | SPIROANALYZER ST-170 | IMAGING | FUKUDA SANGYO CO.,LTD. | GN00011326 | Lab Pramita Pekanbaru | PEKAN BARU | RIAU | PEKANBARU | MAIN UNIT | CUSTOMER | - |  | 26 March 2025 |  | 22 November 2024 | LEO LANANG SIGIT - TSE CP | 28 March 2025 | SAHID DERMAWAN - SPV TSE BARAT | ACTIVE
89030401 | FS170 | SPIROANALYZER ST-170 | IMAGING | FUKUDA SANGYO CO.,LTD. | GN00002986 | RDC PUSAT - RAWAGELAM | PUSAT | DKI JAKARTA | JAKARTA TIMUR | MAIN UNIT | EMP | - |  | - |  | 22 November 2024 | LEO LANANG SIGIT - TSE CP | - |  | ACTIVE
89030402 | FS170 | SPIROANALYZER ST-170 | IMAGING | FUKUDA SANGYO CO.,LTD. | GN00000294 | RSU BINA KASIH | MEDAN | SUMATERA UTARA | MEDAN | MAIN UNIT | CUSTOMER | - |  | 9 April 2025 |  | 22 November 2024 | LEO LANANG SIGIT - TSE CP | 17 April 2025 | SAHID DERMAWAN - SPV TSE BARAT | ACTIVE
89030405 | FS170 | SPIROANALYZER ST-170 | IMAGING | FUKUDA SANGYO CO.,LTD. | GN00000270 | RS ISLAM IBNU SINA - PASAMAN | PADANG | SUMATERA BARAT | AROSUKA | MAIN UNIT | CUSTOMER | - |  | 9 September 2025 |  | 20 January 2025 | ARIEF SETIAWAN - TSE CP | 2 October 2025 | SAHID DERMAWAN - SPV TSE BARAT | ACTIVE
89030406 | FS170 | SPIROANALYZER ST-170 | IMAGING | FUKUDA SANGYO CO.,LTD. | GN24070017 | RS PERMATA KELUARGA SUMMARECON | BEKASI | JAWA BARAT | BEKASI | MAIN UNIT | CUSTOMER | - |  | 2 September 2025 |  | 20 January 2025 | ARIEF SETIAWAN - TSE CP | 29 September 2025 | SAHID DERMAWAN - SPV TSE BARAT | ACTIVE
89030407 | FS170 | SPIROANALYZER ST-170 | IMAGING | FUKUDA SANGYO CO.,LTD. | GN00007750 | RS MITRA KELUARGA KENJERAN | SURABAYA-2 | JAWA TIMUR | SURABAYA | MAIN UNIT | CUSTOMER | - |  | 29 September 2025 |  | 20 January 2025 | ARIEF SETIAWAN - TSE CP | 30 October 2025 | ANDI ISMAIL - SPV TSE TIMUR | ACTIVE
89030408 | FS170 | SPIROANALYZER ST-170 | IMAGING | FUKUDA SANGYO CO.,LTD. | GN20040013 | RS SAHABAT | MALANG | JAWA TIMUR | MALANG | MAIN UNIT | CUSTOMER | - |  | 22 October 2025 |  | 20 January 2025 | ARIEF SETIAWAN - TSE CP | 30 October 2025 | ANDI ISMAIL - SPV TSE TIMUR | ACTIVE
89030409 | FS170 | SPIROANALYZER ST-170 | IMAGING | FUKUDA SANGYO CO.,LTD. | GN00001887 | RS BAPTIS KEDIRI | KEDIRI | JAWA TIMUR | KEDIRI | MAIN UNIT | CUSTOMER | - |  | 16 May 2025 |  | 8 January 2025 | ARIEF SETIAWAN - TSE CP | 3 September 2025 | SAHID DERMAWAN - SPV TSE BARAT | ACTIVE
89030410 | FS170 | SPIROANALYZER ST-170 | IMAGING | FUKUDA SANGYO CO.,LTD. | GN20110016 | RS HERMINA WONOGIRI | SOLO | JAWA TENGAH | SURAKARTA | MAIN UNIT | CUSTOMER | - |  | 5 May 2025 |  | 8 January 2025 | ARIEF SETIAWAN - TSE CP | 17 May 2025 | ANDI ISMAIL - SPV TSE TIMUR | ACTIVE
8904176 | SRNEP | NEPTUNE STD MONITOR 6 PAR | IMAGING | SIARE INTERNATIONAL | GN00001466 | RSUD SIDOARJO | SURABAYA-1 | JAWA TIMUR | SIDOARJO | MAIN UNIT | CUSTOMER | 1 April 2015 | GANDHI YANRANGGA | 1 January 1900 |  | 1 April 2015 | GANDHI YANRANGGA | - |  | ACTIVE
8904182 | SRNEP | NEPTUNE STD MONITOR 6 PAR | IMAGING | SIARE INTERNATIONAL | GN00001466 | RSUD SIDOARJO | SURABAYA-1 | JAWA TIMUR | SIDOARJO | MAIN UNIT | CUSTOMER | 1 April 2015 | GANDHI YANRANGGA | 1 January 1900 |  | 1 April 2015 | GANDHI YANRANGGA | - |  | ACTIVE
8904183 | SRNEP | NEPTUNE STD MONITOR 6 PAR | IMAGING | SIARE INTERNATIONAL | GN00001466 | RSUD SIDOARJO | SURABAYA-1 | JAWA TIMUR | SIDOARJO | MAIN UNIT | CUSTOMER | 10 April 2015 |  | 1 January 1900 |  | 10 April 2015 |  | - |  | ACTIVE
8904190 | SRNEP | NEPTUNE STD MONITOR 6 PAR | IMAGING | SIARE INTERNATIONAL | GN00002985 | WORKSHOOP CSM PUSAT | PUSAT | DKI JAKARTA | JAKARTA TIMUR | MAIN UNIT | EMP | 23 May 2017 | FARIDA ADELINA | 1 January 1900 |  | 23 May 2017 | FARIDA ADELINA | - |  | ACTIVE
8904191 | SRNEP | NEPTUNE STD MONITOR 6 PAR | IMAGING | SIARE INTERNATIONAL | GN00002308 | RSU PTPN IV BALIMBINGAN | MEDAN | SUMATERA UTARA | MEDAN | MAIN UNIT | CUSTOMER | 23 June 2016 |  | 1 January 2013 |  | 23 June 2016 |  | - |  | ACTIVE
8904193 | SRNEP | NEPTUNE STD MONITOR 6 PAR | IMAGING | SIARE INTERNATIONAL | GN00003001 | PT. ENSEVAL MEDIKA PRIMA - HO | PUSAT | DKI JAKARTA | JAKARTA TIMUR | MAIN UNIT | EMP | 23 May 2017 |  | 1 January 1900 |  | 23 May 2017 |  | - |  | ACTIVE
8904194 | SRNEP | NEPTUNE STD MONITOR 6 PAR | IMAGING | SIARE INTERNATIONAL | GN00001466 | RSUD SIDOARJO | SURABAYA-1 | JAWA TIMUR | SIDOARJO | MAIN UNIT | CUSTOMER | 10 April 2015 |  | 1 January 1900 |  | 10 April 2015 |  | - |  | ACTIVE
8904196 | SRNEP | NEPTUNE STD MONITOR 6 PAR | IMAGING | SIARE INTERNATIONAL | GN00000868 | RSU PROV SULBAR | MAKASSAR | SULAWESI BARAT | MAMUJU | MAIN UNIT | CUSTOMER | 10 April 2015 |  | 1 January 1900 |  | 10 April 2015 |  | - |  | ACTIVE
8904198 | SRNEP | NEPTUNE STD MONITOR 6 PAR | IMAGING | SIARE INTERNATIONAL | GN00001466 | RSUD SIDOARJO | SURABAYA-1 | JAWA TIMUR | SIDOARJO | MAIN UNIT | CUSTOMER | 10 April 2015 |  | 1 January 1900 |  | 10 April 2015 |  | - |  | ACTIVE
8904200 | SRNEP | NEPTUNE STD MONITOR 6 PAR | IMAGING | SIARE INTERNATIONAL | GN00000868 | RSU PROV SULBAR | MAKASSAR | SULAWESI BARAT | MAMUJU | MAIN UNIT | CUSTOMER | 10 April 2015 |  | 1 January 1900 |  | 10 April 2015 |  | - |  | ACTIVE
8904202 | SRNEP | NEPTUNE STD MONITOR 6 PAR | IMAGING | SIARE INTERNATIONAL | GN00001466 | RSUD SIDOARJO | SURABAYA-1 | JAWA TIMUR | SIDOARJO | MAIN UNIT | CUSTOMER | 10 April 2015 |  | 1 January 1900 |  | 10 April 2015 |  | - |  | ACTIVE
8904204 | SRNEP | NEPTUNE STD MONITOR 6 PAR | IMAGING | SIARE INTERNATIONAL | GN00001472 | RS Orthopedi Prof Dr R Soeharso - ahmad yani | SOLO | JAWA TENGAH | SURAKARTA | MAIN UNIT | CUSTOMER | 10 April 2015 |  | 1 January 1900 |  | 10 April 2015 |  | - |  | ACTIVE
8904205 | SRNEP | NEPTUNE STD MONITOR 6 PAR | IMAGING | SIARE INTERNATIONAL | GN00000868 | RSU PROV SULBAR | MAKASSAR | SULAWESI BARAT | MAMUJU | MAIN UNIT | CUSTOMER | 10 April 2015 |  | 1 January 1900 |  | 10 April 2015 |  | - |  | ACTIVE
8904223 | SRNEP | NEPTUNE STD MONITOR 6 PAR | IMAGING | SIARE INTERNATIONAL | GN00001466 | RSUD SIDOARJO | SURABAYA-1 | JAWA TIMUR | SIDOARJO | MAIN UNIT | CUSTOMER | 10 April 2015 |  | 1 January 1900 |  | 10 April 2015 |  | - |  | ACTIVE
8904225 | SRNEP | NEPTUNE STD MONITOR 6 PAR | IMAGING | SIARE INTERNATIONAL | GN00001466 | RSUD SIDOARJO | SURABAYA-1 | JAWA TIMUR | SIDOARJO | MAIN UNIT | CUSTOMER | 10 April 2015 |  | 1 January 1900 |  | 10 April 2015 |  | - |  | ACTIVE
89070411 | FS170 | SPIROANALYZER ST-170 | IMAGING | FUKUDA SANGYO CO.,LTD. | GN00001916 | RS AMELIA | KEDIRI | JAWA TIMUR | KEDIRI | MAIN UNIT | CUSTOMER | - |  | 16 May 2025 |  | 8 January 2025 | ARIEF SETIAWAN - TSE CP | 30 October 2025 | ANDI ISMAIL - SPV TSE TIMUR | ACTIVE
89070412 | FS170 | SPIROANALYZER ST-170 | IMAGING | FUKUDA SANGYO CO.,LTD. | GN25100009 | PT AZKEN INDONESIA | SURABAYA-2 | JAWA TIMUR | SURABAYA | MAIN UNIT | CUSTOMER | - |  | 16 October 2025 |  | 20 January 2025 | ARIEF SETIAWAN - TSE CP | 21 October 2025 | SAHID DERMAWAN - SPV TSE BARAT | ACTIVE
89070413 | FS170 | SPIROANALYZER ST-170 | IMAGING | FUKUDA SANGYO CO.,LTD. | GN25020006 | RS MURNI TEGUH PEJATEN | PEJATEN | DKI JAKARTA | JAKARTA SELATAN | MAIN UNIT | CUSTOMER | - |  | 3 October 2025 |  | 20 January 2025 | ARIEF SETIAWAN - TSE CP | 3 November 2025 | SAHID DERMAWAN - SPV TSE BARAT | ACTIVE
89070414 | FS170 | SPIROANALYZER ST-170 | IMAGING | FUKUDA SANGYO CO.,LTD. | GN00008705 | KLINIK RSPKT BENGALON | SAMARINDA | KALIMANTAN TIMUR | SAMARINDA | MAIN UNIT | CUSTOMER | - |  | 23 October 2025 |  | 20 January 2025 | ARIEF SETIAWAN - TSE CP | 30 October 2025 | ANDI ISMAIL - SPV TSE TIMUR | ACTIVE
89070415 | FS170 | SPIROANALYZER ST-170 | IMAGING | FUKUDA SANGYO CO.,LTD. | GN00002986 | RDC PUSAT - RAWAGELAM | PUSAT | DKI JAKARTA | JAKARTA TIMUR | MAIN UNIT | EMP | - |  | - |  | 20 January 2025 | ARIEF SETIAWAN - TSE CP | - |  | ACTIVE
89070416 | FS170 | SPIROANALYZER ST-170 | IMAGING | FUKUDA SANGYO CO.,LTD. | GN25100008 | RS PERMATA HATI METRO | BANDAR LAMPUNG | ACEH | BANDAR LAMPUNG | MAIN UNIT | CUSTOMER | - |  | 14 October 2025 |  | 20 January 2025 | ARIEF SETIAWAN - TSE CP | 21 October 2025 | SAHID DERMAWAN - SPV TSE BARAT | ACTIVE
89070418 | FS170 | SPIROANALYZER ST-170 | IMAGING | FUKUDA SANGYO CO.,LTD. | GN22090036 | RS YASFIN DARUSSALAM GONTOR | KEDIRI | JAWA TIMUR | KEDIRI | MAIN UNIT | CUSTOMER | - |  | 30 June 2025 |  | 8 January 2025 | ARIEF SETIAWAN - TSE CP | 1 July 2025 | SAHID DERMAWAN - SPV TSE BARAT | ACTIVE
8907417 | FS170 | SPIROANALYZER ST-170 | IMAGING | FUKUDA SANGYO CO.,LTD. | GN00002986 | RDC PUSAT - RAWAGELAM | PUSAT | DKI JAKARTA | JAKARTA TIMUR | MAIN UNIT | EMP | - |  | - |  | 8 January 2025 | ARIEF SETIAWAN - TSE CP | - |  | ACTIVE
89080419 | FS170 | SPIROANALYZER ST-170 | IMAGING | FUKUDA SANGYO CO.,LTD. | GN24100005 | RSUD KAB KEDIRI | KEDIRI | JAWA TIMUR | KEDIRI | MAIN UNIT | CUSTOMER | - |  | 12 June 2025 |  | 8 January 2025 | ARIEF SETIAWAN - TSE CP | 19 June 2025 | SAHID DERMAWAN - SPV TSE BARAT | ACTIVE
89080420 | FS170 | SPIROANALYZER ST-170 | IMAGING | FUKUDA SANGYO CO.,LTD. | GN25050004 | RS PERMATA GUNUNG PUTRI | BOGOR | JAWA BARAT | BOGOR | MAIN UNIT | CUSTOMER | - |  | 20 June 2025 |  | 8 January 2025 | ARIEF SETIAWAN - TSE CP | 1 July 2025 | SAHID DERMAWAN - SPV TSE BARAT | ACTIVE
89080421 | FS170 | SPIROANALYZER ST-170 | IMAGING | FUKUDA SANGYO CO.,LTD. | GN00002986 | RDC PUSAT - RAWAGELAM | PUSAT | DKI JAKARTA | JAKARTA TIMUR | MAIN UNIT | EMP | - |  | - |  | 8 January 2025 | ARIEF SETIAWAN - TSE CP | - |  | ACTIVE
89080422 | FS170 | SPIROANALYZER ST-170 | IMAGING | FUKUDA SANGYO CO.,LTD. | GN00000116 | RS MYRIA | PALEMBANG | SUMATERA SELATAN | PALEMBANG | MAIN UNIT | CUSTOMER | - |  | 30 June 2025 |  | 8 January 2025 | ARIEF SETIAWAN - TSE CP | 1 July 2025 | SAHID DERMAWAN - SPV TSE BARAT | ACTIVE
89080423 | FS170 | SPIROANALYZER ST-170 | IMAGING | FUKUDA SANGYO CO.,LTD. | GN00001973 | RS MITRA KELUARGA CIKARANG | BEKASI | JAWA BARAT | BEKASI | MAIN UNIT | CUSTOMER | - |  | 4 July 2025 |  | 8 January 2025 | ARIEF SETIAWAN - TSE CP | 4 August 2025 | SAHID DERMAWAN - SPV TSE BARAT | ACTIVE
89080424 | FS170 | SPIROANALYZER ST-170 | IMAGING | FUKUDA SANGYO CO.,LTD. | GN00001798 | RS Brayat Minulya | SOLO | JAWA TENGAH | SURAKARTA | MAIN UNIT | CUSTOMER | - |  | 16 July 2025 |  | 8 January 2025 | ARIEF SETIAWAN - TSE CP | 4 August 2025 | SAHID DERMAWAN - SPV TSE BARAT | ACTIVE
89080425 | FS170 | SPIROANALYZER ST-170 | IMAGING | FUKUDA SANGYO CO.,LTD. | GN00002986 | RDC PUSAT - RAWAGELAM | PUSAT | DKI JAKARTA | JAKARTA TIMUR | MAIN UNIT | EMP | - |  | - |  | 20 January 2025 | ARIEF SETIAWAN - TSE CP | - |  | ACTIVE
89080426 | FS170 | SPIROANALYZER ST-170 | IMAGING | FUKUDA SANGYO CO.,LTD. | GN00004852 | PT PRODIA WIDYAHUSADA VETERAN ( LAB PRODIA - PALEMBANG ) | PALEMBANG | SUMATERA SELATAN |  | MAIN UNIT | CUSTOMER | - |  | 29 October 2025 |  | 20 January 2025 | ARIEF SETIAWAN - TSE CP | 3 November 2025 | SAHID DERMAWAN - SPV TSE BARAT | ACTIVE
89090427 | FS170 | SPIROANALYZER ST-170 | IMAGING | FUKUDA SANGYO CO.,LTD. | GN00002986 | RDC PUSAT - RAWAGELAM | PUSAT | DKI JAKARTA | JAKARTA TIMUR | MAIN UNIT | EMP | - |  | - |  | 20 January 2025 | ARIEF SETIAWAN - TSE CP | - |  | ACTIVE
89090428 | FS170 | SPIROANALYZER ST-170 | IMAGING | FUKUDA SANGYO CO.,LTD. | GN00002483 | RS ISLAM ARAFAH | YOGYAKARTA | YOGYAKARTA | BANTUL | MAIN UNIT | CUSTOMER | - |  | 21 October 2025 |  | 20 January 2025 | ARIEF SETIAWAN - TSE CP | 3 November 2025 | SAHID DERMAWAN - SPV TSE BARAT | ACTIVE
89090429 | FS170 | SPIROANALYZER ST-170 | IMAGING | FUKUDA SANGYO CO.,LTD. | GN00002483 | RS ISLAM ARAFAH | YOGYAKARTA | YOGYAKARTA | BANTUL | MAIN UNIT | CUSTOMER | - |  | 21 October 2025 |  | 20 January 2025 | ARIEF SETIAWAN - TSE CP | 3 November 2025 | SAHID DERMAWAN - SPV TSE BARAT | ACTIVE
89090430 | FS170 | SPIROANALYZER ST-170 | IMAGING | FUKUDA SANGYO CO.,LTD. | GN24070003 | KLINIK CAKRA MEDIKA BEKASI | BEKASI | JAWA BARAT | BEKASI | MAIN UNIT | CUSTOMER | - |  | 11 October 2025 |  | 20 January 2025 | ARIEF SETIAWAN - TSE CP | 21 October 2025 | SAHID DERMAWAN - SPV TSE BARAT | ACTIVE
89090431 | FS170 | SPIROANALYZER ST-170 | IMAGING | FUKUDA SANGYO CO.,LTD. | GN00002986 | RDC PUSAT - RAWAGELAM | PUSAT | DKI JAKARTA | JAKARTA TIMUR | MAIN UNIT | EMP | - |  | - |  | 20 January 2025 | ARIEF SETIAWAN - TSE CP | - |  | ACTIVE
89090432 | FS17S | Spirometry Plus Syringe | IMAGING | FUKUDA SANGYO CO.,LTD. | GN00001511 | RSU DR HARYOTO LUMAJANG | JEMBER | JAWA TIMUR | LUMAJANG | MAIN UNIT | CUSTOMER | - |  | 23 October 2025 |  | 20 January 2025 | ARIEF SETIAWAN - TSE CP | 30 October 2025 | ANDI ISMAIL - SPV TSE TIMUR | ACTIVE
89090433 | FS17S | Spirometry Plus Syringe | IMAGING | FUKUDA SANGYO CO.,LTD. | GN00001511 | RSU DR HARYOTO LUMAJANG | JEMBER | JAWA TIMUR | LUMAJANG | MAIN UNIT | CUSTOMER | - |  | 23 October 2025 |  | 20 January 2025 | ARIEF SETIAWAN - TSE CP | 30 October 2025 | ANDI ISMAIL - SPV TSE TIMUR | ACTIVE
89090434 | FS170 | SPIROANALYZER ST-170 | IMAGING | FUKUDA SANGYO CO.,LTD. | GN17070018 | RSU KARANGGEDE SISMA MEDIKA | SOLO | JAWA TENGAH | BOYOLALI | MAIN UNIT | CUSTOMER | - |  | 27 October 2025 |  | 20 January 2025 | ARIEF SETIAWAN - TSE CP | 3 November 2025 | SAHID DERMAWAN - SPV TSE BARAT | ACTIVE
89090435 | FS170 | SPIROANALYZER ST-170 | IMAGING | FUKUDA SANGYO CO.,LTD. | GN00008995 | RSP.DR.H.A.ROTINSULU | BANDUNG-2 | JAWA BARAT | BANDUNG | MAIN UNIT | CUSTOMER | - |  | 3 November 2025 |  | 20 January 2025 | ARIEF SETIAWAN - TSE CP | 13 November 2025 | SAHID DERMAWAN - SPV TSE BARAT | ACTIVE
89090436 | FS170 | SPIROANALYZER ST-170 | IMAGING | FUKUDA SANGYO CO.,LTD. | GN00002986 | RDC PUSAT - RAWAGELAM | PUSAT | DKI JAKARTA | JAKARTA TIMUR | MAIN UNIT | EMP | - |  | - |  | 20 January 2025 | ARIEF SETIAWAN - TSE CP | - |  | ACTIVE
89090437 | FS170 | SPIROANALYZER ST-170 | IMAGING | FUKUDA SANGYO CO.,LTD. | GN00002986 | RDC PUSAT - RAWAGELAM | PUSAT | DKI JAKARTA | JAKARTA TIMUR | MAIN UNIT | EMP | - |  | - |  | 20 January 2025 | ARIEF SETIAWAN - TSE CP | - |  | ACTIVE
89090438 | FS170 | SPIROANALYZER ST-170 | IMAGING | FUKUDA SANGYO CO.,LTD. | GN24100004 | DYM MEDICAL CLINIC INDONESIA | JAKARTA-2 | DKI JAKARTA | JAKARTA PUSAT | MAIN UNIT | CUSTOMER | - |  | 14 July 2025 |  | 8 January 2025 | ARIEF SETIAWAN - TSE CP | 4 August 2025 | SAHID DERMAWAN - SPV TSE BARAT | ACTIVE
89090439 | FS170 | SPIROANALYZER ST-170 | IMAGING | FUKUDA SANGYO CO.,LTD. | GN00001887 | RS BAPTIS KEDIRI | KEDIRI | JAWA TIMUR | KEDIRI | MAIN UNIT | EMP | - |  | 25 July 2025 |  | 8 January 2025 | ARIEF SETIAWAN - TSE CP | 4 August 2025 | SAHID DERMAWAN - SPV TSE BARAT | ACTIVE
89090440 | FS170 | SPIROANALYZER ST-170 | IMAGING | FUKUDA SANGYO CO.,LTD. | GN20100014 | Rumah Sakit Mitra Keluarga - Pondok Candra | SURABAYA-1 | JAWA TIMUR | SURABAYA | MAIN UNIT | CUSTOMER | - |  | 24 July 2025 |  | 8 January 2025 | ARIEF SETIAWAN - TSE CP | 4 August 2025 | SAHID DERMAWAN - SPV TSE BARAT | ACTIVE
89090441 | FS170 | SPIROANALYZER ST-170 | IMAGING | FUKUDA SANGYO CO.,LTD. | GN00002986 | RDC PUSAT - RAWAGELAM | PUSAT | DKI JAKARTA | JAKARTA TIMUR | MAIN UNIT | EMP | - |  | - |  | 20 January 2025 | ARIEF SETIAWAN - TSE CP | - |  | ACTIVE
89090442 | FS170 | SPIROANALYZER ST-170 | IMAGING | FUKUDA SANGYO CO.,LTD. | GN00001064 | RSUD R SYAMSUDIN SH | BOGOR | JAWA BARAT | SUKABUMI | MAIN UNIT | CUSTOMER | - |  | 6 November 2025 |  | 20 January 2025 | ARIEF SETIAWAN - TSE CP | 13 November 2025 | SAHID DERMAWAN - SPV TSE BARAT | ACTIVE
89110443 | FS170 | SPIROANALYZER ST-170 | IMAGING | FUKUDA SANGYO CO.,LTD. | GN00002986 | RDC PUSAT - RAWAGELAM | PUSAT | DKI JAKARTA | JAKARTA TIMUR | MAIN UNIT | EMP | - |  | - |  | 20 January 2025 | ARIEF SETIAWAN - TSE CP | - |  | ACTIVE
89110444 | FS170 | SPIROANALYZER ST-170 | IMAGING | FUKUDA SANGYO CO.,LTD. | GN00002986 | RDC PUSAT - RAWAGELAM | PUSAT | DKI JAKARTA | JAKARTA TIMUR | MAIN UNIT | EMP | - |  | - |  | 20 January 2025 | ARIEF SETIAWAN - TSE CP | - |  | ACTIVE
89110445 | FS170 | SPIROANALYZER ST-170 | IMAGING | FUKUDA SANGYO CO.,LTD. | GN00002986 | RDC PUSAT - RAWAGELAM | PUSAT | DKI JAKARTA | JAKARTA TIMUR | MAIN UNIT | EMP | - |  | - |  | 20 January 2025 | ARIEF SETIAWAN - TSE CP | - |  | ACTIVE
89110446 | FS170 | SPIROANALYZER ST-170 | IMAGING | FUKUDA SANGYO CO.,LTD. | GN19120025 | RS BHAYANGKARA BRIMOB | DEPOK | DKI JAKARTA | DEPOK | MAIN UNIT | CUSTOMER | - |  | 29 August 2025 |  | 8 January 2025 | ARIEF SETIAWAN - TSE CP | 11 September 2025 | SAHID DERMAWAN - SPV TSE BARAT | ACTIVE
89110447 | FS170 | SPIROANALYZER ST-170 | IMAGING | FUKUDA SANGYO CO.,LTD. | GN19120025 | RS BHAYANGKARA BRIMOB | DEPOK | DKI JAKARTA | DEPOK | MAIN UNIT | CUSTOMER | - |  | 29 August 2025 |  | 8 January 2025 | ARIEF SETIAWAN - TSE CP | 11 September 2025 | SAHID DERMAWAN - SPV TSE BARAT | ACTIVE
89110448 | FS170 | SPIROANALYZER ST-170 | IMAGING | FUKUDA SANGYO CO.,LTD. | GN00008030 | LAB KLINIK PRAMITA HR MUHAMMAD | SURABAYA-2 | JAWA TIMUR | SURABAYA | MAIN UNIT | CUSTOMER | - |  | 29 August 2025 |  | 8 January 2025 | ARIEF SETIAWAN - TSE CP | 11 September 2025 | SAHID DERMAWAN - SPV TSE BARAT | ACTIVE
89110449 | FS170 | SPIROANALYZER ST-170 | IMAGING | FUKUDA SANGYO CO.,LTD. | GN00002986 | RDC PUSAT - RAWAGELAM | PUSAT | DKI JAKARTA | JAKARTA TIMUR | MAIN UNIT | EMP | - |  | - |  | 20 January 2025 | ARIEF SETIAWAN - TSE CP | - |  | ACTIVE
89110450 | FS170 | SPIROANALYZER ST-170 | IMAGING | FUKUDA SANGYO CO.,LTD. | GN00002986 | RDC PUSAT - RAWAGELAM | PUSAT | DKI JAKARTA | JAKARTA TIMUR | MAIN UNIT | EMP | - |  | - |  | 20 January 2025 | ARIEF SETIAWAN - TSE CP | - |  | ACTIVE
89120451 | FS170 | SPIROANALYZER ST-170 | IMAGING | FUKUDA SANGYO CO.,LTD. | GN00007018 | RSP UNRI | PEKAN BARU | RIAU | PEKANBARU | MAIN UNIT | CUSTOMER | - |  | 2 September 2025 |  | 8 January 2025 | ARIEF SETIAWAN - TSE CP | 2 October 2025 | SAHID DERMAWAN - SPV TSE BARAT | ACTIVE
89120452 | FS170 | SPIROANALYZER ST-170 | IMAGING | FUKUDA SANGYO CO.,LTD. | GN00002986 | RDC PUSAT - RAWAGELAM | PUSAT | DKI JAKARTA | JAKARTA TIMUR | MAIN UNIT | EMP | - |  | - |  | 20 January 2025 | ARIEF SETIAWAN - TSE CP | - |  | ACTIVE
89120453 | FS170 | SPIROANALYZER ST-170 | IMAGING | FUKUDA SANGYO CO.,LTD. | GN00002986 | RDC PUSAT - RAWAGELAM | PUSAT | DKI JAKARTA | JAKARTA TIMUR | MAIN UNIT | EMP | - |  | - |  | 20 January 2025 | ARIEF SETIAWAN - TSE CP | - |  | ACTIVE
8912598 | SRMON |  |  |  | GN00001472 | RS Orthopedi Prof Dr R Soeharso - ahmad yani | SOLO | JAWA TENGAH | SURAKARTA | MAIN UNIT | CUSTOMER | 10 April 2015 |  | 1 January 1900 |  | 10 April 2015 |  | - |  | INACTIVE
90/I/11/T50SF | T50SF |  |  |  | GN00003001 | PT. ENSEVAL MEDIKA PRIMA - HO | PUSAT | DKI JAKARTA | JAKARTA TIMUR | MAIN UNIT | EMP | 19 April 2015 | ANTONIUS SAGITA - KALIBRASI | 1 January 1900 |  | 19 April 2015 | ANTONIUS SAGITA - KALIBRASI | - |  | INACTIVE
90/IX/14TLC2HP | ST002 |  |  |  | GN00003358 | RSU PRAYA | MATARAM | NUSA TENGGARA BARAT | PRAYA | MAIN UNIT | CUSTOMER | 12 November 2014 | HARI UDI RAHARJO - TSE | 12 November 2014 |  | 12 November 2014 | HARI UDI RAHARJO - TSE | - |  | INACTIVE
90000656 | BY05E | Medrad Bayer Centargo CT | IMAGING | BAYER MEDICAL CARE B.V. | GN00002986 | RDC PUSAT - RAWAGELAM | PUSAT | DKI JAKARTA | JAKARTA TIMUR | MAIN UNIT | EMP | - |  | - |  | 23 June 2023 | ARIEF SETIAWAN - TSE CP | - |  | ACTIVE
90020458 | FS170 | SPIROANALYZER ST-170 | IMAGING | FUKUDA SANGYO CO.,LTD. | GN00002986 | RDC PUSAT - RAWAGELAM | PUSAT | DKI JAKARTA | JAKARTA TIMUR | MAIN UNIT | EMP | - |  | - |  | 1 August 2025 | ARIEF SETIAWAN - TSE CP | - |  | ACTIVE
900324 | SRNEP | NEPTUNE STD MONITOR 6 PAR | IMAGING | SIARE INTERNATIONAL | GN00000069 | RSUD DR HI ABDUL MOELOEK | BANDAR LAMPUNG | LAMPUNG | BANDAR LAMPUNG | MAIN UNIT | CUSTOMER | 19 July 2016 |  | 1 January 2012 |  | 19 July 2016 |  | - |  | ACTIVE
900325 | NRNEP | NEPTUNE STD MONITOR 6 PAR | IMAGING | SIARE INTERNATIONAL | GN00000069 | RSUD DR HI ABDUL MOELOEK | BANDAR LAMPUNG | LAMPUNG | BANDAR LAMPUNG | MAIN UNIT | CUSTOMER | 19 July 2016 |  | 1 January 2012 |  | 19 July 2016 |  | - |  | ACTIVE
900501 | SRNEP | NEPTUNE STD MONITOR 6 PAR | IMAGING | SIARE INTERNATIONAL | GN00001678 | RSUD YOWARI | JAYAPURA | PAPUA | JAYAPURA | MAIN UNIT | CUSTOMER | 20 May 2015 |  | 1 January 1900 |  | 20 May 2015 |  | - |  | ACTIVE
900502 | SRNEP | NEPTUNE STD MONITOR 6 PAR | IMAGING | SIARE INTERNATIONAL | GN00001787 | RSUD SRAGEN | SOLO | JAWA TENGAH | SRAGEN | MAIN UNIT | CUSTOMER | 20 May 2015 |  | 1 January 1900 |  | 20 May 2015 |  | - |  | ACTIVE
900503 | SRMON |  |  |  | GN00001472 | RS Orthopedi Prof Dr R Soeharso - ahmad yani | SOLO | JAWA TENGAH | SURAKARTA | MAIN UNIT | CUSTOMER | 10 April 2015 |  | 1 January 1900 |  | 10 April 2015 |  | - |  | INACTIVE
900504 | SRNEP | NEPTUNE STD MONITOR 6 PAR | IMAGING | SIARE INTERNATIONAL | GN00001901 | RSUP SOERADJI KLATEN | YOGYAKARTA | YOGYAKARTA | YOGYAKARTA | MAIN UNIT | CUSTOMER | 17 April 2015 |  | 1 January 1900 |  | 17 April 2015 |  | - |  | ACTIVE
900506 | SRNEP | NEPTUNE STD MONITOR 6 PAR | IMAGING | SIARE INTERNATIONAL | GN00001901 | RSUP SOERADJI KLATEN | YOGYAKARTA | YOGYAKARTA | YOGYAKARTA | MAIN UNIT | CUSTOMER | 17 April 2015 |  | 1 January 1900 |  | 17 April 2015 |  | - |  | ACTIVE
900507 | SRNEP | NEPTUNE STD MONITOR 6 PAR | IMAGING | SIARE INTERNATIONAL | GN00001901 | RSUP SOERADJI KLATEN | YOGYAKARTA | YOGYAKARTA | YOGYAKARTA | MAIN UNIT | CUSTOMER | 17 April 2015 |  | 1 January 1900 |  | 17 April 2015 |  | - |  | ACTIVE
900508 | SRNEP | NEPTUNE STD MONITOR 6 PAR | IMAGING | SIARE INTERNATIONAL | GN00001901 | RSUP SOERADJI KLATEN | YOGYAKARTA | YOGYAKARTA | YOGYAKARTA | MAIN UNIT | CUSTOMER | 17 April 2015 |  | 1 January 1900 |  | 17 April 2015 |  | - |  | ACTIVE
900510 | SRNEP | NEPTUNE STD MONITOR 6 PAR | IMAGING | SIARE INTERNATIONAL | GN00001901 | RSUP SOERADJI KLATEN | YOGYAKARTA | YOGYAKARTA | YOGYAKARTA | MAIN UNIT | CUSTOMER | 17 April 2015 |  | 1 January 1900 |  | 17 April 2015 |  | - |  | ACTIVE
900512 | SRNEP | NEPTUNE STD MONITOR 6 PAR | IMAGING | SIARE INTERNATIONAL | GN00001901 | RSUP SOERADJI KLATEN | YOGYAKARTA | YOGYAKARTA | YOGYAKARTA | MAIN UNIT | CUSTOMER | 17 April 2015 |  | 1 January 1900 |  | 17 April 2015 |  | - |  | ACTIVE
900513 | SRNEP | NEPTUNE STD MONITOR 6 PAR | IMAGING | SIARE INTERNATIONAL | GN00001909 | RSUD MUNTILAN | YOGYAKARTA | YOGYAKARTA | YOGYAKARTA | MAIN UNIT | CUSTOMER | 28 March 2015 | DIAN FEBRIYANA - TSE | 1 January 1900 |  | 28 March 2015 | DIAN FEBRIYANA - TSE | - |  | ACTIVE
900515 | SRNEP | NEPTUNE STD MONITOR 6 PAR | IMAGING | SIARE INTERNATIONAL | GN00001901 | RSUP SOERADJI KLATEN | YOGYAKARTA | YOGYAKARTA | YOGYAKARTA | MAIN UNIT | CUSTOMER | 17 April 2015 |  | 1 January 1900 |  | 17 April 2015 |  | - |  | ACTIVE
900516 | SRNEP | NEPTUNE STD MONITOR 6 PAR | IMAGING | SIARE INTERNATIONAL | GN00001909 | RSUD MUNTILAN | YOGYAKARTA | YOGYAKARTA | YOGYAKARTA | MAIN UNIT | CUSTOMER | - |  | 1 January 1900 |  | - |  | - |  | ACTIVE
900517 | NRNEP | NEPTUNE STD MONITOR 6 PAR | IMAGING | SIARE INTERNATIONAL | GN00001901 | RSUP SOERADJI KLATEN | YOGYAKARTA | YOGYAKARTA | YOGYAKARTA | MAIN UNIT | CUSTOMER | 27 February 2015 | RAKHMAT | 1 January 1900 |  | 27 February 2015 | RAKHMAT | - |  | ACTIVE
900518 | SRNEP | NEPTUNE STD MONITOR 6 PAR | IMAGING | SIARE INTERNATIONAL | GN00002178 | RSUD DR SOETOMO SURABAYA | SURABAYA-1 | JAWA TIMUR | SURABAYA | MAIN UNIT | CUSTOMER | 10 April 2015 |  | 1 January 1900 |  | 10 April 2015 |  | - |  | ACTIVE
900519 | SRNEP | NEPTUNE STD MONITOR 6 PAR | IMAGING | SIARE INTERNATIONAL | GN00001903 | RSUD WATES | YOGYAKARTA | YOGYAKARTA | YOGYAKARTA | MAIN UNIT | CUSTOMER | 20 January 2015 | ANDRIAS NUGROHO - TSE | 1 January 1900 |  | 20 January 2015 | ANDRIAS NUGROHO - TSE | - |  | ACTIVE
900520 | SRNEP | NEPTUNE STD MONITOR 6 PAR | IMAGING | SIARE INTERNATIONAL | GN00001903 | RSUD WATES | YOGYAKARTA | YOGYAKARTA | YOGYAKARTA | MAIN UNIT | CUSTOMER | 11 September 2014 |  | 1 January 1900 |  | 11 September 2014 |  | - |  | ACTIVE
900522 | SRNEP | NEPTUNE STD MONITOR 6 PAR | IMAGING | SIARE INTERNATIONAL | GN00001909 | RSUD MUNTILAN | YOGYAKARTA | YOGYAKARTA | YOGYAKARTA | MAIN UNIT | CUSTOMER | 28 March 2015 | DIAN FEBRIYANA - TSE | 1 January 1900 |  | 28 March 2015 | DIAN FEBRIYANA - TSE | - |  | ACTIVE
900524 | NRNEP | NEPTUNE STD MONITOR 6 PAR | IMAGING | SIARE INTERNATIONAL | GN00009440 | RS. IBNU SINA BUKIT TINGGI | PADANG | SUMATERA BARAT | PADANG | MAIN UNIT | CUSTOMER | 25 February 2015 | TRIYONO - TSE AREA BARAT | 1 January 2011 |  | 25 February 2015 | TRIYONO - TSE AREA BARAT | - |  | ACTIVE
900526 | SRNEP | NEPTUNE STD MONITOR 6 PAR | IMAGING | SIARE INTERNATIONAL | GN00001905 | RSUD TIDAR KAB MAGELANG | YOGYAKARTA | YOGYAKARTA | YOGYAKARTA | MAIN UNIT | CUSTOMER | 19 March 2015 | DIAN FEBRIYANA - TSE | 1 January 1900 |  | 19 March 2015 | DIAN FEBRIYANA - TSE | - |  | ACTIVE
900527 | SRNEP | NEPTUNE STD MONITOR 6 PAR | IMAGING | SIARE INTERNATIONAL | GN00001901 | RSUP SOERADJI KLATEN | YOGYAKARTA | YOGYAKARTA | YOGYAKARTA | MAIN UNIT | CUSTOMER | 17 April 2015 |  | 1 January 1900 |  | 17 April 2015 |  | - |  | ACTIVE
900532 | SRNEP | NEPTUNE STD MONITOR 6 PAR | IMAGING | SIARE INTERNATIONAL | GN00001903 | RSUD WATES | YOGYAKARTA | YOGYAKARTA | YOGYAKARTA | MAIN UNIT | CUSTOMER | 1 February 1990 | ANDRIAS NUGROHO - TSE | 1 January 1900 |  | 1 February 1990 | ANDRIAS NUGROHO - TSE | - |  | ACTIVE
900533 | SRNEP | NEPTUNE STD MONITOR 6 PAR | IMAGING | SIARE INTERNATIONAL | GN00001070 | RSU CIANJUR | BOGOR | JAWA BARAT | CIANJUR | MAIN UNIT | CUSTOMER | 1 February 1990 | TRIYONO - TSE AREA BARAT | 1 January 2008 |  | 1 February 1990 | TRIYONO - TSE AREA BARAT | - |  | ACTIVE
900534 | SRMON |  |  |  | GN00001472 | RS Orthopedi Prof Dr R Soeharso - ahmad yani | SOLO | JAWA TENGAH | SURAKARTA | MAIN UNIT | CUSTOMER | 10 April 2015 |  | 1 January 1900 |  | 10 April 2015 |  | - |  | INACTIVE
900535 | SRMON |  |  |  | GN00001717 | RSUD KOTA MATARAM | MATARAM | NUSA TENGGARA BARAT | MATARAM | MAIN UNIT | CUSTOMER | 1 February 1990 | I KADEK - TSE | 1 January 1900 |  | 1 February 1990 | I KADEK - TSE | - |  | INACTIVE
900536 | SRNEP | NEPTUNE STD MONITOR 6 PAR | IMAGING | SIARE INTERNATIONAL | GN00000756 | RSU ANUTAPURA | PALU | SULAWESI TENGAH | PALU | MAIN UNIT | CUSTOMER | 20 May 2015 |  | 1 January 1900 |  | 20 May 2015 |  | - |  | ACTIVE
900537 | SRNEP | NEPTUNE STD MONITOR 6 PAR | IMAGING | SIARE INTERNATIONAL | GN00000278 | RSU PROF DR MA HANAFIAH (BATU SANGKAR) | PADANG | SUMATERA BARAT | BATUSANGKAR | MAIN UNIT | CUSTOMER | 24 March 2014 |  | 16 November 2011 |  | 24 March 2014 |  | - |  | ACTIVE
900538 | SRNEP | NEPTUNE STD MONITOR 6 PAR | IMAGING | SIARE INTERNATIONAL | GN00001903 | RSUD WATES | YOGYAKARTA | YOGYAKARTA | YOGYAKARTA | MAIN UNIT | CUSTOMER | 1 February 1990 | ANDRIAS NUGROHO - TSE | 1 January 1900 |  | 1 February 1990 | ANDRIAS NUGROHO - TSE | - |  | ACTIVE
900539 | SRNEP | NEPTUNE STD MONITOR 6 PAR | IMAGING | SIARE INTERNATIONAL | GN00000756 | RSU ANUTAPURA | PALU | SULAWESI TENGAH | PALU | MAIN UNIT | CUSTOMER | 20 May 2015 |  | 1 January 1900 |  | 20 May 2015 |  | - |  | ACTIVE
900541 | SRNEP | NEPTUNE STD MONITOR 6 PAR | IMAGING | SIARE INTERNATIONAL | GN00001909 | RSUD MUNTILAN | YOGYAKARTA | YOGYAKARTA | YOGYAKARTA | MAIN UNIT | CUSTOMER | 13 April 2015 |  | 1 January 1900 |  | 13 April 2015 |  | - |  | ACTIVE
900546 | SRNEP | NEPTUNE STD MONITOR 6 PAR | IMAGING | SIARE INTERNATIONAL | GN00002981 | RSUD BEJAWA | KUPANG | NUSA TENGGARA TIMUR | KUPANG | MAIN UNIT | CUSTOMER | 1 February 1990 | I KADEK - TSE | 1 January 1900 |  | 1 February 1990 | I KADEK - TSE | - |  | ACTIVE
900549 | SRNEP | NEPTUNE STD MONITOR 6 PAR | IMAGING | SIARE INTERNATIONAL | GN00000180 | RSU DUMAI | PEKAN BARU | RIAU | DUMAI | MAIN UNIT | CUSTOMER | 26 December 2014 | MULKAN | 1 January 1900 |  | 26 December 2014 | MULKAN | - |  | ACTIVE
900550 | SRNEP | NEPTUNE STD MONITOR 6 PAR | IMAGING | SIARE INTERNATIONAL | GN00001901 | RSUP SOERADJI KLATEN | YOGYAKARTA | YOGYAKARTA | YOGYAKARTA | MAIN UNIT | CUSTOMER | 17 April 2015 |  | 1 January 1900 |  | 17 April 2015 |  | - |  | ACTIVE
9005542 | SRMON |  |  |  | GN00001396 | RSU NAIBONAT | KUPANG | NUSA TENGGARA TIMUR | KUPANG | MAIN UNIT | CUSTOMER | 29 January 2015 | I KADEK - TSE | 1 January 1900 |  | 29 January 2015 | I KADEK - TSE | - |  | INACTIVE
9008323 | SRNEP | NEPTUNE STD MONITOR 6 PAR | IMAGING | SIARE INTERNATIONAL | GN00000005 | RSUD KARAWANG | BEKASI | JAWA BARAT | BEKASI | MAIN UNIT | CUSTOMER | 1 February 1990 | MOHAMAD SUKARJO - TSE CP | 12 July 2010 |  | 1 February 1990 | MOHAMAD SUKARJO - TSE CP | - |  | ACTIVE
9008329 | SRNEP | NEPTUNE STD MONITOR 6 PAR | IMAGING | SIARE INTERNATIONAL | GN00001909 | RSUD MUNTILAN | YOGYAKARTA | YOGYAKARTA | YOGYAKARTA | MAIN UNIT | CUSTOMER | 2 April 2014 |  | 1 January 1900 |  | 2 April 2014 |  | - |  | ACTIVE
9008330 | SRNEP | NEPTUNE STD MONITOR 6 PAR | IMAGING | SIARE INTERNATIONAL | GN00001615 | RSB TIOMA | BATAM | KEPULAUAN RIAU | BATAM | MAIN UNIT | CUSTOMER | 21 August 2014 | MULKAN | 1 January 1900 |  | 21 August 2014 | MULKAN | - |  | ACTIVE
9008332 | SRNEP | NEPTUNE STD MONITOR 6 PAR | IMAGING | SIARE INTERNATIONAL | GN00000005 | RSUD KARAWANG | BEKASI | JAWA BARAT | BEKASI | MAIN UNIT | CUSTOMER | 1 February 1990 | MOHAMAD SUKARJO - TSE CP | 12 July 2010 |  | 1 February 1990 | MOHAMAD SUKARJO - TSE CP | - |  | ACTIVE
9008334 | SRNEP | NEPTUNE STD MONITOR 6 PAR | IMAGING | SIARE INTERNATIONAL | GN00000685 | RSUD HARAPAN INSAN SENDAWAR | SAMARINDA | KALIMANTAN TIMUR | SAMARINDA | MAIN UNIT | CUSTOMER | 10 April 2015 |  | 1 January 1900 |  | 10 April 2015 |  | - |  | ACTIVE
9008335 | SRNEP | NEPTUNE STD MONITOR 6 PAR | IMAGING | SIARE INTERNATIONAL | GN00001903 | RSUD WATES | YOGYAKARTA | YOGYAKARTA | YOGYAKARTA | MAIN UNIT | CUSTOMER | 1 February 1990 | ANDRIAS NUGROHO - TSE | 1 January 1900 |  | 1 February 1990 | ANDRIAS NUGROHO - TSE | - |  | ACTIVE
9008338 | SRNEP | NEPTUNE STD MONITOR 6 PAR | IMAGING | SIARE INTERNATIONAL | GN00001909 | RSUD MUNTILAN | YOGYAKARTA | YOGYAKARTA | YOGYAKARTA | MAIN UNIT | CUSTOMER | - |  | 1 January 1900 |  | - |  | - |  | ACTIVE
9008342 | SRNEP | NEPTUNE STD MONITOR 6 PAR | IMAGING | SIARE INTERNATIONAL | GN00001872 | DINAS KESEHATAN KAB/ KOTA. KULONPROGO | YOGYAKARTA | YOGYAKARTA | YOGYAKARTA | MAIN UNIT | CUSTOMER | 13 April 2015 |  | 1 January 1900 |  | 13 April 2015 |  | - |  | ACTIVE
9008343 | SRNEP | NEPTUNE STD MONITOR 6 PAR | IMAGING | SIARE INTERNATIONAL | GN00001909 | RSUD MUNTILAN | YOGYAKARTA | YOGYAKARTA | YOGYAKARTA | MAIN UNIT | CUSTOMER | 1 February 1990 | DIAN FEBRIYANA - TSE | 1 January 1900 |  | 1 February 1990 | DIAN FEBRIYANA - TSE | - |  | ACTIVE
9008345 | SRNEP | NEPTUNE STD MONITOR 6 PAR | IMAGING | SIARE INTERNATIONAL | GN00001909 | RSUD MUNTILAN | YOGYAKARTA | YOGYAKARTA | YOGYAKARTA | MAIN UNIT | CUSTOMER | 28 March 2015 | DIAN FEBRIYANA - TSE | 1 January 1900 |  | 28 March 2015 | DIAN FEBRIYANA - TSE | - |  | ACTIVE
9008346 | NRNEP | NEPTUNE STD MONITOR 6 PAR | IMAGING | SIARE INTERNATIONAL | GN00001903 | RSUD WATES | YOGYAKARTA | YOGYAKARTA | YOGYAKARTA | MAIN UNIT | CUSTOMER | - |  | 3 January 2011 |  | - |  | - |  | ACTIVE
9008351 | SRNEP | NEPTUNE STD MONITOR 6 PAR | IMAGING | SIARE INTERNATIONAL | GN00001214 | RSUD AJIBARANG | PURWOKERTO | JAWA TENGAH | BANYUMAS | MAIN UNIT | CUSTOMER | 1 February 1990 | DIAN FEBRIYANA - TSE | 1 January 1900 |  | 1 February 1990 | DIAN FEBRIYANA - TSE | - |  | ACTIVE
9008353 | SRNEP | NEPTUNE STD MONITOR 6 PAR | IMAGING | SIARE INTERNATIONAL | GN00001901 | RSUP SOERADJI KLATEN | YOGYAKARTA | YOGYAKARTA | YOGYAKARTA | MAIN UNIT | CUSTOMER | 17 April 2015 |  | 1 January 1900 |  | 17 April 2015 |  | - |  | ACTIVE
9008357 | SRNEP | NEPTUNE STD MONITOR 6 PAR | IMAGING | SIARE INTERNATIONAL | GN00000005 | RSUD KARAWANG | BEKASI | JAWA BARAT | BEKASI | MAIN UNIT | CUSTOMER | 1 February 1990 | MOHAMAD SUKARJO - TSE CP | 12 July 2010 |  | 1 February 1990 | MOHAMAD SUKARJO - TSE CP | - |  | ACTIVE
9008359 | SRNEP | NEPTUNE STD MONITOR 6 PAR | IMAGING | SIARE INTERNATIONAL | GN00001899 | POLTEKES KEMENKES | YOGYAKARTA | YOGYAKARTA | YOGYAKARTA | MAIN UNIT | CUSTOMER | 9 February 2015 | DIAN FEBRIYANA - TSE | 1 January 1900 |  | 9 February 2015 | DIAN FEBRIYANA - TSE | - |  | ACTIVE
9010130 | NRNEP | NEPTUNE STD MONITOR 6 PAR | IMAGING | SIARE INTERNATIONAL | GN00001466 | RSUD SIDOARJO | SURABAYA-1 | JAWA TIMUR | SIDOARJO | MAIN UNIT | CUSTOMER | 26 March 2015 | GANDHI YANRANGGA | 1 January 1900 |  | 26 March 2015 | GANDHI YANRANGGA | - |  | ACTIVE
9010134 | SRNEP | NEPTUNE STD MONITOR 6 PAR | IMAGING | SIARE INTERNATIONAL | GN00002457 | RSU PARE | KEDIRI | JAWA TIMUR | KEDIRI | MAIN UNIT | CUSTOMER | - |  | 1 January 1900 |  | - |  | - |  | ACTIVE
9012210 | LX01C |  |  |  | GN00000209 | RUMAH SAKIT UMUM DAERAH KECAMATAN MANDAU (RSUD DURI) | PEKAN BARU | RIAU | BENGKALIS | MAIN UNIT | CUSTOMER | 17 June 2014 | AGUS FAUZI | 29 May 2015 |  | 17 June 2014 | AGUS FAUZI | - |  | INACTIVE
9012243 | SRNEP | NEPTUNE STD MONITOR 6 PAR | IMAGING | SIARE INTERNATIONAL | GN00001728 | RSUD TANJUNG PANDAN | PANGKAL PINANG | KEPULAUAN BANGKA BELITUNG | BANGKA | MAIN UNIT | CUSTOMER | 1 February 1990 | INDRA BUDI GUNAWAN | 1 January 1900 |  | 1 February 1990 | INDRA BUDI GUNAWAN | - |  | ACTIVE
9012244 | SRNEP | NEPTUNE STD MONITOR 6 PAR | IMAGING | SIARE INTERNATIONAL | GN00006018 | RSUD GUNUNGJATI | CIREBON | JAWA BARAT | CIREBON | MAIN UNIT | CUSTOMER | 1 February 1990 | SUKMA WIJAYA - TSE | 6 March 2012 |  | 1 February 1990 | SUKMA WIJAYA - TSE | - |  | ACTIVE
9012250 | SRNEP | NEPTUNE STD MONITOR 6 PAR | IMAGING | SIARE INTERNATIONAL | GN00006018 | RSUD GUNUNGJATI | CIREBON | JAWA BARAT | CIREBON | MAIN UNIT | CUSTOMER | 1 February 1990 | SUKMA WIJAYA - TSE | 6 March 2012 |  | 1 February 1990 | SUKMA WIJAYA - TSE | - |  | ACTIVE
9012255 | SRNEP | NEPTUNE STD MONITOR 6 PAR | IMAGING | SIARE INTERNATIONAL | GN00001901 | RSUP SOERADJI KLATEN | YOGYAKARTA | YOGYAKARTA | YOGYAKARTA | MAIN UNIT | CUSTOMER | 17 April 2015 |  | 1 January 1900 |  | 17 April 2015 |  | - |  | ACTIVE
9012257 | SRNEP | NEPTUNE STD MONITOR 6 PAR | IMAGING | SIARE INTERNATIONAL | GN00001901 | RSUP SOERADJI KLATEN | YOGYAKARTA | YOGYAKARTA | YOGYAKARTA | MAIN UNIT | CUSTOMER | 17 April 2015 |  | 1 January 1900 |  | 17 April 2015 |  | - |  | ACTIVE
9012263 | SRNEP | NEPTUNE STD MONITOR 6 PAR | IMAGING | SIARE INTERNATIONAL | GN00001901 | RSUP SOERADJI KLATEN | YOGYAKARTA | YOGYAKARTA | YOGYAKARTA | MAIN UNIT | CUSTOMER | 17 April 2015 |  | 1 January 1900 |  | 17 April 2015 |  | - |  | ACTIVE
9012265 | SRNEP | NEPTUNE STD MONITOR 6 PAR | IMAGING | SIARE INTERNATIONAL | GN00002806 | RS PUSAT OTAK NASIONAL | JAKARTA-1 | DKI JAKARTA | JAKARTA TIMUR | MAIN UNIT | CUSTOMER | 4 August 2016 |  | 1 January 2013 |  | 4 August 2016 |  | - |  | ACTIVE
9012266 | SRNEP | NEPTUNE STD MONITOR 6 PAR | IMAGING | SIARE INTERNATIONAL | GN00002806 | RS PUSAT OTAK NASIONAL | JAKARTA-1 | DKI JAKARTA | JAKARTA TIMUR | MAIN UNIT | CUSTOMER | 1 February 1990 | GANDHI YANRANGGA | 1 January 2013 |  | 1 February 1990 | GANDHI YANRANGGA | - |  | ACTIVE
9012269 | SRNEP | NEPTUNE STD MONITOR 6 PAR | IMAGING | SIARE INTERNATIONAL | GN00002806 | RS PUSAT OTAK NASIONAL | JAKARTA-1 | DKI JAKARTA | JAKARTA TIMUR | MAIN UNIT | CUSTOMER | 1 February 1990 | GANDHI YANRANGGA | 1 January 2013 |  | 1 February 1990 | GANDHI YANRANGGA | - |  | ACTIVE
901BS6244 | 48009 | BACT ALERT 3D 60 | DIAGNOSTIC 1 | BIOMERIEUX, INC. | GN00002986 | RDC PUSAT - RAWAGELAM | PUSAT | DKI JAKARTA | JAKARTA TIMUR | MAIN UNIT | EMP | - |  | - |  | 4 January 2021 | LEO LANANG SIGIT - TSE CP | - |  | ACTIVE
901BS6245 | 48009 | BACT ALERT 3D 60 | DIAGNOSTIC 1 | BIOMERIEUX, INC. | GN00011871 | RSUD ASMAT | JAYAPURA | PAPUA | JAYAPURA | MAIN UNIT | CUSTOMER | - |  | 4 January 2022 | MIKKI FAHRIZI - TSE | 24 November 2021 | LEO LANANG SIGIT - TSE CP | 4 January 2022 | MIKKI FAHRIZI - TSE | ACTIVE
901BS6246 | 48009 | BACT ALERT 3D 60 | DIAGNOSTIC 1 | BIOMERIEUX, INC. | GN00001125 | RSUD PAMEUNGPEUK GRT SELATAN | TASIKMALAYA | JAWA BARAT | GARUT | MAIN UNIT | CUSTOMER | - |  | 29 October 2021 | SUKMA WIJAYA - TSE | - |  | 29 October 2021 | SUKMA WIJAYA - TSE | ACTIVE
901BS6247 | 48009 | BACT ALERT 3D 60 | DIAGNOSTIC 1 | BIOMERIEUX, INC. | GN00000963 | RSUD BAYU ASIH | BANDUNG | JAWA BARAT | PURWAKARTA | MAIN UNIT | CUSTOMER | - |  | 29 September 2021 | ARBIANSYAH - TSE | - |  | 29 September 2021 | ARBIANSYAH - TSE | ACTIVE
901BS6248 | 48009 | BACT ALERT 3D 60 | DIAGNOSTIC 1 | BIOMERIEUX, INC. | GN00001887 | RS BAPTIS KEDIRI | KEDIRI | JAWA TIMUR | KEDIRI | MAIN UNIT | CUSTOMER | - |  | 20 December 2022 |  | - |  | 10 October 2023 | ANDI ISMAIL - SPV TSE TIMUR | ACTIVE
901CL3980 | 47006 | BACT/ALERT 3D COMBO 230V | DIAGNOSTIC 1 | BIOMERIEUX, INC. | GN00000011 | RSUD BUDHI ASIH | JAKARTA-1 | DKI JAKARTA | JAKARTA TIMUR | MAIN UNIT | CUSTOMER | - |  | 30 April 2019 |  | - |  | - |  | ACTIVE
901CL3981 | 47006 | BACT/ALERT 3D COMBO 230V | DIAGNOSTIC 1 | BIOMERIEUX, INC. | GN00001335 | RSUD WANGAYA | DENPASAR | BALI | DENPASAR | MAIN UNIT | CUSTOMER | - |  | 3 July 2019 |  | - |  | - |  | ACTIVE
901CL3982 | 47006 | BACT/ALERT 3D COMBO 230V | DIAGNOSTIC 1 | BIOMERIEUX, INC. | GN00006540 | RSUD DR FAUZIAH BIREUN | BANDA ACEH | ACEH | BIREUEN | MAIN UNIT | CUSTOMER | - |  | 27 June 2019 |  | - |  | - |  | ACTIVE
901CL3983 | 47006 | BACT/ALERT 3D COMBO 230V | DIAGNOSTIC 1 | BIOMERIEUX, INC. | GN00000305 | RSU HAJI MEDAN | MEDAN | SUMATERA UTARA | MEDAN | MAIN UNIT | CUSTOMER | - |  | 26 June 2019 |  | - |  | - |  | ACTIVE
901CL3984 | 47006 | BACT/ALERT 3D COMBO 230V | DIAGNOSTIC 1 | BIOMERIEUX, INC. | GN00000276 | RSUD PARIAMAN | PADANG | SUMATERA BARAT | PARIAMAN | MAIN UNIT | CUSTOMER | - |  | 1 July 2019 |  | - |  | - |  | ACTIVE
901CL3989 | 47006 | BACT/ALERT 3D COMBO 230V | DIAGNOSTIC 1 | BIOMERIEUX, INC. | GN00003036 | RS PONDOK INDAH | JAKARTA-2 | DKI JAKARTA | JAKARTA SELATAN | MAIN UNIT | EMP | - |  | 21 May 2019 |  | - |  | - |  | ACTIVE
901CL3990 | 47006 | BACT/ALERT 3D COMBO 230V | DIAGNOSTIC 1 | BIOMERIEUX, INC. | GN00001067 | RSUD CILEUNGSI | BOGOR | JAWA BARAT | BOGOR | MAIN UNIT | CUSTOMER | - |  | 26 July 2019 |  | - |  | - |  | ACTIVE
901CL3991 | 47006 | BACT/ALERT 3D COMBO 230V | DIAGNOSTIC 1 | BIOMERIEUX, INC. | GN00008555 | RS. PARU DUNGUS MADIUN | KEDIRI | JAWA TIMUR | KEDIRI | MAIN UNIT | CUSTOMER | - |  | 21 May 2019 |  | - |  | - |  | ACTIVE
901CL3992 | 47006 | BACT/ALERT 3D COMBO 230V | DIAGNOSTIC 1 | BIOMERIEUX, INC. | GN00004288 | RSUD PALAGI MATA | MAKASSAR | SULAWESI SELATAN | BAU-BAU | MAIN UNIT | CUSTOMER | 23 October 2019 | MIKKI FAHRIZI - TSE | 23 October 2019 |  | 23 October 2019 | MIKKI FAHRIZI - TSE | - |  | ACTIVE
902507 | BAY36 | MEDRAD Salient Contrast Injector Single (Basic and with Wireless RCU) | IMAGING | BAYER MEDICAL CARE B.V. | GN00002986 | RDC PUSAT - RAWAGELAM | PUSAT | DKI JAKARTA | JAKARTA TIMUR | MAIN UNIT | EMP | - |  | - |  | 25 September 2023 | ARIEF SETIAWAN - TSE CP | - |  | ACTIVE
902CL3993 | 47006 | BACT/ALERT 3D COMBO 230V | DIAGNOSTIC 1 | BIOMERIEUX, INC. | GN00002996 | RSUD KOTA DEPOK | PEJATEN | JAWA BARAT | DEPOK | MAIN UNIT | CUSTOMER | 19 September 2019 | SAHID DERMAWAN - SPV TSE BARAT | 30 August 2019 |  | 19 September 2019 | SAHID DERMAWAN - SPV TSE BARAT | - |  | ACTIVE
904005941 | 00205 |  |  |  | GN00000564 | PMI KAB. REMBANG | SEMARANG | JAWA TENGAH | REMBANG | MAIN UNIT | EMP | 1 February 1990 | MUNADI - TSE | 1 January 1900 |  | 1 February 1990 | MUNADI - TSE | - |  | INACTIVE
904005947 | 00205 |  |  |  | GN00011539 | PG23 | PUSAT | DKI JAKARTA | JAKARTA TIMUR | MAIN UNIT | EMP | - |  | 1 January 1900 |  | - |  | - |  | INACTIVE
904005955 | 00205 |  |  |  | GN00003056 | PMI PEMALANG | TEGAL | JAWA TENGAH | PEMALANG | MAIN UNIT | CUSTOMER | - |  | 1 January 2012 |  | - |  | - |  | INACTIVE
905002456 | 00204 | BIOMERIEUX READER 270 |  |  | GN00000564 | PMI KAB. REMBANG | SEMARANG | JAWA TENGAH | REMBANG | MAIN UNIT | EMP | 1 February 1990 | MUNADI - TSE | 1 January 1900 |  | 1 February 1990 | MUNADI - TSE | - |  | INACTIVE
905002458 | 00204 | BIOMERIEUX READER 270 |  |  | GN00003056 | PMI PEMALANG | TEGAL | JAWA TENGAH | PEMALANG | MAIN UNIT | CUSTOMER | - |  | 1 January 2012 |  | - |  | - |  | INACTIVE
905002468 | 00204 | BIOMERIEUX READER 270 |  |  | GN17040004 | Klinik Argaraya Medika | MALANG | JAWA TIMUR | MALANG | MAIN UNIT | EMP | - |  | 1 January 1900 |  | - |  | - |  | INACTIVE
905002469 | 00204 | BIOMERIEUX READER 270 |  |  | GN00011539 | PG23 | PUSAT | DKI JAKARTA | JAKARTA TIMUR | MAIN UNIT | EMP | 17 April 2017 | LEO LANANG SIGIT - TSE CP | 1 January 1900 |  | 17 April 2017 | LEO LANANG SIGIT - TSE CP | - |  | INACTIVE
907BS2437 | 48009 | BACT ALERT 3D 60 | DIAGNOSTIC 1 | BIOMERIEUX, INC. | GN00006540 | RSUD DR FAUZIAH BIREUN | BANDA ACEH | ACEH | BIREUEN | MAIN UNIT | CUSTOMER | 1 February 1990 | TRIYONO - TSE AREA BARAT | 1 January 2010 |  | 1 February 1990 | TRIYONO - TSE AREA BARAT | - |  | ACTIVE
909CL4042 | 4B006 | BACT/ALERT 3D 120 | BIOSCIENCE | BIOMERIEUX, INC. | GN00001930 | RS JOGJA INTERNATIONAL HOSPITAL (JIH) | YOGYAKARTA | YOGYAKARTA | YOGYAKARTA | MAIN UNIT | CUSTOMER | 17 April 2020 | DIAN FEBRIYANA - TSE | 1 November 2019 |  | 17 April 2020 | DIAN FEBRIYANA - TSE | - |  | ACTIVE
909CL4043 | 47006 | BACT/ALERT 3D COMBO 230V | DIAGNOSTIC 1 | BIOMERIEUX, INC. | GN00001064 | RSUD R SYAMSUDIN SH | BOGOR | JAWA BARAT | SUKABUMI | MAIN UNIT | CUSTOMER | 6 November 2019 | ARBIANSYAH - TSE | 6 November 2019 |  | 6 November 2019 | ARBIANSYAH - TSE | - |  | ACTIVE
909cl4046 | 48009 | BACT ALERT 3D 60 | DIAGNOSTIC 1 | BIOMERIEUX, INC. | GN00006330 | PMI KOTA TANGERANG SELATAN | TANGERANG | BANTEN | TANGERANG | MAIN UNIT | CUSTOMER | - |  | 13 August 2020 | ARBIANSYAH - TSE | 15 June 2020 | System Auto | 13 August 2020 | ARBIANSYAH - TSE | ACTIVE
91/IX/14TLC2HP | ST002 |  |  |  | GN00003358 | RSU PRAYA | MATARAM | NUSA TENGGARA BARAT | PRAYA | MAIN UNIT | CUSTOMER | 12 November 2014 | HARI UDI RAHARJO - TSE | 12 November 2014 |  | 12 November 2014 | HARI UDI RAHARJO - TSE | - |  | INACTIVE
910003185 | 00205 |  |  |  | GN00003001 | PT. ENSEVAL MEDIKA PRIMA - HO | PUSAT | DKI JAKARTA | JAKARTA TIMUR | MAIN UNIT | EMP | 9 August 2014 | SUSWENDI EKA PUTRA | 29 April 2015 |  | 9 August 2014 | SUSWENDI EKA PUTRA | - |  | INACTIVE
910003187 | 00205 |  |  |  | GN00006421 | PT ULTRA MEDICA | KEDIRI | JAWA TIMUR | KEDIRI | MAIN UNIT | EMP | 14 August 2018 | TRIYONO - TSE AREA BARAT | 12 June 2017 |  | 14 August 2018 | TRIYONO - TSE AREA BARAT | - |  | INACTIVE
910003193 | 00255 |  |  |  | GN00003001 | PT. ENSEVAL MEDIKA PRIMA - HO | PUSAT | DKI JAKARTA | JAKARTA TIMUR | MAIN UNIT | EMP | 27 May 2016 | ARIF SETYAWAN - VACANT | 23 April 2010 |  | 27 May 2016 | ARIF SETYAWAN - VACANT | - |  | INACTIVE
910003197 | 00205 |  |  |  | GN00002590 | PMI MAJALENGKA | BANDUNG | JAWA BARAT | BANDUNG | MAIN UNIT | EMP | 3 June 2015 | SUKMA WIJAYA - TSE | 1 January 1900 |  | 3 June 2015 | SUKMA WIJAYA - TSE | - |  | INACTIVE
910003200 | 00205 |  |  |  | GN00011691 | LAB KLINIK PT EMP | PUSAT | DKI JAKARTA | JAKARTA TIMUR | MAIN UNIT | EMP | 8 June 2015 | TRIYONO - TSE AREA BARAT | 1 January 1900 |  | 8 June 2015 | TRIYONO - TSE AREA BARAT | - |  | INACTIVE
910003201 | 00205 |  |  |  | GN00002985 | WORKSHOOP CSM PUSAT | PUSAT | DKI JAKARTA | JAKARTA TIMUR | MAIN UNIT | EMP | 8 May 2015 |  | 1 January 1900 |  | 8 May 2015 |  | - |  | INACTIVE
910003415 | 00204 | BIOMERIEUX READER 270 |  |  | GN00004559 | POLTEKKES BSI YOGYA/PTTP | YOGYAKARTA | YOGYAKARTA | YOGYAKARTA | MAIN UNIT | EMP | 18 January 2017 | ARIF SETYAWAN - VACANT | 3 March 2015 |  | 18 January 2017 | ARIF SETYAWAN - VACANT | - |  | INACTIVE
910003419 | 00204 | BIOMERIEUX READER 270 |  |  | GN00003001 | PT. ENSEVAL MEDIKA PRIMA - HO | PUSAT | DKI JAKARTA | JAKARTA TIMUR | MAIN UNIT | EMP | - |  | 29 April 2015 |  | - |  | - |  | INACTIVE
910003425 | 00204 | BIOMERIEUX READER 270 |  |  | GN00003001 | PT. ENSEVAL MEDIKA PRIMA - HO | PUSAT | DKI JAKARTA | JAKARTA TIMUR | MAIN UNIT | EMP | 27 November 2014 |  | 1 January 1900 |  | 27 November 2014 |  | - |  | INACTIVE
910076 | NI20P | DOPPLER FETUS DETECTOR KD 250 | IMAGING | NAKAMURA MEDICAL | GN00000499 | RS ISLAM JEPARA | SEMARANG | JAWA TENGAH | JEPARA | MAIN UNIT | CUSTOMER | 10 April 2015 |  | 1 January 1900 |  | 10 April 2015 |  | - |  | ACTIVE
910079 | NI20P | DOPPLER FETUS DETECTOR KD 250 | IMAGING | NAKAMURA MEDICAL | GN00000351 | RS SANTA ELISABETH MEDAN | MEDAN | SUMATERA UTARA | MEDAN | MAIN UNIT | CUSTOMER | 23 June 2016 |  | 1 January 2014 |  | 23 June 2016 |  | - |  | ACTIVE
910090 | NI20P | DOPPLER FETUS DETECTOR KD 250 | IMAGING | NAKAMURA MEDICAL | GN00002168 | BETHSAIDA HOSPITAL | TANGERANG | BANTEN | TANGERANG | MAIN UNIT | CUSTOMER | 15 January 2015 | IBNUL AZIZ - TSE | 1 January 2013 |  | 15 January 2015 | IBNUL AZIZ - TSE | - |  | ACTIVE
910105 | NI20P | DOPPLER FETUS DETECTOR KD 250 | IMAGING | NAKAMURA MEDICAL | GN00009065 | INST. FARMASI RS.PINDAD | BANDUNG | JAWA BARAT | BANDUNG | MAIN UNIT | CUSTOMER | 20 July 2016 |  | 25 August 2010 |  | 20 July 2016 |  | - |  | ACTIVE
91011085 | EM194 | Eizo RadiForce MX194 | PACS | TRIPUTRA TECHNO MED, PT. | GN00002986 | RDC PUSAT - RAWAGELAM | PUSAT | DKI JAKARTA | JAKARTA TIMUR | MAIN UNIT | EMP | - |  | - |  | 3 November 2025 | ARIEF SETIAWAN - TSE CP | - |  | ACTIVE
910120 | NI20P | DOPPLER FETUS DETECTOR KD 250 | IMAGING | NAKAMURA MEDICAL | GN00000685 | RSUD HARAPAN INSAN SENDAWAR | SAMARINDA | KALIMANTAN TIMUR | SAMARINDA | MAIN UNIT | CUSTOMER | 7 January 2015 | RIDWAN - TSE | 1 January 1900 |  | 7 January 2015 | RIDWAN - TSE | - |  | ACTIVE
910154 | NI20P | DOPPLER FETUS DETECTOR KD 250 | IMAGING | NAKAMURA MEDICAL | GN00000523 | RSUD DR SOETRASNO REMBANG | SEMARANG | JAWA TENGAH | REMBANG | MAIN UNIT | CUSTOMER | - |  | 11 December 2013 |  | - |  | - |  | ACTIVE
9106137 | SRNEP | NEPTUNE STD MONITOR 6 PAR | IMAGING | SIARE INTERNATIONAL | GN00001901 | RSUP SOERADJI KLATEN | YOGYAKARTA | YOGYAKARTA | YOGYAKARTA | MAIN UNIT | CUSTOMER | 17 April 2015 |  | 1 January 1900 |  | 17 April 2015 |  | - |  | ACTIVE
9106140 | BCFWS |  |  |  | GN00000209 | RUMAH SAKIT UMUM DAERAH KECAMATAN MANDAU (RSUD DURI) | PEKAN BARU | RIAU | BENGKALIS | MAIN UNIT | CUSTOMER | 1 February 1990 | AGUS FAUZI | 1 January 1900 |  | 1 February 1990 | AGUS FAUZI | - |  | INACTIVE
9106141 | BCFWS |  |  |  | GN00000209 | RUMAH SAKIT UMUM DAERAH KECAMATAN MANDAU (RSUD DURI) | PEKAN BARU | RIAU | BENGKALIS | MAIN UNIT | CUSTOMER | 1 February 1990 | AGUS FAUZI | 1 January 1900 |  | 1 February 1990 | AGUS FAUZI | - |  | INACTIVE
9106142 | SRNEP | NEPTUNE STD MONITOR 6 PAR | IMAGING | SIARE INTERNATIONAL | GN00000149 | RSUD KAYU AGUNG | PALEMBANG | SUMATERA SELATAN | KOTA KAYU AGUNG | MAIN UNIT | CUSTOMER | - |  | 10 June 2013 |  | - |  | - |  | ACTIVE
9106143 | SRNEP | NEPTUNE STD MONITOR 6 PAR | IMAGING | SIARE INTERNATIONAL | GN00001216 | RSUD BANJARNEGARA | PURWOKERTO | JAWA TENGAH | BANJARNEGARA | MAIN UNIT | CUSTOMER | 1 February 1990 | DIAN FEBRIYANA - TSE | 1 January 1900 |  | 1 February 1990 | DIAN FEBRIYANA - TSE | - |  | ACTIVE
9106144 | SRNEP | NEPTUNE STD MONITOR 6 PAR | IMAGING | SIARE INTERNATIONAL | GN00001901 | RSUP SOERADJI KLATEN | YOGYAKARTA | YOGYAKARTA | YOGYAKARTA | MAIN UNIT | CUSTOMER | 17 April 2015 |  | 1 January 1900 |  | 17 April 2015 |  | - |  | ACTIVE
9106145 | SRNEP | NEPTUNE STD MONITOR 6 PAR | IMAGING | SIARE INTERNATIONAL | GN00001216 | RSUD BANJARNEGARA | PURWOKERTO | JAWA TENGAH | BANJARNEGARA | MAIN UNIT | CUSTOMER | 1 February 1990 | DIAN FEBRIYANA - TSE | 1 January 1900 |  | 1 February 1990 | DIAN FEBRIYANA - TSE | - |  | ACTIVE
9106146 | SRNEP | NEPTUNE STD MONITOR 6 PAR | IMAGING | SIARE INTERNATIONAL | GN00001114 | RS KRAKATAU STEEL MEDIKA | TANGERANG | BANTEN | CILEGON | MAIN UNIT | CUSTOMER | 29 December 2014 |  | 1 January 1900 |  | 29 December 2014 |  | - |  | ACTIVE
9106151 | SRNEP | NEPTUNE STD MONITOR 6 PAR | IMAGING | SIARE INTERNATIONAL | GN00001901 | RSUP SOERADJI KLATEN | YOGYAKARTA | YOGYAKARTA | YOGYAKARTA | MAIN UNIT | CUSTOMER | 17 April 2015 |  | 1 January 1900 |  | 17 April 2015 |  | - |  | ACTIVE
9106152 | SRNEP | NEPTUNE STD MONITOR 6 PAR | IMAGING | SIARE INTERNATIONAL | GN00001901 | RSUP SOERADJI KLATEN | YOGYAKARTA | YOGYAKARTA | YOGYAKARTA | MAIN UNIT | CUSTOMER | 17 April 2015 |  | 1 January 1900 |  | 17 April 2015 |  | - |  | ACTIVE
9106153 | SRNEP | NEPTUNE STD MONITOR 6 PAR | IMAGING | SIARE INTERNATIONAL | GN00000149 | RSUD KAYU AGUNG | PALEMBANG | SUMATERA SELATAN | KOTA KAYU AGUNG | MAIN UNIT | CUSTOMER | - |  | 4 February 2013 |  | - |  | - |  | ACTIVE
9106155 | SRNEP | NEPTUNE STD MONITOR 6 PAR | IMAGING | SIARE INTERNATIONAL | GN00000149 | RSUD KAYU AGUNG | PALEMBANG | SUMATERA SELATAN | KOTA KAYU AGUNG | MAIN UNIT | CUSTOMER | - |  | 4 June 2013 |  | - |  | - |  | ACTIVE
9106156 | SRNEP | NEPTUNE STD MONITOR 6 PAR | IMAGING | SIARE INTERNATIONAL | GN00001901 | RSUP SOERADJI KLATEN | YOGYAKARTA | YOGYAKARTA | YOGYAKARTA | MAIN UNIT | CUSTOMER | 17 April 2015 |  | 1 January 1900 |  | 17 April 2015 |  | - |  | ACTIVE
9106157 | SRNEP | NEPTUNE STD MONITOR 6 PAR | IMAGING | SIARE INTERNATIONAL | GN00001901 | RSUP SOERADJI KLATEN | YOGYAKARTA | YOGYAKARTA | YOGYAKARTA | MAIN UNIT | CUSTOMER | 17 April 2015 |  | 1 January 1900 |  | 17 April 2015 |  | - |  | ACTIVE
9106158 | SRNEP | NEPTUNE STD MONITOR 6 PAR | IMAGING | SIARE INTERNATIONAL | GN00001114 | RS KRAKATAU STEEL MEDIKA | TANGERANG | BANTEN | CILEGON | MAIN UNIT | CUSTOMER | 29 December 2014 |  | 1 January 1900 |  | 29 December 2014 |  | - |  | ACTIVE
9106159 | SRNEP | NEPTUNE STD MONITOR 6 PAR | IMAGING | SIARE INTERNATIONAL | GN00000005 | RSUD KARAWANG | BEKASI | JAWA BARAT | BEKASI | MAIN UNIT | CUSTOMER | 1 February 1990 | MOHAMAD SUKARJO - TSE CP | 12 July 2010 |  | 1 February 1990 | MOHAMAD SUKARJO - TSE CP | - |  | ACTIVE
9106161 | SRNEP | NEPTUNE STD MONITOR 6 PAR | IMAGING | SIARE INTERNATIONAL | GN00000685 | RSUD HARAPAN INSAN SENDAWAR | SAMARINDA | KALIMANTAN TIMUR | SAMARINDA | MAIN UNIT | CUSTOMER | 1 February 1990 | RIDWAN - TSE | 2 February 2011 |  | 1 February 1990 | RIDWAN - TSE | - |  | ACTIVE
9106164 | SRNEP | NEPTUNE STD MONITOR 6 PAR | IMAGING | SIARE INTERNATIONAL | GN00000005 | RSUD KARAWANG | BEKASI | JAWA BARAT | BEKASI | MAIN UNIT | CUSTOMER | 1 February 1990 | TRIYONO - TSE AREA BARAT | 1 January 2012 |  | 1 February 1990 | TRIYONO - TSE AREA BARAT | - |  | ACTIVE
9107138 | SRNEP | NEPTUNE STD MONITOR 6 PAR | IMAGING | SIARE INTERNATIONAL | GN00002178 | RSUD DR SOETOMO SURABAYA | SURABAYA-1 | JAWA TIMUR | SURABAYA | MAIN UNIT | CUSTOMER | 20 May 2015 |  | 1 January 1900 |  | 20 May 2015 |  | - |  | ACTIVE
9107139 | SRNEP | NEPTUNE STD MONITOR 6 PAR | IMAGING | SIARE INTERNATIONAL | GN00002178 | RSUD DR SOETOMO SURABAYA | SURABAYA-1 | JAWA TIMUR | SURABAYA | MAIN UNIT | CUSTOMER | 13 April 2015 |  | 1 January 1900 |  | 13 April 2015 |  | - |  | ACTIVE
9107140 | SRNEP | NEPTUNE STD MONITOR 6 PAR | IMAGING | SIARE INTERNATIONAL | GN00002178 | RSUD DR SOETOMO SURABAYA | SURABAYA-1 | JAWA TIMUR | SURABAYA | MAIN UNIT | CUSTOMER | 20 May 2015 |  | 1 January 1900 |  | 20 May 2015 |  | - |  | ACTIVE
9107141 | NRNEP | NEPTUNE STD MONITOR 6 PAR | IMAGING | SIARE INTERNATIONAL | GN00009440 | RS. IBNU SINA BUKIT TINGGI | PADANG | SUMATERA BARAT | PADANG | MAIN UNIT | CUSTOMER | 25 February 2015 | TRIYONO - TSE AREA BARAT | 1 January 2013 |  | 25 February 2015 | TRIYONO - TSE AREA BARAT | - |  | ACTIVE
9107143 | NRNEP | NEPTUNE STD MONITOR 6 PAR | IMAGING | SIARE INTERNATIONAL | GN00009440 | RS. IBNU SINA BUKIT TINGGI | PADANG | SUMATERA BARAT | PADANG | MAIN UNIT | CUSTOMER | 25 February 2015 | TRIYONO - TSE AREA BARAT | 1 January 2013 |  | 25 February 2015 | TRIYONO - TSE AREA BARAT | - |  | ACTIVE
9107144 | SRNEP | NEPTUNE STD MONITOR 6 PAR | IMAGING | SIARE INTERNATIONAL | GN00002806 | RS PUSAT OTAK NASIONAL | JAKARTA-1 | DKI JAKARTA | JAKARTA TIMUR | MAIN UNIT | CUSTOMER | 1 February 1990 | GANDHI YANRANGGA | 1 January 2013 |  | 1 February 1990 | GANDHI YANRANGGA | - |  | ACTIVE
9107145 | SRNEP | NEPTUNE STD MONITOR 6 PAR | IMAGING | SIARE INTERNATIONAL | GN00000254 | RS JANTUNG SUMBAR | PADANG | SUMATERA BARAT | PADANG | MAIN UNIT | CUSTOMER | 24 March 2014 |  | 31 July 2013 |  | 24 March 2014 |  | - |  | ACTIVE
9107146 | SRNEP | NEPTUNE STD MONITOR 6 PAR | IMAGING | SIARE INTERNATIONAL | GN00000254 | RS JANTUNG SUMBAR | PADANG | SUMATERA BARAT | PADANG | MAIN UNIT | CUSTOMER | 1 February 1990 | TRIYONO - TSE AREA BARAT | 31 July 2013 |  | 1 February 1990 | TRIYONO - TSE AREA BARAT | - |  | ACTIVE
9107147 | SRNEP | NEPTUNE STD MONITOR 6 PAR | IMAGING | SIARE INTERNATIONAL | GN00001901 | RSUP SOERADJI KLATEN | YOGYAKARTA | YOGYAKARTA | YOGYAKARTA | MAIN UNIT | CUSTOMER | 17 April 2015 |  | 1 January 1900 |  | 17 April 2015 |  | - |  | ACTIVE
9107148 | SRNEP | NEPTUNE STD MONITOR 6 PAR | IMAGING | SIARE INTERNATIONAL | GN00000254 | RS JANTUNG SUMBAR | PADANG | SUMATERA BARAT | PADANG | MAIN UNIT | CUSTOMER | 1 February 1990 | TRIYONO - TSE AREA BARAT | 31 July 2013 |  | 1 February 1990 | TRIYONO - TSE AREA BARAT | - |  | ACTIVE
9107149 | SRNEP | NEPTUNE STD MONITOR 6 PAR | IMAGING | SIARE INTERNATIONAL | GN00002806 | RS PUSAT OTAK NASIONAL | JAKARTA-1 | DKI JAKARTA | JAKARTA TIMUR | MAIN UNIT | CUSTOMER | 4 August 2016 |  | 1 January 2013 |  | 4 August 2016 |  | - |  | ACTIVE
9107150 | SRNEP | NEPTUNE STD MONITOR 6 PAR | IMAGING | SIARE INTERNATIONAL | GN00002457 | RSU PARE | KEDIRI | JAWA TIMUR | KEDIRI | MAIN UNIT | CUSTOMER | - |  | 1 January 1900 |  | - |  | - |  | ACTIVE
9107151 | SRNEP | NEPTUNE STD MONITOR 6 PAR | IMAGING | SIARE INTERNATIONAL | GN00001901 | RSUP SOERADJI KLATEN | YOGYAKARTA | YOGYAKARTA | YOGYAKARTA | MAIN UNIT | CUSTOMER | 17 April 2015 |  | 1 January 1900 |  | 17 April 2015 |  | - |  | ACTIVE
9107152 | SRNEP | NEPTUNE STD MONITOR 6 PAR | IMAGING | SIARE INTERNATIONAL | GN00001901 | RSUP SOERADJI KLATEN | YOGYAKARTA | YOGYAKARTA | YOGYAKARTA | MAIN UNIT | CUSTOMER | 17 April 2015 |  | 1 January 1900 |  | 17 April 2015 |  | - |  | ACTIVE
9107153 | SRNEP | NEPTUNE STD MONITOR 6 PAR | IMAGING | SIARE INTERNATIONAL | GN00001901 | RSUP SOERADJI KLATEN | YOGYAKARTA | YOGYAKARTA | YOGYAKARTA | MAIN UNIT | CUSTOMER | 30 August 2016 | DIAN FEBRIYANA - TSE | 1 January 1900 |  | 30 August 2016 | DIAN FEBRIYANA - TSE | - |  | ACTIVE
9107154 | SRNEP | NEPTUNE STD MONITOR 6 PAR | IMAGING | SIARE INTERNATIONAL | GN00001901 | RSUP SOERADJI KLATEN | YOGYAKARTA | YOGYAKARTA | YOGYAKARTA | MAIN UNIT | CUSTOMER | 30 August 2016 | DIAN FEBRIYANA - TSE | 1 January 1900 |  | 30 August 2016 | DIAN FEBRIYANA - TSE | - |  | ACTIVE
9107155 | SRNEP | NEPTUNE STD MONITOR 6 PAR | IMAGING | SIARE INTERNATIONAL | GN00001901 | RSUP SOERADJI KLATEN | YOGYAKARTA | YOGYAKARTA | YOGYAKARTA | MAIN UNIT | CUSTOMER | 17 April 2015 |  | 1 January 1900 |  | 17 April 2015 |  | - |  | ACTIVE
9107156 | SRNEP | NEPTUNE STD MONITOR 6 PAR | IMAGING | SIARE INTERNATIONAL | GN00001901 | RSUP SOERADJI KLATEN | YOGYAKARTA | YOGYAKARTA | YOGYAKARTA | MAIN UNIT | CUSTOMER | 17 April 2015 |  | 1 January 1900 |  | 17 April 2015 |  | - |  | ACTIVE
9107157 | NRNEP | NEPTUNE STD MONITOR 6 PAR | IMAGING | SIARE INTERNATIONAL | GN00001901 | RSUP SOERADJI KLATEN | YOGYAKARTA | YOGYAKARTA | YOGYAKARTA | MAIN UNIT | CUSTOMER | 13 October 2014 | DIAN FEBRIYANA - TSE | 1 January 1900 |  | 13 October 2014 | DIAN FEBRIYANA - TSE | - |  | ACTIVE
9107158 | NRNEP | NEPTUNE STD MONITOR 6 PAR | IMAGING | SIARE INTERNATIONAL | GN00006648 | KLINIK UNISTEM | JAKARTA-1 | DKI JAKARTA | JAKARTA TIMUR | MAIN UNIT | CUSTOMER | 21 August 2014 | IBNUL AZIZ - TSE | 1 January 2012 |  | 21 August 2014 | IBNUL AZIZ - TSE | - |  | ACTIVE
9107159 | SRNEP | NEPTUNE STD MONITOR 6 PAR | IMAGING | SIARE INTERNATIONAL | GN00001901 | RSUP SOERADJI KLATEN | YOGYAKARTA | YOGYAKARTA | YOGYAKARTA | MAIN UNIT | CUSTOMER | 17 April 2015 |  | 1 January 1900 |  | 17 April 2015 |  | - |  | ACTIVE
9107160 | SRNEP | NEPTUNE STD MONITOR 6 PAR | IMAGING | SIARE INTERNATIONAL | GN00001901 | RSUP SOERADJI KLATEN | YOGYAKARTA | YOGYAKARTA | YOGYAKARTA | MAIN UNIT | CUSTOMER | 17 April 2015 |  | 1 January 1900 |  | 17 April 2015 |  | - |  | ACTIVE
9107162 | SRNEP | NEPTUNE STD MONITOR 6 PAR | IMAGING | SIARE INTERNATIONAL | GN00001901 | RSUP SOERADJI KLATEN | YOGYAKARTA | YOGYAKARTA | YOGYAKARTA | MAIN UNIT | CUSTOMER | 30 August 2016 | DIAN FEBRIYANA - TSE | 1 January 1900 |  | 30 August 2016 | DIAN FEBRIYANA - TSE | - |  | ACTIVE
9107163 | SRNEP | NEPTUNE STD MONITOR 6 PAR | IMAGING | SIARE INTERNATIONAL | GN00001901 | RSUP SOERADJI KLATEN | YOGYAKARTA | YOGYAKARTA | YOGYAKARTA | MAIN UNIT | CUSTOMER | 30 August 2016 | DIAN FEBRIYANA - TSE | 1 January 1900 |  | 30 August 2016 | DIAN FEBRIYANA - TSE | - |  | ACTIVE
9107164 | SRNEP | NEPTUNE STD MONITOR 6 PAR | IMAGING | SIARE INTERNATIONAL | GN00001901 | RSUP SOERADJI KLATEN | YOGYAKARTA | YOGYAKARTA | YOGYAKARTA | MAIN UNIT | CUSTOMER | 30 August 2016 | DIAN FEBRIYANA - TSE | 1 January 1900 |  | 30 August 2016 | DIAN FEBRIYANA - TSE | - |  | ACTIVE
9107165 | SRNEP | NEPTUNE STD MONITOR 6 PAR | IMAGING | SIARE INTERNATIONAL | GN00000877 | RSUD POLEWALI | MAKASSAR | SULAWESI SELATAN | POLEWALI | MAIN UNIT | CUSTOMER | 10 April 2015 |  | 1 January 1900 |  | 10 April 2015 |  | - |  | ACTIVE
910760 | NRNEP | NEPTUNE STD MONITOR 6 PAR | IMAGING | SIARE INTERNATIONAL | GN00001901 | RSUP SOERADJI KLATEN | YOGYAKARTA | YOGYAKARTA | YOGYAKARTA | MAIN UNIT | CUSTOMER | 13 October 2014 | RAKHMAT | 1 January 1900 |  | 13 October 2014 | RAKHMAT | - |  | ACTIVE
9108112 | SRNEP | NEPTUNE STD MONITOR 6 PAR | IMAGING | SIARE INTERNATIONAL | GN00002806 | RS PUSAT OTAK NASIONAL | JAKARTA-1 | DKI JAKARTA | JAKARTA TIMUR | MAIN UNIT | CUSTOMER | 4 August 2016 |  | 1 January 2013 |  | 4 August 2016 |  | - |  | ACTIVE
9108118 | SRNEP | NEPTUNE STD MONITOR 6 PAR | IMAGING | SIARE INTERNATIONAL | GN00002806 | RS PUSAT OTAK NASIONAL | JAKARTA-1 | DKI JAKARTA | JAKARTA TIMUR | MAIN UNIT | CUSTOMER | 4 August 2016 |  | 1 January 2013 |  | 4 August 2016 |  | - |  | ACTIVE
9108119 | SRNEP | NEPTUNE STD MONITOR 6 PAR | IMAGING | SIARE INTERNATIONAL | GN00002806 | RS PUSAT OTAK NASIONAL | JAKARTA-1 | DKI JAKARTA | JAKARTA TIMUR | MAIN UNIT | CUSTOMER | 4 August 2016 |  | 1 January 2013 |  | 4 August 2016 |  | - |  | ACTIVE
9108122 | SRNEP | NEPTUNE STD MONITOR 6 PAR | IMAGING | SIARE INTERNATIONAL | GN00002806 | RS PUSAT OTAK NASIONAL | JAKARTA-1 | DKI JAKARTA | JAKARTA TIMUR | MAIN UNIT | CUSTOMER | 1 February 1990 | GANDHI YANRANGGA | 1 January 2013 |  | 1 February 1990 | GANDHI YANRANGGA | - |  | ACTIVE
9108123 | SRNEP | NEPTUNE STD MONITOR 6 PAR | IMAGING | SIARE INTERNATIONAL | GN00002806 | RS PUSAT OTAK NASIONAL | JAKARTA-1 | DKI JAKARTA | JAKARTA TIMUR | MAIN UNIT | CUSTOMER | 4 August 2016 |  | 1 January 2013 |  | 4 August 2016 |  | - |  | ACTIVE
9108130 | SRNEP | NEPTUNE STD MONITOR 6 PAR | IMAGING | SIARE INTERNATIONAL | GN00002806 | RS PUSAT OTAK NASIONAL | JAKARTA-1 | DKI JAKARTA | JAKARTA TIMUR | MAIN UNIT | CUSTOMER | 1 February 1990 | GANDHI YANRANGGA | 1 January 2013 |  | 1 February 1990 | GANDHI YANRANGGA | - |  | ACTIVE
9108133 | SRNEP | NEPTUNE STD MONITOR 6 PAR | IMAGING | SIARE INTERNATIONAL | GN00002806 | RS PUSAT OTAK NASIONAL | JAKARTA-1 | DKI JAKARTA | JAKARTA TIMUR | MAIN UNIT | CUSTOMER | 1 February 1990 | GANDHI YANRANGGA | 1 January 2013 |  | 1 February 1990 | GANDHI YANRANGGA | - |  | ACTIVE
9108136 | SRNEP | NEPTUNE STD MONITOR 6 PAR | IMAGING | SIARE INTERNATIONAL | GN00002806 | RS PUSAT OTAK NASIONAL | JAKARTA-1 | DKI JAKARTA | JAKARTA TIMUR | MAIN UNIT | CUSTOMER | 1 February 1990 | GANDHI YANRANGGA | 1 January 2013 |  | 1 February 1990 | GANDHI YANRANGGA | - |  | ACTIVE
9108139 | SRNEP | NEPTUNE STD MONITOR 6 PAR | IMAGING | SIARE INTERNATIONAL | GN00002806 | RS PUSAT OTAK NASIONAL | JAKARTA-1 | DKI JAKARTA | JAKARTA TIMUR | MAIN UNIT | CUSTOMER | 1 February 1990 | GANDHI YANRANGGA | 1 January 2013 |  | 1 February 1990 | GANDHI YANRANGGA | - |  | ACTIVE
9108142 | SRNEP | NEPTUNE STD MONITOR 6 PAR | IMAGING | SIARE INTERNATIONAL | GN00002806 | RS PUSAT OTAK NASIONAL | JAKARTA-1 | DKI JAKARTA | JAKARTA TIMUR | MAIN UNIT | CUSTOMER | 1 February 1990 | GANDHI YANRANGGA | 1 January 2013 |  | 1 February 1990 | GANDHI YANRANGGA | - |  | ACTIVE
9108147 | SRNEP | NEPTUNE STD MONITOR 6 PAR | IMAGING | SIARE INTERNATIONAL | GN00002806 | RS PUSAT OTAK NASIONAL | JAKARTA-1 | DKI JAKARTA | JAKARTA TIMUR | MAIN UNIT | CUSTOMER | 1 February 1990 | GANDHI YANRANGGA | 1 January 2013 |  | 1 February 1990 | GANDHI YANRANGGA | - |  | ACTIVE
9108148 | SRNEP | NEPTUNE STD MONITOR 6 PAR | IMAGING | SIARE INTERNATIONAL | GN00002806 | RS PUSAT OTAK NASIONAL | JAKARTA-1 | DKI JAKARTA | JAKARTA TIMUR | MAIN UNIT | CUSTOMER | 4 August 2016 |  | 1 January 2013 |  | 4 August 2016 |  | - |  | ACTIVE
9108150 | SRNEP | NEPTUNE STD MONITOR 6 PAR | IMAGING | SIARE INTERNATIONAL | GN00002806 | RS PUSAT OTAK NASIONAL | JAKARTA-1 | DKI JAKARTA | JAKARTA TIMUR | MAIN UNIT | CUSTOMER | 4 August 2016 |  | 1 January 2013 |  | 4 August 2016 |  | - |  | ACTIVE
9108214 | SRNEP | NEPTUNE STD MONITOR 6 PAR | IMAGING | SIARE INTERNATIONAL | GN00002985 | WORKSHOOP CSM PUSAT | PUSAT | DKI JAKARTA | JAKARTA TIMUR | MAIN UNIT | EMP | 21 July 2014 | ANASTASIA OCTAVIN | 1 January 1900 |  | 21 July 2014 | ANASTASIA OCTAVIN | - |  | ACTIVE
910872 | SRNEP | NEPTUNE STD MONITOR 6 PAR | IMAGING | SIARE INTERNATIONAL | GN00000877 | RSUD POLEWALI | MAKASSAR | SULAWESI SELATAN | POLEWALI | MAIN UNIT | CUSTOMER | 10 April 2015 |  | 1 January 1900 |  | 10 April 2015 |  | - |  | ACTIVE
910874 | SRNEP | NEPTUNE STD MONITOR 6 PAR | IMAGING | SIARE INTERNATIONAL | GN00002806 | RS PUSAT OTAK NASIONAL | JAKARTA-1 | DKI JAKARTA | JAKARTA TIMUR | MAIN UNIT | CUSTOMER | 4 August 2016 |  | 1 January 2013 |  | 4 August 2016 |  | - |  | ACTIVE
910875 | SRNEP | NEPTUNE STD MONITOR 6 PAR | IMAGING | SIARE INTERNATIONAL | GN00002806 | RS PUSAT OTAK NASIONAL | JAKARTA-1 | DKI JAKARTA | JAKARTA TIMUR | MAIN UNIT | CUSTOMER | 4 August 2016 |  | 1 January 2013 |  | 4 August 2016 |  | - |  | ACTIVE
910876 | SRNEP | NEPTUNE STD MONITOR 6 PAR | IMAGING | SIARE INTERNATIONAL | GN00002806 | RS PUSAT OTAK NASIONAL | JAKARTA-1 | DKI JAKARTA | JAKARTA TIMUR | MAIN UNIT | CUSTOMER | 1 February 1990 | GANDHI YANRANGGA | 1 January 2013 |  | 1 February 1990 | GANDHI YANRANGGA | - |  | ACTIVE
910880 | SRNEP | NEPTUNE STD MONITOR 6 PAR | IMAGING | SIARE INTERNATIONAL | GN00002806 | RS PUSAT OTAK NASIONAL | JAKARTA-1 | DKI JAKARTA | JAKARTA TIMUR | MAIN UNIT | CUSTOMER | 4 August 2016 |  | 1 January 2013 |  | 4 August 2016 |  | - |  | ACTIVE
910881 | SRNEP | NEPTUNE STD MONITOR 6 PAR | IMAGING | SIARE INTERNATIONAL | GN00002806 | RS PUSAT OTAK NASIONAL | JAKARTA-1 | DKI JAKARTA | JAKARTA TIMUR | MAIN UNIT | CUSTOMER | 1 February 1990 | GANDHI YANRANGGA | 1 January 2013 |  | 1 February 1990 | GANDHI YANRANGGA | - |  | ACTIVE
910883 | SRNEP | NEPTUNE STD MONITOR 6 PAR | IMAGING | SIARE INTERNATIONAL | GN00001909 | RSUD MUNTILAN | YOGYAKARTA | YOGYAKARTA | YOGYAKARTA | MAIN UNIT | CUSTOMER | 28 March 2015 | DIAN FEBRIYANA - TSE | 12 November 2013 |  | 28 March 2015 | DIAN FEBRIYANA - TSE | - |  | ACTIVE
910884 | SRNEP | NEPTUNE STD MONITOR 6 PAR | IMAGING | SIARE INTERNATIONAL | GN00001909 | RSUD MUNTILAN | YOGYAKARTA | YOGYAKARTA | YOGYAKARTA | MAIN UNIT | CUSTOMER | 28 March 2015 | DIAN FEBRIYANA - TSE | 12 November 2013 |  | 28 March 2015 | DIAN FEBRIYANA - TSE | - |  | ACTIVE
910886 | SRNEP | NEPTUNE STD MONITOR 6 PAR | IMAGING | SIARE INTERNATIONAL | GN00000877 | RSUD POLEWALI | MAKASSAR | SULAWESI SELATAN | POLEWALI | MAIN UNIT | CUSTOMER | 10 April 2015 |  | 1 January 1900 |  | 10 April 2015 |  | - |  | ACTIVE
910887 | SRNEP | NEPTUNE STD MONITOR 6 PAR | IMAGING | SIARE INTERNATIONAL | GN00000877 | RSUD POLEWALI | MAKASSAR | SULAWESI SELATAN | POLEWALI | MAIN UNIT | CUSTOMER | 10 April 2015 |  | 1 January 1900 |  | 10 April 2015 |  | - |  | ACTIVE
9109176 | SRNEP | NEPTUNE STD MONITOR 6 PAR | IMAGING | SIARE INTERNATIONAL | GN00001413 | RSU DR TC HILLERS MAUMERE | KUPANG | NUSA TENGGARA TIMUR | MAUMERE | MAIN UNIT | CUSTOMER | 29 November 2014 | I KADEK - TSE | 29 November 2014 |  | 29 November 2014 | I KADEK - TSE | - |  | ACTIVE
910CL4079 | 47006 | BACT/ALERT 3D COMBO 230V | DIAGNOSTIC 1 | BIOMERIEUX, INC. | GN00002199 | RS PHC SURABAYA | SURABAYA-1 | JAWA TIMUR | SURABAYA | MAIN UNIT | CUSTOMER | - |  | 6 May 2021 | YUNAN ARIMUNTIAN - TSE | 6 April 2021 | LEO LANANG SIGIT - TSE CP | 6 May 2021 | YUNAN ARIMUNTIAN - TSE | ACTIVE
9110003201 | 00205 |  |  |  | GN00011539 | PG23 | PUSAT | DKI JAKARTA | JAKARTA TIMUR | MAIN UNIT | EMP | 30 August 2016 | LEO LANANG SIGIT - TSE CP | 1 January 1900 |  | 30 August 2016 | LEO LANANG SIGIT - TSE CP | - |  | INACTIVE
911002080 | 00204 | BIOMERIEUX READER 270 |  |  | GN00003001 | PT. ENSEVAL MEDIKA PRIMA - HO | PUSAT | DKI JAKARTA | JAKARTA TIMUR | MAIN UNIT | EMP | 8 June 2015 | IRWIN HADI SUTJAHJONO | 1 January 1900 |  | 8 June 2015 | IRWIN HADI SUTJAHJONO | - |  | INACTIVE
911002081 | 0Z204 |  |  |  | GN00002591 | LAB UPK TEACHING HOSPITAL UNPAD | BANDUNG | JAWA BARAT | BANDUNG | MAIN UNIT | CUSTOMER | 23 December 2014 | SUKMA WIJAYA - TSE | 14 September 2012 |  | 23 December 2014 | SUKMA WIJAYA - TSE | - |  | INACTIVE
911002082 | 00204 | BIOMERIEUX READER 270 |  |  | GN00003001 | PT. ENSEVAL MEDIKA PRIMA - HO | PUSAT | DKI JAKARTA | JAKARTA TIMUR | MAIN UNIT | EMP | 16 March 2015 | AGUS WIBOWO - CORE | 1 January 1900 |  | 16 March 2015 | AGUS WIBOWO - CORE | - |  | INACTIVE
911002083 | 00204 | BIOMERIEUX READER 270 |  |  | GN00000563 | PMI KOTA SEMARANG | SEMARANG | JAWA TENGAH | SEMARANG | MAIN UNIT | EMP | 1 February 1990 | MUNADI - TSE | 1 January 1900 |  | 1 February 1990 | MUNADI - TSE | - |  | INACTIVE
911002085 | 00204 | BIOMERIEUX READER 270 |  |  | GN00003001 | PT. ENSEVAL MEDIKA PRIMA - HO | PUSAT | DKI JAKARTA | JAKARTA TIMUR | MAIN UNIT | EMP | 5 February 2015 |  | 1 January 2009 |  | 5 February 2015 |  | - |  | INACTIVE
911002087 | 00204 | BIOMERIEUX READER 270 |  |  | GN00006421 | PT ULTRA MEDICA | KEDIRI | JAWA TIMUR | KEDIRI | MAIN UNIT | EMP | 12 June 2017 | ANDI ISMAIL - SPV TSE TIMUR | 12 June 2017 |  | 12 June 2017 | ANDI ISMAIL - SPV TSE TIMUR | - |  | INACTIVE
911002088 | 00204 | BIOMERIEUX READER 270 |  |  | GN00003001 | PT. ENSEVAL MEDIKA PRIMA - HO | PUSAT | DKI JAKARTA | JAKARTA TIMUR | MAIN UNIT | EMP | 1 February 1990 | DANI RAMDANI | 1 January 1900 |  | 1 February 1990 | DANI RAMDANI | - |  | INACTIVE
911002092 | 0Z204 |  |  |  | GN00011756 | UNIT TRANSFUSI DARAH PROV SULAWESI SELATAN | MAKASSAR | SULAWESI SELATAN | MAKASSAR | MAIN UNIT | EMP | 1 October 2016 | DEA MASJA SADALI - TSE | 4 August 2016 |  | 1 October 2016 | DEA MASJA SADALI - TSE | - |  | INACTIVE
911002093 | 00204 | BIOMERIEUX READER 270 |  |  | GN00002985 | WORKSHOOP CSM PUSAT | PUSAT | DKI JAKARTA | JAKARTA TIMUR | MAIN UNIT | EMP | 12 November 2014 | LEO LANANG SIGIT - TSE CP | 1 January 1900 |  | 12 November 2014 | LEO LANANG SIGIT - TSE CP | - |  | INACTIVE
911002094 | 00204 | BIOMERIEUX READER 270 |  |  | GN00001657 | PMI JAMBI | JAMBI | JAMBI | JAMBI | MAIN UNIT | EMP | 26 December 2014 |  | 1 January 1900 |  | 26 December 2014 |  | - |  | INACTIVE
911002096 | 00204 | BIOMERIEUX READER 270 |  |  | GN00002658 | PMI BANJARNEGARA | PURWOKERTO | JAWA TENGAH | BANJARNEGARA | MAIN UNIT | EMP | 8 June 2015 |  | 1 January 1900 |  | 8 June 2015 |  | - |  | INACTIVE
9111263 | LX01C |  |  |  | GN00001901 | RSUP SOERADJI KLATEN | YOGYAKARTA | YOGYAKARTA | YOGYAKARTA | MAIN UNIT | CUSTOMER | 30 August 2016 | DIAN FEBRIYANA - TSE | 1 January 1900 |  | 30 August 2016 | DIAN FEBRIYANA - TSE | - |  | INACTIVE
92/IX/14/TCL2HP | TE023 | PHOTOTHERAPY TLC 2 H 4 | IMAGING | TESENA INOVINDO, PT | GN00006659 | DINAS KESEHATAN KAB. LOMBOK TENGAH | MATARAM | NUSA TENGGARA BARAT | PRAYA | MAIN UNIT | CUSTOMER | 17 November 2016 | I KADEK - TSE | 17 November 2016 |  | 17 November 2016 | I KADEK - TSE | - |  | ACTIVE
9206100 | NRNEP | NEPTUNE STD MONITOR 6 PAR | IMAGING | SIARE INTERNATIONAL | GN00008197 | RSUD NYI AGENG SERANG KULON PROGO | YOGYAKARTA | YOGYAKARTA | YOGYAKARTA | MAIN UNIT | CUSTOMER | 14 April 2016 | DIAN FEBRIYANA - TSE | 3 December 2013 |  | 14 April 2016 | DIAN FEBRIYANA - TSE | - |  | ACTIVE
9206101 | SRNEP | NEPTUNE STD MONITOR 6 PAR | IMAGING | SIARE INTERNATIONAL | GN00007917 | RSUD AJJAPANGE SOPPENG | MAKASSAR | SULAWESI SELATAN | MAKASSAR | MAIN UNIT | CUSTOMER | 27 December 2014 | HARI UDI RAHARJO - TSE | 18 November 2013 |  | 27 December 2014 | HARI UDI RAHARJO - TSE | - |  | ACTIVE
9206102 | SRNEP | NEPTUNE STD MONITOR 6 PAR | IMAGING | SIARE INTERNATIONAL | GN00007917 | RSUD AJJAPANGE SOPPENG | MAKASSAR | SULAWESI SELATAN | MAKASSAR | MAIN UNIT | CUSTOMER | 27 December 2014 | HARI UDI RAHARJO - TSE | 18 November 2013 |  | 27 December 2014 | HARI UDI RAHARJO - TSE | - |  | ACTIVE
9206107 | SRNEP | NEPTUNE STD MONITOR 6 PAR | IMAGING | SIARE INTERNATIONAL | GN00007917 | RSUD AJJAPANGE SOPPENG | MAKASSAR | SULAWESI SELATAN | MAKASSAR | MAIN UNIT | CUSTOMER | 27 December 2014 | HARI UDI RAHARJO - TSE | 18 November 2013 |  | 27 December 2014 | HARI UDI RAHARJO - TSE | - |  | ACTIVE
9206110 | NRNEP | NEPTUNE STD MONITOR 6 PAR | IMAGING | SIARE INTERNATIONAL | GN00000521 | RSUD DR. R. SOEPRAPTO CEPU | SEMARANG | JAWA TENGAH | BLORA | MAIN UNIT | CUSTOMER | - |  | 4 January 2015 |  | - |  | - |  | ACTIVE
9206115 | SRNEP | NEPTUNE STD MONITOR 6 PAR | IMAGING | SIARE INTERNATIONAL | GN00001905 | RSUD TIDAR KAB MAGELANG | YOGYAKARTA | YOGYAKARTA | YOGYAKARTA | MAIN UNIT | CUSTOMER | 1 February 1990 | DIAN FEBRIYANA - TSE | 12 December 2013 |  | 1 February 1990 | DIAN FEBRIYANA - TSE | - |  | ACTIVE
9206123 | SRNEP | NEPTUNE STD MONITOR 6 PAR | IMAGING | SIARE INTERNATIONAL | GN00001909 | RSUD MUNTILAN | YOGYAKARTA | YOGYAKARTA | YOGYAKARTA | MAIN UNIT | CUSTOMER | 28 March 2015 | DIAN FEBRIYANA - TSE | 12 November 2013 |  | 28 March 2015 | DIAN FEBRIYANA - TSE | - |  | ACTIVE
9206203 | LX01C |  |  |  | GN00001909 | RSUD MUNTILAN | YOGYAKARTA | YOGYAKARTA | YOGYAKARTA | MAIN UNIT | CUSTOMER | 28 March 2015 | DIAN FEBRIYANA - TSE | 28 November 2013 |  | 28 March 2015 | DIAN FEBRIYANA - TSE | - |  | INACTIVE
9206204 | SRCNK | D16 CENTRAL STATION | IMAGING | SIARE INTERNATIONAL | GN00007917 | RSUD AJJAPANGE SOPPENG | MAKASSAR | SULAWESI SELATAN | MAKASSAR | MAIN UNIT | CUSTOMER | 27 December 2014 | HARI UDI RAHARJO - TSE | 18 November 2013 |  | 27 December 2014 | HARI UDI RAHARJO - TSE | - |  | ACTIVE
9206389 | SRCNK | D16 CENTRAL STATION | IMAGING | SIARE INTERNATIONAL | GN00000868 | RSU PROV SULBAR | MAKASSAR | SULAWESI BARAT | MAMUJU | MAIN UNIT | CUSTOMER | 28 August 2014 | HARI UDI RAHARJO - TSE | 12 June 2014 |  | 28 August 2014 | HARI UDI RAHARJO - TSE | - |  | ACTIVE
920688 | SRNEP | NEPTUNE STD MONITOR 6 PAR | IMAGING | SIARE INTERNATIONAL | GN00001066 | RSUD CIBINONG | BOGOR | JAWA BARAT | BOGOR | MAIN UNIT | CUSTOMER | - |  | 6 December 2013 |  | - |  | - |  | ACTIVE
920689 | SRNEP | NEPTUNE STD MONITOR 6 PAR | IMAGING | SIARE INTERNATIONAL | GN00001066 | RSUD CIBINONG | BOGOR | JAWA BARAT | BOGOR | MAIN UNIT | CUSTOMER | - |  | 6 December 2013 |  | - |  | - |  | ACTIVE
920690 | SRNEP | NEPTUNE STD MONITOR 6 PAR | IMAGING | SIARE INTERNATIONAL | GN00001066 | RSUD CIBINONG | BOGOR | JAWA BARAT | BOGOR | MAIN UNIT | CUSTOMER | - |  | 6 December 2013 |  | - |  | - |  | ACTIVE
920691 | SRNEP | NEPTUNE STD MONITOR 6 PAR | IMAGING | SIARE INTERNATIONAL | GN00001066 | RSUD CIBINONG | BOGOR | JAWA BARAT | BOGOR | MAIN UNIT | CUSTOMER | - |  | 6 December 2013 |  | - |  | - |  | ACTIVE
920692 | SRNEP | NEPTUNE STD MONITOR 6 PAR | IMAGING | SIARE INTERNATIONAL | GN00002915 | RS KEJAKSAAN | JAKARTA-2 | DKI JAKARTA | JAKARTA TIMUR | MAIN UNIT | CUSTOMER | - |  | 12 December 2013 |  | - |  | - |  | ACTIVE
920693 | SRNEP | NEPTUNE STD MONITOR 6 PAR | IMAGING | SIARE INTERNATIONAL | GN00006018 | RSUD GUNUNGJATI | CIREBON | JAWA BARAT | CIREBON | MAIN UNIT | CUSTOMER | 1 February 1990 | SUKMA WIJAYA - TSE | 9 December 2013 |  | 1 February 1990 | SUKMA WIJAYA - TSE | - |  | ACTIVE
920694 | SRNEP | NEPTUNE STD MONITOR 6 PAR | IMAGING | SIARE INTERNATIONAL | GN00006018 | RSUD GUNUNGJATI | CIREBON | JAWA BARAT | CIREBON | MAIN UNIT | CUSTOMER | 1 February 1990 | SUKMA WIJAYA - TSE | 9 December 2013 |  | 1 February 1990 | SUKMA WIJAYA - TSE | - |  | ACTIVE
920696 | SRNEP | NEPTUNE STD MONITOR 6 PAR | IMAGING | SIARE INTERNATIONAL | GN00008396 | PUSKESMAS NANGGULAN | YOGYAKARTA | YOGYAKARTA | YOGYAKARTA | MAIN UNIT | CUSTOMER | 3 February 2015 | DIAN FEBRIYANA - TSE | 3 December 2013 |  | 3 February 2015 | DIAN FEBRIYANA - TSE | - |  | ACTIVE
920697 | SRNEP | NEPTUNE STD MONITOR 6 PAR | IMAGING | SIARE INTERNATIONAL | GN00006018 | RSUD GUNUNGJATI | CIREBON | JAWA BARAT | CIREBON | MAIN UNIT | CUSTOMER | 1 February 1990 | SUKMA WIJAYA - TSE | 9 December 2013 |  | 1 February 1990 | SUKMA WIJAYA - TSE | - |  | ACTIVE
9208100 | NRNEP | NEPTUNE STD MONITOR 6 PAR | IMAGING | SIARE INTERNATIONAL | GN00001905 | RSUD TIDAR KAB MAGELANG | YOGYAKARTA | YOGYAKARTA | YOGYAKARTA | MAIN UNIT | CUSTOMER | - |  | 2 June 2014 |  | - |  | - |  | ACTIVE
9208103 | SRNEP | NEPTUNE STD MONITOR 6 PAR | IMAGING | SIARE INTERNATIONAL | GN00002915 | RS KEJAKSAAN | JAKARTA-2 | DKI JAKARTA | JAKARTA TIMUR | MAIN UNIT | CUSTOMER | 22 September 2014 | ARIEF SETIAWAN - TSE CP | 13 December 2013 |  | 22 September 2014 | ARIEF SETIAWAN - TSE CP | - |  | ACTIVE
9208105 | SRNEP | NEPTUNE STD MONITOR 6 PAR | IMAGING | SIARE INTERNATIONAL | GN00002915 | RS KEJAKSAAN | JAKARTA-2 | DKI JAKARTA | JAKARTA TIMUR | MAIN UNIT | CUSTOMER | 22 September 2014 | ARIEF SETIAWAN - TSE CP | 13 January 1900 |  | 22 September 2014 | ARIEF SETIAWAN - TSE CP | - |  | ACTIVE
9208106 | SRNEP | NEPTUNE STD MONITOR 6 PAR | IMAGING | SIARE INTERNATIONAL | GN00002915 | RS KEJAKSAAN | JAKARTA-2 | DKI JAKARTA | JAKARTA TIMUR | MAIN UNIT | CUSTOMER | 3 March 2015 | ARIEF SETIAWAN - TSE CP | 1 January 2013 |  | 3 March 2015 | ARIEF SETIAWAN - TSE CP | - |  | ACTIVE
9208110 | SRNEP | NEPTUNE STD MONITOR 6 PAR | IMAGING | SIARE INTERNATIONAL | GN00002915 | RS KEJAKSAAN | JAKARTA-2 | DKI JAKARTA | JAKARTA TIMUR | MAIN UNIT | CUSTOMER | 3 March 2015 | ARIEF SETIAWAN - TSE CP | 1 January 2013 |  | 3 March 2015 | ARIEF SETIAWAN - TSE CP | - |  | ACTIVE
9208112 | SRNEP | NEPTUNE STD MONITOR 6 PAR | IMAGING | SIARE INTERNATIONAL | GN00001083 | RS KANKER DHARMAIS | JAKARTA-2 | DKI JAKARTA | JAKARTA BARAT | MAIN UNIT | CUSTOMER | - |  | 20 December 2013 |  | - |  | - |  | ACTIVE
9208113 | SRNEP | NEPTUNE STD MONITOR 6 PAR | IMAGING | SIARE INTERNATIONAL | GN00001083 | RS KANKER DHARMAIS | JAKARTA-2 | DKI JAKARTA | JAKARTA BARAT | MAIN UNIT | CUSTOMER | - |  | 20 December 2013 |  | - |  | - |  | ACTIVE
9208114 | NRNEP | NEPTUNE STD MONITOR 6 PAR | IMAGING | SIARE INTERNATIONAL | GN00001905 | RSUD TIDAR KAB MAGELANG | YOGYAKARTA | YOGYAKARTA | YOGYAKARTA | MAIN UNIT | CUSTOMER | - |  | 2 June 2014 |  | - |  | - |  | ACTIVE
9208115 | NRNEP | NEPTUNE STD MONITOR 6 PAR | IMAGING | SIARE INTERNATIONAL | GN00001905 | RSUD TIDAR KAB MAGELANG | YOGYAKARTA | YOGYAKARTA | YOGYAKARTA | MAIN UNIT | CUSTOMER | - |  | 2 June 2014 |  | - |  | - |  | ACTIVE
9208116 | SRNEP | NEPTUNE STD MONITOR 6 PAR | IMAGING | SIARE INTERNATIONAL | GN00001066 | RSUD CIBINONG | BOGOR | JAWA BARAT | BOGOR | MAIN UNIT | CUSTOMER | 11 September 2014 | IBNUL AZIZ - TSE | 1 January 2013 |  | 11 September 2014 | IBNUL AZIZ - TSE | - |  | ACTIVE
9208117 | SRNEP | NEPTUNE STD MONITOR 6 PAR | IMAGING | SIARE INTERNATIONAL | GN00001066 | RSUD CIBINONG | BOGOR | JAWA BARAT | BOGOR | MAIN UNIT | CUSTOMER | 12 January 2015 | IBNUL AZIZ - TSE | 1 January 2013 |  | 12 January 2015 | IBNUL AZIZ - TSE | - |  | ACTIVE
9208118 | NRNEP | NEPTUNE STD MONITOR 6 PAR | IMAGING | SIARE INTERNATIONAL | GN00000868 | RSU PROV SULBAR | MAKASSAR | SULAWESI BARAT | MAMUJU | MAIN UNIT | CUSTOMER | 28 August 2014 | HARI UDI RAHARJO - TSE | 12 June 2014 |  | 28 August 2014 | HARI UDI RAHARJO - TSE | - |  | ACTIVE
9208119 | NRNEP | NEPTUNE STD MONITOR 6 PAR | IMAGING | SIARE INTERNATIONAL | GN00000868 | RSU PROV SULBAR | MAKASSAR | SULAWESI BARAT | MAMUJU | MAIN UNIT | CUSTOMER | 28 August 2014 | HARI UDI RAHARJO - TSE | 12 June 2014 |  | 28 August 2014 | HARI UDI RAHARJO - TSE | - |  | ACTIVE
9208121 | NRNEP | NEPTUNE STD MONITOR 6 PAR | IMAGING | SIARE INTERNATIONAL | GN00000868 | RSU PROV SULBAR | MAKASSAR | SULAWESI BARAT | MAMUJU | MAIN UNIT | CUSTOMER | 28 August 2014 | HARI UDI RAHARJO - TSE | 12 June 2014 |  | 28 August 2014 | HARI UDI RAHARJO - TSE | - |  | ACTIVE
9208122 | NRNEP | NEPTUNE STD MONITOR 6 PAR | IMAGING | SIARE INTERNATIONAL | GN00000868 | RSU PROV SULBAR | MAKASSAR | SULAWESI BARAT | MAMUJU | MAIN UNIT | CUSTOMER | 28 August 2014 | HARI UDI RAHARJO - TSE | 12 June 2014 |  | 28 August 2014 | HARI UDI RAHARJO - TSE | - |  | ACTIVE
920874 | SRNEP | NEPTUNE STD MONITOR 6 PAR | IMAGING | SIARE INTERNATIONAL | GN00007917 | RSUD AJJAPANGE SOPPENG | MAKASSAR | SULAWESI SELATAN | MAKASSAR | MAIN UNIT | CUSTOMER | 17 September 2014 | ARDI HERMAWAN - TSE CP | 25 November 2014 |  | 17 September 2014 | ARDI HERMAWAN - TSE CP | - |  | ACTIVE
920875 | NRNEP | NEPTUNE STD MONITOR 6 PAR | IMAGING | SIARE INTERNATIONAL | GN00008010 | UPTD BP4 LUBUK ALUNG ( RS PARU SUMATERA BARAT ) | PADANG | SUMATERA BARAT | PADANG | MAIN UNIT | CUSTOMER | - |  | 27 October 2014 |  | - |  | - |  | ACTIVE
920876 | NRNEP | NEPTUNE STD MONITOR 6 PAR | IMAGING | SIARE INTERNATIONAL | GN00002178 | RSUD DR SOETOMO SURABAYA | SURABAYA-1 | JAWA TIMUR | SURABAYA | MAIN UNIT | CUSTOMER | - |  | 14 October 2014 |  | - |  | - |  | ACTIVE
920880 | NRNEP | NEPTUNE STD MONITOR 6 PAR | IMAGING | SIARE INTERNATIONAL | GN00008010 | UPTD BP4 LUBUK ALUNG ( RS PARU SUMATERA BARAT ) | PADANG | SUMATERA BARAT | PADANG | MAIN UNIT | CUSTOMER | - |  | 27 October 2014 |  | - |  | - |  | ACTIVE
920881 | NRNEP | NEPTUNE STD MONITOR 6 PAR | IMAGING | SIARE INTERNATIONAL | GN00007917 | RSUD AJJAPANGE SOPPENG | MAKASSAR | SULAWESI SELATAN | MAKASSAR | MAIN UNIT | CUSTOMER | 24 September 2014 | ARDI HERMAWAN - TSE CP | 25 November 2014 |  | 24 September 2014 | ARDI HERMAWAN - TSE CP | - |  | ACTIVE
920884 | SRNEP | NEPTUNE STD MONITOR 6 PAR | IMAGING | SIARE INTERNATIONAL | GN00011539 | PG23 | PUSAT | DKI JAKARTA | JAKARTA TIMUR | MAIN UNIT | EMP | - |  | 1 July 2018 |  | - |  | - |  | ACTIVE
920886 | NRNEP | NEPTUNE STD MONITOR 6 PAR | IMAGING | SIARE INTERNATIONAL | GN00007917 | RSUD AJJAPANGE SOPPENG | MAKASSAR | SULAWESI SELATAN | MAKASSAR | MAIN UNIT | CUSTOMER | 24 September 2014 | ARDI HERMAWAN - TSE CP | 25 November 2014 |  | 24 September 2014 | ARDI HERMAWAN - TSE CP | - |  | ACTIVE
920887 | NRNEP | NEPTUNE STD MONITOR 6 PAR | IMAGING | SIARE INTERNATIONAL | GN00007917 | RSUD AJJAPANGE SOPPENG | MAKASSAR | SULAWESI SELATAN | MAKASSAR | MAIN UNIT | CUSTOMER | 24 September 2014 | ARDI HERMAWAN - TSE CP | 25 November 2014 |  | 24 September 2014 | ARDI HERMAWAN - TSE CP | - |  | ACTIVE
920889 | SRNEP | NEPTUNE STD MONITOR 6 PAR | IMAGING | SIARE INTERNATIONAL | GN00002178 | RSUD DR SOETOMO SURABAYA | SURABAYA-1 | JAWA TIMUR | SURABAYA | MAIN UNIT | CUSTOMER | - |  | 14 October 2014 |  | - |  | - |  | ACTIVE
920890 | SRNEP | NEPTUNE STD MONITOR 6 PAR | IMAGING | SIARE INTERNATIONAL | GN00001066 | RSUD CIBINONG | BOGOR | JAWA BARAT | BOGOR | MAIN UNIT | CUSTOMER | 6 October 2014 | IBNUL AZIZ - TSE | 6 October 2014 |  | 6 October 2014 | IBNUL AZIZ - TSE | - |  | ACTIVE
920891 | SRNEP | NEPTUNE STD MONITOR 6 PAR | IMAGING | SIARE INTERNATIONAL | GN00001066 | RSUD CIBINONG | BOGOR | JAWA BARAT | BOGOR | MAIN UNIT | CUSTOMER | 6 October 2014 | IBNUL AZIZ - TSE | 6 October 2014 |  | 6 October 2014 | IBNUL AZIZ - TSE | - |  | ACTIVE
920892 | SRNEP | NEPTUNE STD MONITOR 6 PAR | IMAGING | SIARE INTERNATIONAL | GN00001905 | RSUD TIDAR KAB MAGELANG | YOGYAKARTA | YOGYAKARTA | YOGYAKARTA | MAIN UNIT | CUSTOMER | 19 March 2015 | DIAN FEBRIYANA - TSE | 1 January 1900 |  | 19 March 2015 | DIAN FEBRIYANA - TSE | - |  | ACTIVE
920893 | SRNEP | NEPTUNE STD MONITOR 6 PAR | IMAGING | SIARE INTERNATIONAL | GN00000972 | RSUD SUBANG | BANDUNG | JAWA BARAT | SUBANG | MAIN UNIT | CUSTOMER | 10 September 2014 | SUKMA WIJAYA - TSE | 29 October 2014 |  | 10 September 2014 | SUKMA WIJAYA - TSE | - |  | ACTIVE
920895 | SRNEP | NEPTUNE STD MONITOR 6 PAR | IMAGING | SIARE INTERNATIONAL | GN00001066 | RSUD CIBINONG | BOGOR | JAWA BARAT | BOGOR | MAIN UNIT | CUSTOMER | 14 January 2015 | IBNUL AZIZ - TSE | 6 December 2013 |  | 14 January 2015 | IBNUL AZIZ - TSE | - |  | ACTIVE
920896 | NRNEP | NEPTUNE STD MONITOR 6 PAR | IMAGING | SIARE INTERNATIONAL | GN00001216 | RSUD BANJARNEGARA | PURWOKERTO | JAWA TENGAH | BANJARNEGARA | MAIN UNIT | CUSTOMER | 4 December 2014 | DIAN FEBRIYANA - TSE | 4 December 2014 |  | 4 December 2014 | DIAN FEBRIYANA - TSE | - |  | ACTIVE
920898 | SRNEP | NEPTUNE STD MONITOR 6 PAR | IMAGING | SIARE INTERNATIONAL | GN00001066 | RSUD CIBINONG | BOGOR | JAWA BARAT | BOGOR | MAIN UNIT | CUSTOMER | 12 January 2015 | IBNUL AZIZ - TSE | 6 December 2013 |  | 12 January 2015 | IBNUL AZIZ - TSE | - |  | ACTIVE
920899 | SRNEP | NEPTUNE STD MONITOR 6 PAR | IMAGING | SIARE INTERNATIONAL | GN00001066 | RSUD CIBINONG | BOGOR | JAWA BARAT | BOGOR | MAIN UNIT | CUSTOMER | 14 January 2015 | IBNUL AZIZ - TSE | 6 December 2013 |  | 14 January 2015 | IBNUL AZIZ - TSE | - |  | ACTIVE
9209344 | NRNEP | NEPTUNE STD MONITOR 6 PAR | IMAGING | SIARE INTERNATIONAL | GN00001901 | RSUP SOERADJI KLATEN | YOGYAKARTA | YOGYAKARTA | YOGYAKARTA | MAIN UNIT | CUSTOMER | 16 July 2014 | RAKHMAT | 2 June 2014 |  | 16 July 2014 | RAKHMAT | - |  | ACTIVE
9209370 | NRNEP | NEPTUNE STD MONITOR 6 PAR | IMAGING | SIARE INTERNATIONAL | GN00001901 | RSUP SOERADJI KLATEN | YOGYAKARTA | YOGYAKARTA | YOGYAKARTA | MAIN UNIT | CUSTOMER | 21 November 2015 | RAKHMAT | 16 June 2014 |  | 21 November 2015 | RAKHMAT | - |  | ACTIVE
9212186 | SRNEP | NEPTUNE STD MONITOR 6 PAR | IMAGING | SIARE INTERNATIONAL | GN00001214 | RSUD AJIBARANG | PURWOKERTO | JAWA TENGAH | BANYUMAS | MAIN UNIT | CUSTOMER | - |  | 1 July 2015 |  | - |  | - |  | ACTIVE
9212188 | NRNEP | NEPTUNE STD MONITOR 6 PAR | IMAGING | SIARE INTERNATIONAL | GN00008201 | RSJD SOEJARWADI | SOLO | JAWA TENGAH | KLATEN | MAIN UNIT | CUSTOMER | 17 December 2014 | RAKHMAT | 13 December 2014 |  | 17 December 2014 | RAKHMAT | - |  | ACTIVE
9212189 | SRNEP | NEPTUNE STD MONITOR 6 PAR | IMAGING | SIARE INTERNATIONAL | GN00002255 | RS KUSTA SUMBERGLAGAH | SURABAYA-1 | JAWA TIMUR | MOJOKERTO | MAIN UNIT | CUSTOMER | 12 December 2014 | GANDHI YANRANGGA | 6 December 2014 |  | 12 December 2014 | GANDHI YANRANGGA | - |  | ACTIVE
9212192 | SRNEP | NEPTUNE STD MONITOR 6 PAR | IMAGING | SIARE INTERNATIONAL | GN00001903 | RSUD WATES | YOGYAKARTA | YOGYAKARTA | YOGYAKARTA | MAIN UNIT | CUSTOMER | 30 December 2014 | DIAN FEBRIYANA - TSE | 1 June 2015 |  | 30 December 2014 | DIAN FEBRIYANA - TSE | - |  | ACTIVE
9212194 | SRNEP | NEPTUNE STD MONITOR 6 PAR | IMAGING | SIARE INTERNATIONAL | GN00002255 | RS KUSTA SUMBERGLAGAH | SURABAYA-1 | JAWA TIMUR | MOJOKERTO | MAIN UNIT | CUSTOMER | 12 December 2014 | GANDHI YANRANGGA | 1 January 1900 |  | 12 December 2014 | GANDHI YANRANGGA | - |  | ACTIVE
9212195 | SRNEP | NEPTUNE STD MONITOR 6 PAR | IMAGING | SIARE INTERNATIONAL | GN00002255 | RS KUSTA SUMBERGLAGAH | SURABAYA-1 | JAWA TIMUR | MOJOKERTO | MAIN UNIT | CUSTOMER | 6 December 2014 | GANDHI YANRANGGA | 6 December 2014 |  | 6 December 2014 | GANDHI YANRANGGA | - |  | ACTIVE
9212196 | SRNEP | NEPTUNE STD MONITOR 6 PAR | IMAGING | SIARE INTERNATIONAL | GN00002986 | RDC PUSAT - RAWAGELAM | PUSAT | DKI JAKARTA | JAKARTA TIMUR | MAIN UNIT | EMP | 29 December 2014 | IBNUL AZIZ - TSE | 11 December 2014 |  | 29 December 2014 | IBNUL AZIZ - TSE | - |  | ACTIVE
9212197 | SRNEP | NEPTUNE STD MONITOR 6 PAR | IMAGING | SIARE INTERNATIONAL | GN00002248 | RSUD DR SOEGIRI | SURABAYA-1 | JAWA TIMUR | LAMONGAN | MAIN UNIT | CUSTOMER | 27 March 2015 | GANDHI YANRANGGA | 11 December 2014 |  | 27 March 2015 | GANDHI YANRANGGA | - |  | ACTIVE
9212200 | SRNEP | NEPTUNE STD MONITOR 6 PAR | IMAGING | SIARE INTERNATIONAL | GN00001903 | RSUD WATES | YOGYAKARTA | YOGYAKARTA | YOGYAKARTA | MAIN UNIT | CUSTOMER | - |  | 1 June 2015 |  | - |  | - |  | ACTIVE
9212201 | NRNEP | NEPTUNE STD MONITOR 6 PAR | IMAGING | SIARE INTERNATIONAL | GN00008201 | RSJD SOEJARWADI | SOLO | JAWA TENGAH | KLATEN | MAIN UNIT | CUSTOMER | 17 December 2014 | RAKHMAT | 13 December 2014 |  | 17 December 2014 | RAKHMAT | - |  | ACTIVE
9212203 | SRNEP | NEPTUNE STD MONITOR 6 PAR | IMAGING | SIARE INTERNATIONAL | GN00002248 | RSUD DR SOEGIRI | SURABAYA-1 | JAWA TIMUR | LAMONGAN | MAIN UNIT | CUSTOMER | 27 March 2015 | GANDHI YANRANGGA | 11 December 2014 |  | 27 March 2015 | GANDHI YANRANGGA | - |  | ACTIVE
9212332 | SRNEP | NEPTUNE STD MONITOR 6 PAR | IMAGING | SIARE INTERNATIONAL | GN00000278 | RSU PROF DR MA HANAFIAH (BATU SANGKAR) | PADANG | SUMATERA BARAT | BATUSANGKAR | MAIN UNIT | CUSTOMER | - |  | 4 November 2014 |  | - |  | - |  | ACTIVE
9212333 | SRNEP | NEPTUNE STD MONITOR 6 PAR | IMAGING | SIARE INTERNATIONAL | GN00000002 | RSUD KAB ACEH SINGKIL | BANDA ACEH | ACEH | SINGKIL | MAIN UNIT | CUSTOMER | 19 November 2014 | ARBIANSYAH - TSE | 19 November 2014 |  | 19 November 2014 | ARBIANSYAH - TSE | - |  | ACTIVE
9212334 | SRNEP | NEPTUNE STD MONITOR 6 PAR | IMAGING | SIARE INTERNATIONAL | GN00002986 | RDC PUSAT - RAWAGELAM | PUSAT | DKI JAKARTA | JAKARTA TIMUR | MAIN UNIT | EMP | 29 December 2014 | IBNUL AZIZ - TSE | 11 December 2014 |  | 29 December 2014 | IBNUL AZIZ - TSE | - |  | ACTIVE
9212335 | SRNEP | NEPTUNE STD MONITOR 6 PAR | IMAGING | SIARE INTERNATIONAL | GN00000002 | RSUD KAB ACEH SINGKIL | BANDA ACEH | ACEH | SINGKIL | MAIN UNIT | CUSTOMER | 19 November 2014 | ARBIANSYAH - TSE | 19 November 2014 |  | 19 November 2014 | ARBIANSYAH - TSE | - |  | ACTIVE
9212336 | SRNEP | NEPTUNE STD MONITOR 6 PAR | IMAGING | SIARE INTERNATIONAL | GN00003652 | RSU DR AGOESDJAM KAB KTP | PONTIANAK | KALIMANTAN BARAT | PONTIANAK | MAIN UNIT | CUSTOMER | 23 December 2014 | AGUS FAUZI | 16 December 2014 |  | 23 December 2014 | AGUS FAUZI | - |  | ACTIVE
9212338 | SRNEP | NEPTUNE STD MONITOR 6 PAR | IMAGING | SIARE INTERNATIONAL | GN00001216 | RSUD BANJARNEGARA | PURWOKERTO | JAWA TENGAH | BANJARNEGARA | MAIN UNIT | CUSTOMER | 1 September 2014 | DIAN FEBRIYANA - TSE | 1 January 1900 |  | 1 September 2014 | DIAN FEBRIYANA - TSE | - |  | ACTIVE
9212339 | SRNEP | NEPTUNE STD MONITOR 6 PAR | IMAGING | SIARE INTERNATIONAL | GN00000278 | RSU PROF DR MA HANAFIAH (BATU SANGKAR) | PADANG | SUMATERA BARAT | BATUSANGKAR | MAIN UNIT | CUSTOMER | - |  | 1 January 1900 |  | - |  | - |  | ACTIVE
9212340 | SRNEP | NEPTUNE STD MONITOR 6 PAR | IMAGING | SIARE INTERNATIONAL | GN00002248 | RSUD DR SOEGIRI | SURABAYA-1 | JAWA TIMUR | LAMONGAN | MAIN UNIT | CUSTOMER | 27 March 2015 | GANDHI YANRANGGA | 11 December 2014 |  | 27 March 2015 | GANDHI YANRANGGA | - |  | ACTIVE
9212342 | SRNEP | NEPTUNE STD MONITOR 6 PAR | IMAGING | SIARE INTERNATIONAL | GN00002986 | RDC PUSAT - RAWAGELAM | PUSAT | DKI JAKARTA | JAKARTA TIMUR | MAIN UNIT | EMP | 29 December 2014 | IBNUL AZIZ - TSE | 11 December 2014 |  | 29 December 2014 | IBNUL AZIZ - TSE | - |  | ACTIVE
9212343 | SRNEP | NEPTUNE STD MONITOR 6 PAR | IMAGING | SIARE INTERNATIONAL | GN00000002 | RSUD KAB ACEH SINGKIL | BANDA ACEH | ACEH | SINGKIL | MAIN UNIT | CUSTOMER | 19 November 2014 | ARBIANSYAH - TSE | 19 November 2014 |  | 19 November 2014 | ARBIANSYAH - TSE | - |  | ACTIVE
9212344 | SRNEP | NEPTUNE STD MONITOR 6 PAR | IMAGING | SIARE INTERNATIONAL | GN00000002 | RSUD KAB ACEH SINGKIL | BANDA ACEH | ACEH | SINGKIL | MAIN UNIT | CUSTOMER | 19 November 2014 | ARBIANSYAH - TSE | 19 November 2014 |  | 19 November 2014 | ARBIANSYAH - TSE | - |  | ACTIVE
9212346 | NRNEP | NEPTUNE STD MONITOR 6 PAR | IMAGING | SIARE INTERNATIONAL | GN00008201 | RSJD SOEJARWADI | SOLO | JAWA TENGAH | KLATEN | MAIN UNIT | CUSTOMER | 17 December 2014 | RAKHMAT | 13 December 2014 |  | 17 December 2014 | RAKHMAT | - |  | ACTIVE
9212348 | NRNEP | NEPTUNE STD MONITOR 6 PAR | IMAGING | SIARE INTERNATIONAL | GN00008201 | RSJD SOEJARWADI | SOLO | JAWA TENGAH | KLATEN | MAIN UNIT | CUSTOMER | 17 December 2014 | RAKHMAT | 13 December 2014 |  | 17 December 2014 | RAKHMAT | - |  | ACTIVE
9212349 | NRNEP | NEPTUNE STD MONITOR 6 PAR | IMAGING | SIARE INTERNATIONAL | GN00008201 | RSJD SOEJARWADI | SOLO | JAWA TENGAH | KLATEN | MAIN UNIT | CUSTOMER | 17 December 2014 | RAKHMAT | 13 December 2014 |  | 17 December 2014 | RAKHMAT | - |  | ACTIVE
9212350 | SRNEP | NEPTUNE STD MONITOR 6 PAR | IMAGING | SIARE INTERNATIONAL | GN00001066 | RSUD CIBINONG | BOGOR | JAWA BARAT | BOGOR | MAIN UNIT | CUSTOMER | - |  | 31 July 2015 |  | - |  | - |  | ACTIVE
9212351 | NRNEP | NEPTUNE STD MONITOR 6 PAR | IMAGING | SIARE INTERNATIONAL | GN00008201 | RSJD SOEJARWADI | SOLO | JAWA TENGAH | KLATEN | MAIN UNIT | CUSTOMER | 17 December 2014 | RAKHMAT | 13 December 2014 |  | 17 December 2014 | RAKHMAT | - |  | ACTIVE
9212353 | SRNEP | NEPTUNE STD MONITOR 6 PAR | IMAGING | SIARE INTERNATIONAL | GN00001903 | RSUD WATES | YOGYAKARTA | YOGYAKARTA | YOGYAKARTA | MAIN UNIT | CUSTOMER | 30 December 2014 | DIAN FEBRIYANA - TSE | 1 June 2015 |  | 30 December 2014 | DIAN FEBRIYANA - TSE | - |  | ACTIVE
9212354 | SRNEP | NEPTUNE STD MONITOR 6 PAR | IMAGING | SIARE INTERNATIONAL | GN00002255 | RS KUSTA SUMBERGLAGAH | SURABAYA-1 | JAWA TIMUR | MOJOKERTO | MAIN UNIT | CUSTOMER | 6 December 2014 | GANDHI YANRANGGA | 6 December 2014 |  | 6 December 2014 | GANDHI YANRANGGA | - |  | ACTIVE
9212355 | SRNEP | NEPTUNE STD MONITOR 6 PAR | IMAGING | SIARE INTERNATIONAL | GN00002255 | RS KUSTA SUMBERGLAGAH | SURABAYA-1 | JAWA TIMUR | MOJOKERTO | MAIN UNIT | CUSTOMER | 6 December 2014 | GANDHI YANRANGGA | 1 January 1900 |  | 6 December 2014 | GANDHI YANRANGGA | - |  | ACTIVE
9212356 | SRNEP | NEPTUNE STD MONITOR 6 PAR | IMAGING | SIARE INTERNATIONAL | GN00002986 | RDC PUSAT - RAWAGELAM | PUSAT | DKI JAKARTA | JAKARTA TIMUR | MAIN UNIT | EMP | 29 December 2014 | IBNUL AZIZ - TSE | 11 December 2014 |  | 29 December 2014 | IBNUL AZIZ - TSE | - |  | ACTIVE
9212358 | SRNEP | NEPTUNE STD MONITOR 6 PAR | IMAGING | SIARE INTERNATIONAL | GN00001901 | RSUP SOERADJI KLATEN | YOGYAKARTA | YOGYAKARTA | YOGYAKARTA | MAIN UNIT | CUSTOMER | 27 February 2015 | RAKHMAT | 11 December 2014 |  | 27 February 2015 | RAKHMAT | - |  | ACTIVE
9212360 | NRNEP | NEPTUNE STD MONITOR 6 PAR | IMAGING | SIARE INTERNATIONAL | GN00008201 | RSJD SOEJARWADI | SOLO | JAWA TENGAH | KLATEN | MAIN UNIT | CUSTOMER | 17 December 2014 | RAKHMAT | 13 December 2014 |  | 17 December 2014 | RAKHMAT | - |  | ACTIVE
9212361 | SRNEP | NEPTUNE STD MONITOR 6 PAR | IMAGING | SIARE INTERNATIONAL | GN00002248 | RSUD DR SOEGIRI | SURABAYA-1 | JAWA TIMUR | LAMONGAN | MAIN UNIT | CUSTOMER | - |  | 11 December 2014 |  | - |  | - |  | ACTIVE
9212362 | SRNEP | NEPTUNE STD MONITOR 6 PAR | IMAGING | SIARE INTERNATIONAL | GN00003652 | RSU DR AGOESDJAM KAB KTP | PONTIANAK | KALIMANTAN BARAT | PONTIANAK | MAIN UNIT | CUSTOMER | 23 December 2014 | AGUS FAUZI | 16 December 2014 |  | 23 December 2014 | AGUS FAUZI | - |  | ACTIVE
9212363 | NRNEP | NEPTUNE STD MONITOR 6 PAR | IMAGING | SIARE INTERNATIONAL | GN00008201 | RSJD SOEJARWADI | SOLO | JAWA TENGAH | KLATEN | MAIN UNIT | CUSTOMER | 17 December 2014 | RAKHMAT | 13 December 2014 |  | 17 December 2014 | RAKHMAT | - |  | ACTIVE
9212364 | SRNEP | NEPTUNE STD MONITOR 6 PAR | IMAGING | SIARE INTERNATIONAL | GN00001216 | RSUD BANJARNEGARA | PURWOKERTO | JAWA TENGAH | BANJARNEGARA | MAIN UNIT | CUSTOMER | 4 December 2014 | DIAN FEBRIYANA - TSE | 4 December 2014 |  | 4 December 2014 | DIAN FEBRIYANA - TSE | - |  | ACTIVE
9212366 | NRNEP | NEPTUNE STD MONITOR 6 PAR | IMAGING | SIARE INTERNATIONAL | GN00008201 | RSJD SOEJARWADI | SOLO | JAWA TENGAH | KLATEN | MAIN UNIT | CUSTOMER | 17 December 2014 | RAKHMAT | 13 December 2014 |  | 17 December 2014 | RAKHMAT | - |  | ACTIVE
9212367 | SRNEP | NEPTUNE STD MONITOR 6 PAR | IMAGING | SIARE INTERNATIONAL | GN00002986 | RDC PUSAT - RAWAGELAM | PUSAT | DKI JAKARTA | JAKARTA TIMUR | MAIN UNIT | EMP | 25 July 2018 | INDRA BUDI GUNAWAN | 11 December 2014 |  | 25 July 2018 | INDRA BUDI GUNAWAN | - |  | ACTIVE
9212368 | SRNEP | NEPTUNE STD MONITOR 6 PAR | IMAGING | SIARE INTERNATIONAL | GN00002986 | RDC PUSAT - RAWAGELAM | PUSAT | DKI JAKARTA | JAKARTA TIMUR | MAIN UNIT | EMP | 29 December 2014 | IBNUL AZIZ - TSE | 11 December 2014 |  | 29 December 2014 | IBNUL AZIZ - TSE | - |  | ACTIVE
9212369 | SRNEP | NEPTUNE STD MONITOR 6 PAR | IMAGING | SIARE INTERNATIONAL | GN00001216 | RSUD BANJARNEGARA | PURWOKERTO | JAWA TENGAH | BANJARNEGARA | MAIN UNIT | CUSTOMER | 30 May 2016 | DIAN FEBRIYANA - TSE | 4 December 2014 |  | 30 May 2016 | DIAN FEBRIYANA - TSE | - |  | ACTIVE
9212370 | SRNEP | NEPTUNE STD MONITOR 6 PAR | IMAGING | SIARE INTERNATIONAL | GN00001216 | RSUD BANJARNEGARA | PURWOKERTO | JAWA TENGAH | BANJARNEGARA | MAIN UNIT | CUSTOMER | 4 December 2014 | DIAN FEBRIYANA - TSE | 4 December 2014 |  | 4 December 2014 | DIAN FEBRIYANA - TSE | - |  | ACTIVE
9212371 | NRNEP | NEPTUNE STD MONITOR 6 PAR | IMAGING | SIARE INTERNATIONAL | GN00008201 | RSJD SOEJARWADI | SOLO | JAWA TENGAH | KLATEN | MAIN UNIT | CUSTOMER | 17 December 2014 | RAKHMAT | 13 December 2014 |  | 17 December 2014 | RAKHMAT | - |  | ACTIVE
9212372 | SRNEP | NEPTUNE STD MONITOR 6 PAR | IMAGING | SIARE INTERNATIONAL | GN00001066 | RSUD CIBINONG | BOGOR | JAWA BARAT | BOGOR | MAIN UNIT | CUSTOMER | - |  | 31 July 2015 |  | - |  | - |  | ACTIVE
9212373 | SRNEP | NEPTUNE STD MONITOR 6 PAR | IMAGING | SIARE INTERNATIONAL | GN00001216 | RSUD BANJARNEGARA | PURWOKERTO | JAWA TENGAH | BANJARNEGARA | MAIN UNIT | CUSTOMER | 4 December 2014 | DIAN FEBRIYANA - TSE | 4 December 2014 |  | 4 December 2014 | DIAN FEBRIYANA - TSE | - |  | ACTIVE
9212374 | SRNEP | NEPTUNE STD MONITOR 6 PAR | IMAGING | SIARE INTERNATIONAL | GN00002248 | RSUD DR SOEGIRI | SURABAYA-1 | JAWA TIMUR | LAMONGAN | MAIN UNIT | CUSTOMER | 27 March 2015 | GANDHI YANRANGGA | 11 December 2014 |  | 27 March 2015 | GANDHI YANRANGGA | - |  | ACTIVE
9212375 | NRNEP | NEPTUNE STD MONITOR 6 PAR | IMAGING | SIARE INTERNATIONAL | GN00001214 | RSUD AJIBARANG | PURWOKERTO | JAWA TENGAH | BANYUMAS | MAIN UNIT | CUSTOMER | - |  | 1 July 2015 |  | - |  | - |  | ACTIVE
9212377 | SRNEP | NEPTUNE STD MONITOR 6 PAR | IMAGING | SIARE INTERNATIONAL | GN00002248 | RSUD DR SOEGIRI | SURABAYA-1 | JAWA TIMUR | LAMONGAN | MAIN UNIT | CUSTOMER | 27 March 2015 | GANDHI YANRANGGA | 11 December 2014 |  | 27 March 2015 | GANDHI YANRANGGA | - |  | ACTIVE
9212378 | SRNEP | NEPTUNE STD MONITOR 6 PAR | IMAGING | SIARE INTERNATIONAL | GN00001216 | RSUD BANJARNEGARA | PURWOKERTO | JAWA TENGAH | BANJARNEGARA | MAIN UNIT | CUSTOMER | 4 December 2014 | DIAN FEBRIYANA - TSE | 4 December 2014 |  | 4 December 2014 | DIAN FEBRIYANA - TSE | - |  | ACTIVE
9212379 | SRNEP | NEPTUNE STD MONITOR 6 PAR | IMAGING | SIARE INTERNATIONAL | GN00003652 | RSU DR AGOESDJAM KAB KTP | PONTIANAK | KALIMANTAN BARAT | PONTIANAK | MAIN UNIT | CUSTOMER | 23 December 2014 | AGUS FAUZI | 16 December 2014 |  | 23 December 2014 | AGUS FAUZI | - |  | ACTIVE
9212380 | SRNEP | NEPTUNE STD MONITOR 6 PAR | IMAGING | SIARE INTERNATIONAL | GN00003652 | RSU DR AGOESDJAM KAB KTP | PONTIANAK | KALIMANTAN BARAT | PONTIANAK | MAIN UNIT | CUSTOMER | 23 December 2014 | AGUS FAUZI | 16 December 2014 |  | 23 December 2014 | AGUS FAUZI | - |  | ACTIVE
9212381 | SRNEP | NEPTUNE STD MONITOR 6 PAR | IMAGING | SIARE INTERNATIONAL | GN00001901 | RSUP SOERADJI KLATEN | YOGYAKARTA | YOGYAKARTA | YOGYAKARTA | MAIN UNIT | CUSTOMER | 27 February 2015 | RAKHMAT | 11 December 2014 |  | 27 February 2015 | RAKHMAT | - |  | ACTIVE
9212382 | SRNEP | NEPTUNE STD MONITOR 6 PAR | IMAGING | SIARE INTERNATIONAL | GN00001216 | RSUD BANJARNEGARA | PURWOKERTO | JAWA TENGAH | BANJARNEGARA | MAIN UNIT | CUSTOMER | 4 December 2014 | DIAN FEBRIYANA - TSE | 4 December 2014 |  | 4 December 2014 | DIAN FEBRIYANA - TSE | - |  | ACTIVE
92351 | 96302 | Air Ideal 90 MM | DIAGNOSTIC 1 | BIOMERIEUX SA | GN00000165 | RSU RADEN MATTAHER | JAMBI | JAMBI | JAMBI | MAIN UNIT | CUSTOMER | 7 February 2015 | INDRA BUDI GUNAWAN | 15 February 2010 |  | 7 February 2015 | INDRA BUDI GUNAWAN | - |  | ACTIVE
928/II/14 | TE039 | EXAMINATION TSN 015 FHC | IMAGING | TESENA INOVINDO, PT | GN00001124 | RSUD DR. SOEKARDJO KOTA TASIKMALAYA | TASIKMALAYA | JAWA BARAT | TASIKMALAYA | MAIN UNIT | CUSTOMER | 11 September 2014 | SUKMA WIJAYA - TSE | 1 January 1900 |  | 11 September 2014 | SUKMA WIJAYA - TSE | - |  | ACTIVE
93/IX/14 | ST002 |  |  |  | GN00000028 | RS BAKTI TIMAH KARIMUN | BATAM | KEPULAUAN RIAU | TANJUNG BALAI KARIMUN | MAIN UNIT | CUSTOMER | - |  | 2 April 2015 |  | - |  | - |  | INACTIVE
9300974 | SRNEP | NEPTUNE STD MONITOR 6 PAR | IMAGING | SIARE INTERNATIONAL | GN00001066 | RSUD CIBINONG | BOGOR | JAWA BARAT | BOGOR | MAIN UNIT | CUSTOMER | 4 August 2015 | IBNUL AZIZ - TSE | 31 July 2015 |  | 4 August 2015 | IBNUL AZIZ - TSE | - |  | ACTIVE
9304 | TM24U |  |  |  | GN00000149 | RSUD KAYU AGUNG | PALEMBANG | SUMATERA SELATAN | KOTA KAYU AGUNG | MAIN UNIT | CUSTOMER | 12 May 2014 | FIRMAN GEA | 5 May 2013 |  | 12 May 2014 | FIRMAN GEA | - |  | INACTIVE
930948 | SRNEP | NEPTUNE STD MONITOR 6 PAR | IMAGING | SIARE INTERNATIONAL | GN00002986 | RDC PUSAT - RAWAGELAM | PUSAT | DKI JAKARTA | JAKARTA TIMUR | MAIN UNIT | EMP | 30 December 2014 | ARIEF SETIAWAN - TSE CP | 29 December 2014 |  | 30 December 2014 | ARIEF SETIAWAN - TSE CP | - |  | ACTIVE
930949 | SRNEP | NEPTUNE STD MONITOR 6 PAR | IMAGING | SIARE INTERNATIONAL | GN00002178 | RSUD DR SOETOMO SURABAYA | SURABAYA-1 | JAWA TIMUR | SURABAYA | MAIN UNIT | CUSTOMER | 22 June 2015 | GANDHI YANRANGGA | 22 June 2015 |  | 22 June 2015 | GANDHI YANRANGGA | - |  | ACTIVE
930950 | SRNEP | NEPTUNE STD MONITOR 6 PAR | IMAGING | SIARE INTERNATIONAL | GN00002986 | RDC PUSAT - RAWAGELAM | PUSAT | DKI JAKARTA | JAKARTA TIMUR | MAIN UNIT | EMP | 30 December 2014 | ARIEF SETIAWAN - TSE CP | 29 December 2014 |  | 30 December 2014 | ARIEF SETIAWAN - TSE CP | - |  | ACTIVE
930951 | SRNEP | NEPTUNE STD MONITOR 6 PAR | IMAGING | SIARE INTERNATIONAL | GN00002986 | RDC PUSAT - RAWAGELAM | PUSAT | DKI JAKARTA | JAKARTA TIMUR | MAIN UNIT | EMP | 30 December 2014 | ARIEF SETIAWAN - TSE CP | 29 December 2014 |  | 30 December 2014 | ARIEF SETIAWAN - TSE CP | - |  | ACTIVE
930952 | SRNEP | NEPTUNE STD MONITOR 6 PAR | IMAGING | SIARE INTERNATIONAL | GN00002178 | RSUD DR SOETOMO SURABAYA | SURABAYA-1 | JAWA TIMUR | SURABAYA | MAIN UNIT | CUSTOMER | 22 June 2015 | GANDHI YANRANGGA | 22 June 2015 |  | 22 June 2015 | GANDHI YANRANGGA | - |  | ACTIVE
930953 | SRNEP | NEPTUNE STD MONITOR 6 PAR | IMAGING | SIARE INTERNATIONAL | GN00002986 | RDC PUSAT - RAWAGELAM | PUSAT | DKI JAKARTA | JAKARTA TIMUR | MAIN UNIT | EMP | 30 December 2014 | ARIEF SETIAWAN - TSE CP | 29 December 2014 |  | 30 December 2014 | ARIEF SETIAWAN - TSE CP | - |  | ACTIVE
930954 | SRNEP | NEPTUNE STD MONITOR 6 PAR | IMAGING | SIARE INTERNATIONAL | GN00002178 | RSUD DR SOETOMO SURABAYA | SURABAYA-1 | JAWA TIMUR | SURABAYA | MAIN UNIT | CUSTOMER | 22 June 2015 | GANDHI YANRANGGA | 22 June 2015 |  | 22 June 2015 | GANDHI YANRANGGA | - |  | ACTIVE
930955 | SRNEP | NEPTUNE STD MONITOR 6 PAR | IMAGING | SIARE INTERNATIONAL | GN00002178 | RSUD DR SOETOMO SURABAYA | SURABAYA-1 | JAWA TIMUR | SURABAYA | MAIN UNIT | CUSTOMER | 22 June 2015 | GANDHI YANRANGGA | 22 June 2015 |  | 22 June 2015 | GANDHI YANRANGGA | - |  | ACTIVE
930956 | SRNEP | NEPTUNE STD MONITOR 6 PAR | IMAGING | SIARE INTERNATIONAL | GN00000278 | RSU PROF DR MA HANAFIAH (BATU SANGKAR) | PADANG | SUMATERA BARAT | BATUSANGKAR | MAIN UNIT | CUSTOMER | 24 June 2015 | MULKAN | 24 June 2015 |  | 24 June 2015 | MULKAN | - |  | ACTIVE
930957 | SRNEP | NEPTUNE STD MONITOR 6 PAR | IMAGING | SIARE INTERNATIONAL | GN00000278 | RSU PROF DR MA HANAFIAH (BATU SANGKAR) | PADANG | SUMATERA BARAT | BATUSANGKAR | MAIN UNIT | CUSTOMER | - |  | 24 June 2015 |  | - |  | - |  | ACTIVE
930958 | SRNEP | NEPTUNE STD MONITOR 6 PAR | IMAGING | SIARE INTERNATIONAL | GN00000278 | RSU PROF DR MA HANAFIAH (BATU SANGKAR) | PADANG | SUMATERA BARAT | BATUSANGKAR | MAIN UNIT | CUSTOMER | - |  | 24 June 2015 |  | - |  | - |  | ACTIVE
930959 | SRNEP | NEPTUNE STD MONITOR 6 PAR | IMAGING | SIARE INTERNATIONAL | GN00000796 | RSUD SALEWANGAN MAROS | MAKASSAR | SULAWESI SELATAN | MAKASSAR | MAIN UNIT | CUSTOMER | 31 July 2015 | WISPI SIAGARI - TSE | 31 July 2015 |  | 31 July 2015 | WISPI SIAGARI - TSE | - |  | ACTIVE
930960 | SRNEP | NEPTUNE STD MONITOR 6 PAR | IMAGING | SIARE INTERNATIONAL | GN00000960 | RS PMN CICENDO | BANDUNG | JAWA BARAT | BANDUNG | MAIN UNIT | CUSTOMER | 28 January 2015 | SUKMA WIJAYA - TSE | 10 July 2015 |  | 28 January 2015 | SUKMA WIJAYA - TSE | - |  | ACTIVE
930961 | SRNEP | NEPTUNE STD MONITOR 6 PAR | IMAGING | SIARE INTERNATIONAL | GN00006018 | RSUD GUNUNGJATI | CIREBON | JAWA BARAT | CIREBON | MAIN UNIT | CUSTOMER | 13 August 2015 | SUKMA WIJAYA - TSE | 3 September 2015 |  | 13 August 2015 | SUKMA WIJAYA - TSE | - |  | ACTIVE
930962 | SRNEP | NEPTUNE STD MONITOR 6 PAR | IMAGING | SIARE INTERNATIONAL | GN00000960 | RS PMN CICENDO | BANDUNG | JAWA BARAT | BANDUNG | MAIN UNIT | CUSTOMER | 28 January 2015 | SUKMA WIJAYA - TSE | 10 July 2015 |  | 28 January 2015 | SUKMA WIJAYA - TSE | - |  | ACTIVE
930963 | SRNEP | NEPTUNE STD MONITOR 6 PAR | IMAGING | SIARE INTERNATIONAL | GN00000960 | RS PMN CICENDO | BANDUNG | JAWA BARAT | BANDUNG | MAIN UNIT | CUSTOMER | 28 January 2015 | SUKMA WIJAYA - TSE | 10 July 2015 |  | 28 January 2015 | SUKMA WIJAYA - TSE | - |  | ACTIVE
930964 | SRNEP | NEPTUNE STD MONITOR 6 PAR | IMAGING | SIARE INTERNATIONAL | GN00002986 | RDC PUSAT - RAWAGELAM | PUSAT | DKI JAKARTA | JAKARTA TIMUR | MAIN UNIT | EMP | 30 December 2014 | ARIEF SETIAWAN - TSE CP | 29 December 2014 |  | 30 December 2014 | ARIEF SETIAWAN - TSE CP | - |  | ACTIVE
930966 | SRNEP | NEPTUNE STD MONITOR 6 PAR | IMAGING | SIARE INTERNATIONAL | GN00000960 | RS PMN CICENDO | BANDUNG | JAWA BARAT | BANDUNG | MAIN UNIT | CUSTOMER | 28 January 2015 | SUKMA WIJAYA - TSE | 10 July 2015 |  | 28 January 2015 | SUKMA WIJAYA - TSE | - |  | ACTIVE
930968 | SRNEP | NEPTUNE STD MONITOR 6 PAR | IMAGING | SIARE INTERNATIONAL | GN00007060 | RSUD MEURAXA | BANDA ACEH | ACEH | BANDA ACEH | MAIN UNIT | CUSTOMER | 28 January 2015 | ARBIANSYAH - TSE | 28 July 2015 |  | 28 January 2015 | ARBIANSYAH - TSE | - |  | ACTIVE
930969 | SRNEP | NEPTUNE STD MONITOR 6 PAR | IMAGING | SIARE INTERNATIONAL | GN00001066 | RSUD CIBINONG | BOGOR | JAWA BARAT | BOGOR | MAIN UNIT | CUSTOMER | 3 August 2015 | IBNUL AZIZ - TSE | 31 July 2015 |  | 3 August 2015 | IBNUL AZIZ - TSE | - |  | ACTIVE
930970 | SRNEP | NEPTUNE STD MONITOR 6 PAR | IMAGING | SIARE INTERNATIONAL | GN00000755 | RSU UNDATA PALU | PALU | SULAWESI TENGAH | PALU | MAIN UNIT | CUSTOMER | 2 July 2015 | WISPI SIAGARI - TSE | 29 December 2014 |  | 2 July 2015 | WISPI SIAGARI - TSE | - |  | ACTIVE
930971 | SRNEP | NEPTUNE STD MONITOR 6 PAR | IMAGING | SIARE INTERNATIONAL | GN00000755 | RSU UNDATA PALU | PALU | SULAWESI TENGAH | PALU | MAIN UNIT | CUSTOMER | 2 July 2015 | WISPI SIAGARI - TSE | 29 December 2014 |  | 2 July 2015 | WISPI SIAGARI - TSE | - |  | ACTIVE
930973 | SRNEP | NEPTUNE STD MONITOR 6 PAR | IMAGING | SIARE INTERNATIONAL | GN00000755 | RSU UNDATA PALU | PALU | SULAWESI TENGAH | PALU | MAIN UNIT | CUSTOMER | 2 July 2015 | WISPI SIAGARI - TSE | 29 December 2014 |  | 2 July 2015 | WISPI SIAGARI - TSE | - |  | ACTIVE
930974 | SRNEP | NEPTUNE STD MONITOR 6 PAR | IMAGING | SIARE INTERNATIONAL | GN00001066 | RSUD CIBINONG | BOGOR | JAWA BARAT | BOGOR | MAIN UNIT | CUSTOMER | 16 September 2015 | IBNUL AZIZ - TSE | 16 July 2015 |  | 16 September 2015 | IBNUL AZIZ - TSE | - |  | ACTIVE
930975 | SRNEP | NEPTUNE STD MONITOR 6 PAR | IMAGING | SIARE INTERNATIONAL | GN00002178 | RSUD DR SOETOMO SURABAYA | SURABAYA-1 | JAWA TIMUR | SURABAYA | MAIN UNIT | CUSTOMER | 22 June 2015 | GANDHI YANRANGGA | 22 June 2015 |  | 22 June 2015 | GANDHI YANRANGGA | - |  | ACTIVE
930976 | SRNEP | NEPTUNE STD MONITOR 6 PAR | IMAGING | SIARE INTERNATIONAL | GN00001066 | RSUD CIBINONG | BOGOR | JAWA BARAT | BOGOR | MAIN UNIT | CUSTOMER | 4 August 2015 | IBNUL AZIZ - TSE | 31 July 2015 |  | 4 August 2015 | IBNUL AZIZ - TSE | - |  | ACTIVE
930977 | SRNEP | NEPTUNE STD MONITOR 6 PAR | IMAGING | SIARE INTERNATIONAL | GN00001066 | RSUD CIBINONG | BOGOR | JAWA BARAT | BOGOR | MAIN UNIT | CUSTOMER | 3 August 2015 | IBNUL AZIZ - TSE | 31 July 2015 |  | 3 August 2015 | IBNUL AZIZ - TSE | - |  | ACTIVE
930978 | SRNEP | NEPTUNE STD MONITOR 6 PAR | IMAGING | SIARE INTERNATIONAL | GN00002178 | RSUD DR SOETOMO SURABAYA | SURABAYA-1 | JAWA TIMUR | SURABAYA | MAIN UNIT | CUSTOMER | 22 June 2015 | GANDHI YANRANGGA | 22 June 2015 |  | 22 June 2015 | GANDHI YANRANGGA | - |  | ACTIVE
930979 | SRNEP | NEPTUNE STD MONITOR 6 PAR | IMAGING | SIARE INTERNATIONAL | GN00001066 | RSUD CIBINONG | BOGOR | JAWA BARAT | BOGOR | MAIN UNIT | CUSTOMER | 3 August 2015 | IBNUL AZIZ - TSE | 31 July 2015 |  | 3 August 2015 | IBNUL AZIZ - TSE | - |  | ACTIVE
930980 | SRNEP | NEPTUNE STD MONITOR 6 PAR | IMAGING | SIARE INTERNATIONAL | GN00001071 | RSUD CIMACAN | SUKABUMI | JAWA BARAT | CIANJUR | MAIN UNIT | CUSTOMER | 2 September 2015 | LEONARDUS ADI | 2 September 2015 |  | 2 September 2015 | LEONARDUS ADI | - |  | ACTIVE
930981 | SRNEP | NEPTUNE STD MONITOR 6 PAR | IMAGING | SIARE INTERNATIONAL | GN00001066 | RSUD CIBINONG | BOGOR | JAWA BARAT | BOGOR | MAIN UNIT | CUSTOMER | 3 August 2015 | IBNUL AZIZ - TSE | 31 July 2015 |  | 3 August 2015 | IBNUL AZIZ - TSE | - |  | ACTIVE
930982 | SRNEP | NEPTUNE STD MONITOR 6 PAR | IMAGING | SIARE INTERNATIONAL | GN00002986 | RDC PUSAT - RAWAGELAM | PUSAT | DKI JAKARTA | JAKARTA TIMUR | MAIN UNIT | EMP | 28 January 2015 | ARIEF SETIAWAN - TSE CP | 1 January 2015 |  | 28 January 2015 | ARIEF SETIAWAN - TSE CP | - |  | ACTIVE
930984 | SRNEP | NEPTUNE STD MONITOR 6 PAR | IMAGING | SIARE INTERNATIONAL | GN00002178 | RSUD DR SOETOMO SURABAYA | SURABAYA-1 | JAWA TIMUR | SURABAYA | MAIN UNIT | CUSTOMER | 22 June 2015 | GANDHI YANRANGGA | 22 June 2015 |  | 22 June 2015 | GANDHI YANRANGGA | - |  | ACTIVE
930985 | SRNEP | NEPTUNE STD MONITOR 6 PAR | IMAGING | SIARE INTERNATIONAL | GN00000755 | RSU UNDATA PALU | PALU | SULAWESI TENGAH | PALU | MAIN UNIT | CUSTOMER | 2 July 2015 | WISPI SIAGARI - TSE | 29 December 2014 |  | 2 July 2015 | WISPI SIAGARI - TSE | - |  | ACTIVE
930986 | SRNEP | NEPTUNE STD MONITOR 6 PAR | IMAGING | SIARE INTERNATIONAL | GN00011263 | RS GIGI & MULUT UNIVERSITAS JENDERAL SOEDIRMAN | PURWOKERTO | JAWA TENGAH | PURWOKERTO | MAIN UNIT | CUSTOMER | - |  | 30 September 2015 |  | - |  | - |  | ACTIVE
9311246 | SRNEP | NEPTUNE STD MONITOR 6 PAR | IMAGING | SIARE INTERNATIONAL | GN00001165 | RSIA LINGGAJATI | CIREBON | JAWA BARAT | KUNINGAN | MAIN UNIT | CUSTOMER | 11 August 2015 | SUKMA WIJAYA - TSE | 1 September 2015 |  | 11 August 2015 | SUKMA WIJAYA - TSE | - |  | ACTIVE
9311247 | SRNEP | NEPTUNE STD MONITOR 6 PAR | IMAGING | SIARE INTERNATIONAL | GN00001903 | RSUD WATES | YOGYAKARTA | YOGYAKARTA | YOGYAKARTA | MAIN UNIT | CUSTOMER | - |  | 20 November 2015 |  | - |  | - |  | ACTIVE
9311248 | SRNEP | NEPTUNE STD MONITOR 6 PAR | IMAGING | SIARE INTERNATIONAL | GN00000011 | RSUD BUDHI ASIH | JAKARTA-1 | DKI JAKARTA | JAKARTA TIMUR | MAIN UNIT | CUSTOMER | 14 September 2015 | IBNUL AZIZ - TSE | 14 September 2015 |  | 14 September 2015 | IBNUL AZIZ - TSE | - |  | ACTIVE
9311249 | SRNEP | NEPTUNE STD MONITOR 6 PAR | IMAGING | SIARE INTERNATIONAL | GN00000480 | RSUD CUT NYAK DHIEN | BANDA ACEH | ACEH | MEULABOH | MAIN UNIT | CUSTOMER | 22 September 2015 | ARBIANSYAH - TSE | 22 September 2015 |  | 22 September 2015 | ARBIANSYAH - TSE | - |  | ACTIVE
9311250 | SRNEP | NEPTUNE STD MONITOR 6 PAR | IMAGING | SIARE INTERNATIONAL | GN00000480 | RSUD CUT NYAK DHIEN | BANDA ACEH | ACEH | MEULABOH | MAIN UNIT | CUSTOMER | 22 September 2015 | ARBIANSYAH - TSE | 22 September 2015 |  | 22 September 2015 | ARBIANSYAH - TSE | - |  | ACTIVE
9311251 | SRNEP | NEPTUNE STD MONITOR 6 PAR | IMAGING | SIARE INTERNATIONAL | GN00001071 | RSUD CIMACAN | SUKABUMI | JAWA BARAT | CIANJUR | MAIN UNIT | CUSTOMER | 2 September 2015 | LEONARDUS ADI | 2 September 2015 |  | 2 September 2015 | LEONARDUS ADI | - |  | ACTIVE
9311252 | SRNEP | NEPTUNE STD MONITOR 6 PAR | IMAGING | SIARE INTERNATIONAL | GN00000011 | RSUD BUDHI ASIH | JAKARTA-1 | DKI JAKARTA | JAKARTA TIMUR | MAIN UNIT | CUSTOMER | 14 September 2015 | IBNUL AZIZ - TSE | 14 September 2015 |  | 14 September 2015 | IBNUL AZIZ - TSE | - |  | ACTIVE
9311253 | SRNEP | NEPTUNE STD MONITOR 6 PAR | IMAGING | SIARE INTERNATIONAL | GN00002986 | RDC PUSAT - RAWAGELAM | PUSAT | DKI JAKARTA | JAKARTA TIMUR | MAIN UNIT | EMP | 11 August 2015 | ANTONIUS SAGITA - KALIBRASI | 1 January 1900 |  | 11 August 2015 | ANTONIUS SAGITA - KALIBRASI | - |  | ACTIVE
9311254 | SRNEP | NEPTUNE STD MONITOR 6 PAR | IMAGING | SIARE INTERNATIONAL | GN00002986 | RDC PUSAT - RAWAGELAM | PUSAT | DKI JAKARTA | JAKARTA TIMUR | MAIN UNIT | EMP | 11 August 2015 | ANTONIUS SAGITA - KALIBRASI | 1 January 1900 |  | 11 August 2015 | ANTONIUS SAGITA - KALIBRASI | - |  | ACTIVE
9311255 | SRNEP | NEPTUNE STD MONITOR 6 PAR | IMAGING | SIARE INTERNATIONAL | GN00001903 | RSUD WATES | YOGYAKARTA | YOGYAKARTA | YOGYAKARTA | MAIN UNIT | CUSTOMER | - |  | 20 November 2015 |  | - |  | - |  | ACTIVE
9311256 | SRNEP | NEPTUNE STD MONITOR 6 PAR | IMAGING | SIARE INTERNATIONAL | GN00000480 | RSUD CUT NYAK DHIEN | BANDA ACEH | ACEH | MEULABOH | MAIN UNIT | CUSTOMER | 22 September 2015 | ARBIANSYAH - TSE | 22 September 2015 |  | 22 September 2015 | ARBIANSYAH - TSE | - |  | ACTIVE
9311257 | SRNEP | NEPTUNE STD MONITOR 6 PAR | IMAGING | SIARE INTERNATIONAL | GN00001413 | RSU DR TC HILLERS MAUMERE | KUPANG | NUSA TENGGARA TIMUR | MAUMERE | MAIN UNIT | CUSTOMER | 18 January 2016 | I KADEK - TSE | 21 October 2015 |  | 18 January 2016 | I KADEK - TSE | - |  | ACTIVE
9311258 | SRNEP | NEPTUNE STD MONITOR 6 PAR | IMAGING | SIARE INTERNATIONAL | GN00001071 | RSUD CIMACAN | SUKABUMI | JAWA BARAT | CIANJUR | MAIN UNIT | CUSTOMER | 2 September 2015 | LEONARDUS ADI | 2 September 2015 |  | 2 September 2015 | LEONARDUS ADI | - |  | ACTIVE
9311259 | SRNEP | NEPTUNE STD MONITOR 6 PAR | IMAGING | SIARE INTERNATIONAL | GN00000011 | RSUD BUDHI ASIH | JAKARTA-1 | DKI JAKARTA | JAKARTA TIMUR | MAIN UNIT | CUSTOMER | 14 September 2015 | IBNUL AZIZ - TSE | 14 September 2015 |  | 14 September 2015 | IBNUL AZIZ - TSE | - |  | ACTIVE
9311260 | SRNEP | NEPTUNE STD MONITOR 6 PAR | IMAGING | SIARE INTERNATIONAL | GN00000480 | RSUD CUT NYAK DHIEN | BANDA ACEH | ACEH | MEULABOH | MAIN UNIT | CUSTOMER | 22 September 2015 | ARBIANSYAH - TSE | 22 September 2015 |  | 22 September 2015 | ARBIANSYAH - TSE | - |  | ACTIVE
9311261 | SRNEP | NEPTUNE STD MONITOR 6 PAR | IMAGING | SIARE INTERNATIONAL | GN00001071 | RSUD CIMACAN | SUKABUMI | JAWA BARAT | CIANJUR | MAIN UNIT | CUSTOMER | 2 September 2015 | LEONARDUS ADI | 2 September 2015 |  | 2 September 2015 | LEONARDUS ADI | - |  | ACTIVE
9311262 | SRNEP | NEPTUNE STD MONITOR 6 PAR | IMAGING | SIARE INTERNATIONAL | GN00000480 | RSUD CUT NYAK DHIEN | BANDA ACEH | ACEH | MEULABOH | MAIN UNIT | CUSTOMER | 22 September 2015 | ARBIANSYAH - TSE | 22 September 2015 |  | 22 September 2015 | ARBIANSYAH - TSE | - |  | ACTIVE
9311263 | SRNEP | NEPTUNE STD MONITOR 6 PAR | IMAGING | SIARE INTERNATIONAL | GN00000011 | RSUD BUDHI ASIH | JAKARTA-1 | DKI JAKARTA | JAKARTA TIMUR | MAIN UNIT | CUSTOMER | 14 September 2015 | IBNUL AZIZ - TSE | 14 September 2015 |  | 14 September 2015 | IBNUL AZIZ - TSE | - |  | ACTIVE
9311264 | SRNEP | NEPTUNE STD MONITOR 6 PAR | IMAGING | SIARE INTERNATIONAL | GN00001071 | RSUD CIMACAN | SUKABUMI | JAWA BARAT | CIANJUR | MAIN UNIT | CUSTOMER | 2 September 2015 | LEONARDUS ADI | 2 September 2015 |  | 2 September 2015 | LEONARDUS ADI | - |  | ACTIVE
9311265 | SRNEP | NEPTUNE STD MONITOR 6 PAR | IMAGING | SIARE INTERNATIONAL | GN00002986 | RDC PUSAT - RAWAGELAM | PUSAT | DKI JAKARTA | JAKARTA TIMUR | MAIN UNIT | EMP | 11 August 2015 | ANTONIUS SAGITA - KALIBRASI | 1 January 1900 |  | 11 August 2015 | ANTONIUS SAGITA - KALIBRASI | - |  | ACTIVE
9311266 | SRNEP | NEPTUNE STD MONITOR 6 PAR | IMAGING | SIARE INTERNATIONAL | GN00002986 | RDC PUSAT - RAWAGELAM | PUSAT | DKI JAKARTA | JAKARTA TIMUR | MAIN UNIT | EMP | 26 August 2015 | ARIEF SETIAWAN - TSE CP | 1 January 1900 |  | 26 August 2015 | ARIEF SETIAWAN - TSE CP | - |  | ACTIVE
9311267 | SRNEP | NEPTUNE STD MONITOR 6 PAR | IMAGING | SIARE INTERNATIONAL | GN00000795 | RSUD PANGKEP | MAKASSAR | SULAWESI SELATAN | MAKASSAR | MAIN UNIT | CUSTOMER | 26 August 2015 | ARIEF SETIAWAN - TSE CP | 16 November 2015 |  | 26 August 2015 | ARIEF SETIAWAN - TSE CP | - |  | ACTIVE
9311268 | SRNEP | NEPTUNE STD MONITOR 6 PAR | IMAGING | SIARE INTERNATIONAL | GN00001165 | RSIA LINGGAJATI | CIREBON | JAWA BARAT | KUNINGAN | MAIN UNIT | CUSTOMER | 26 August 2015 | SUKMA WIJAYA - TSE | 1 September 2015 |  | 26 August 2015 | SUKMA WIJAYA - TSE | - |  | ACTIVE
9311269 | SRNEP | NEPTUNE STD MONITOR 6 PAR | IMAGING | SIARE INTERNATIONAL | GN00000795 | RSUD PANGKEP | MAKASSAR | SULAWESI SELATAN | MAKASSAR | MAIN UNIT | CUSTOMER | 26 August 2015 | ARIEF SETIAWAN - TSE CP | 16 November 2015 |  | 26 August 2015 | ARIEF SETIAWAN - TSE CP | - |  | ACTIVE
9311270 | SRNEP | NEPTUNE STD MONITOR 6 PAR | IMAGING | SIARE INTERNATIONAL | GN00006018 | RSUD GUNUNGJATI | CIREBON | JAWA BARAT | CIREBON | MAIN UNIT | CUSTOMER | 26 August 2015 | SUKMA WIJAYA - TSE | 3 September 2015 |  | 26 August 2015 | SUKMA WIJAYA - TSE | - |  | ACTIVE
9312238 | SRNEP | NEPTUNE STD MONITOR 6 PAR | IMAGING | SIARE INTERNATIONAL | GN00007060 | RSUD MEURAXA | BANDA ACEH | ACEH | BANDA ACEH | MAIN UNIT | CUSTOMER | 25 November 2015 | SATRIA KUSUMA - TSE | 4 December 2015 |  | 25 November 2015 | SATRIA KUSUMA - TSE | - |  | ACTIVE
9312239 | SRNEP | NEPTUNE STD MONITOR 6 PAR | IMAGING | SIARE INTERNATIONAL | GN00000972 | RSUD SUBANG | BANDUNG | JAWA BARAT | SUBANG | MAIN UNIT | CUSTOMER | 6 December 2015 | SUKMA WIJAYA - TSE | 5 December 2015 |  | 6 December 2015 | SUKMA WIJAYA - TSE | - |  | ACTIVE
9312240 | SRNEP | NEPTUNE STD MONITOR 6 PAR | IMAGING | SIARE INTERNATIONAL | GN00000772 | RSU DAYA | MAKASSAR | SULAWESI SELATAN | MAKASSAR | MAIN UNIT | CUSTOMER | 19 May 2016 | DEA MASJA SADALI - TSE | 19 May 2016 |  | 19 May 2016 | DEA MASJA SADALI - TSE | - |  | ACTIVE
9312241 | SRNEP | NEPTUNE STD MONITOR 6 PAR | IMAGING | SIARE INTERNATIONAL | GN00000972 | RSUD SUBANG | BANDUNG | JAWA BARAT | SUBANG | MAIN UNIT | CUSTOMER | 6 December 2015 | SUKMA WIJAYA - TSE | 5 December 2015 |  | 6 December 2015 | SUKMA WIJAYA - TSE | - |  | ACTIVE
9312242 | SRNEP | NEPTUNE STD MONITOR 6 PAR | IMAGING | SIARE INTERNATIONAL | GN00000972 | RSUD SUBANG | BANDUNG | JAWA BARAT | SUBANG | MAIN UNIT | CUSTOMER | 6 December 2015 | SUKMA WIJAYA - TSE | 5 December 2015 |  | 6 December 2015 | SUKMA WIJAYA - TSE | - |  | ACTIVE
9312243 | SRNEP | NEPTUNE STD MONITOR 6 PAR | IMAGING | SIARE INTERNATIONAL | GN00000373 | RSUD FL TOBING SIBOLGA | PEMATANG SIANTAR | SUMATERA UTARA | SIBOLGA | MAIN UNIT | CUSTOMER | 25 November 2015 | SATRIA KUSUMA - TSE | 11 December 2015 |  | 25 November 2015 | SATRIA KUSUMA - TSE | - |  | ACTIVE
9312245 | SRNEP | NEPTUNE STD MONITOR 6 PAR | IMAGING | SIARE INTERNATIONAL | GN00002986 | RDC PUSAT - RAWAGELAM | PUSAT | DKI JAKARTA | JAKARTA TIMUR | MAIN UNIT | EMP | 25 November 2015 | ANASTASIA OCTAVIN | 1 January 1900 |  | 25 November 2015 | ANASTASIA OCTAVIN | - |  | ACTIVE
9312246 | SRNEP | NEPTUNE STD MONITOR 6 PAR | IMAGING | SIARE INTERNATIONAL | GN00005849 | DINAS KESEHATAN KAB/ KOTA. NIAS | PEMATANG SIANTAR | SUMATERA UTARA | NIAS | MAIN UNIT | CUSTOMER | 19 December 2015 | ARBIANSYAH - TSE | 18 December 2015 |  | 19 December 2015 | ARBIANSYAH - TSE | - |  | ACTIVE
9312247 | SRNEP | NEPTUNE STD MONITOR 6 PAR | IMAGING | SIARE INTERNATIONAL | GN00005849 | DINAS KESEHATAN KAB/ KOTA. NIAS | PEMATANG SIANTAR | SUMATERA UTARA | NIAS | MAIN UNIT | CUSTOMER | 19 December 2015 | ARBIANSYAH - TSE | 18 December 2015 |  | 19 December 2015 | ARBIANSYAH - TSE | - |  | ACTIVE
9312248 | SRNEP | NEPTUNE STD MONITOR 6 PAR | IMAGING | SIARE INTERNATIONAL | GN00002248 | RSUD DR SOEGIRI | SURABAYA-1 | JAWA TIMUR | LAMONGAN | MAIN UNIT | CUSTOMER | 3 December 2015 | NGATARI | 3 December 2015 |  | 3 December 2015 | NGATARI | - |  | ACTIVE
9312249 | SRNEP | NEPTUNE STD MONITOR 6 PAR | IMAGING | SIARE INTERNATIONAL | GN00005849 | DINAS KESEHATAN KAB/ KOTA. NIAS | PEMATANG SIANTAR | SUMATERA UTARA | NIAS | MAIN UNIT | CUSTOMER | 18 December 2015 | ARBIANSYAH - TSE | 18 December 2015 |  | 18 December 2015 | ARBIANSYAH - TSE | - |  | ACTIVE
9312250 | SRNEP | NEPTUNE STD MONITOR 6 PAR | IMAGING | SIARE INTERNATIONAL | GN00005849 | DINAS KESEHATAN KAB/ KOTA. NIAS | PEMATANG SIANTAR | SUMATERA UTARA | NIAS | MAIN UNIT | CUSTOMER | 19 December 2015 | ARBIANSYAH - TSE | 18 December 2015 |  | 19 December 2015 | ARBIANSYAH - TSE | - |  | ACTIVE
9312251 | SRNEP | NEPTUNE STD MONITOR 6 PAR | IMAGING | SIARE INTERNATIONAL | GN00002248 | RSUD DR SOEGIRI | SURABAYA-1 | JAWA TIMUR | LAMONGAN | MAIN UNIT | CUSTOMER | 3 December 2015 | NGATARI | 3 December 2015 |  | 3 December 2015 | NGATARI | - |  | ACTIVE
9312252 | SRNEP | NEPTUNE STD MONITOR 6 PAR | IMAGING | SIARE INTERNATIONAL | GN00001216 | RSUD BANJARNEGARA | PURWOKERTO | JAWA TENGAH | BANJARNEGARA | MAIN UNIT | CUSTOMER | - |  | 28 November 2015 |  | - |  | - |  | ACTIVE
9312253 | SRNEP | NEPTUNE STD MONITOR 6 PAR | IMAGING | SIARE INTERNATIONAL | GN00000409 | RSUD KABAN JAHE | MEDAN | SUMATERA UTARA | KABANJAHE | MAIN UNIT | CUSTOMER | 8 December 2015 | ARBIANSYAH - TSE | 8 December 2015 |  | 8 December 2015 | ARBIANSYAH - TSE | - |  | ACTIVE
9312254 | SRNEP | NEPTUNE STD MONITOR 6 PAR | IMAGING | SIARE INTERNATIONAL | GN00000409 | RSUD KABAN JAHE | MEDAN | SUMATERA UTARA | KABANJAHE | MAIN UNIT | CUSTOMER | 8 December 2015 | ARBIANSYAH - TSE | 8 December 2015 |  | 8 December 2015 | ARBIANSYAH - TSE | - |  | ACTIVE
9312255 | SRNEP | NEPTUNE STD MONITOR 6 PAR | IMAGING | SIARE INTERNATIONAL | GN00006540 | RSUD DR FAUZIAH BIREUN | BANDA ACEH | ACEH | BIREUEN | MAIN UNIT | CUSTOMER | 20 November 2015 | ARBIANSYAH - TSE | 20 November 2015 |  | 20 November 2015 | ARBIANSYAH - TSE | - |  | ACTIVE
9312256 | SRNEP | NEPTUNE STD MONITOR 6 PAR | IMAGING | SIARE INTERNATIONAL | GN00002248 | RSUD DR SOEGIRI | SURABAYA-1 | JAWA TIMUR | LAMONGAN | MAIN UNIT | CUSTOMER | 3 December 2015 | NGATARI | 3 December 2015 |  | 3 December 2015 | NGATARI | - |  | ACTIVE
9312257 | SRNEP | NEPTUNE STD MONITOR 6 PAR | IMAGING | SIARE INTERNATIONAL | GN00002986 | RDC PUSAT - RAWAGELAM | PUSAT | DKI JAKARTA | JAKARTA TIMUR | MAIN UNIT | EMP | 25 November 2015 | ANASTASIA OCTAVIN | 1 January 1900 |  | 25 November 2015 | ANASTASIA OCTAVIN | - |  | ACTIVE
9312284 | SRNEP | NEPTUNE STD MONITOR 6 PAR | IMAGING | SIARE INTERNATIONAL | GN00002986 | RDC PUSAT - RAWAGELAM | PUSAT | DKI JAKARTA | JAKARTA TIMUR | MAIN UNIT | EMP | 25 November 2015 | ANASTASIA OCTAVIN | 1 January 1900 |  | 25 November 2015 | ANASTASIA OCTAVIN | - |  | ACTIVE
9312285 | SRNEP | NEPTUNE STD MONITOR 6 PAR | IMAGING | SIARE INTERNATIONAL | GN00002986 | RDC PUSAT - RAWAGELAM | PUSAT | DKI JAKARTA | JAKARTA TIMUR | MAIN UNIT | EMP | 25 November 2015 | ANASTASIA OCTAVIN | 1 January 1900 |  | 25 November 2015 | ANASTASIA OCTAVIN | - |  | ACTIVE
9312286 | SRNEP | NEPTUNE STD MONITOR 6 PAR | IMAGING | SIARE INTERNATIONAL | GN00002986 | RDC PUSAT - RAWAGELAM | PUSAT | DKI JAKARTA | JAKARTA TIMUR | MAIN UNIT | EMP | 25 November 2015 | ANASTASIA OCTAVIN | 1 January 1900 |  | 25 November 2015 | ANASTASIA OCTAVIN | - |  | ACTIVE
9312287 | SRNEP | NEPTUNE STD MONITOR 6 PAR | IMAGING | SIARE INTERNATIONAL | GN00008201 | RSJD SOEJARWADI | SOLO | JAWA TENGAH | KLATEN | MAIN UNIT | CUSTOMER | 3 December 2015 | RAKHMAT | 2 December 2015 |  | 3 December 2015 | RAKHMAT | - |  | ACTIVE
9312288 | SRNEP | NEPTUNE STD MONITOR 6 PAR | IMAGING | SIARE INTERNATIONAL | GN00006540 | RSUD DR FAUZIAH BIREUN | BANDA ACEH | ACEH | BIREUEN | MAIN UNIT | CUSTOMER | 20 November 2015 | ARBIANSYAH - TSE | 20 November 2015 |  | 20 November 2015 | ARBIANSYAH - TSE | - |  | ACTIVE
9312289 | SRNEP | NEPTUNE STD MONITOR 6 PAR | IMAGING | SIARE INTERNATIONAL | GN00002986 | RDC PUSAT - RAWAGELAM | PUSAT | DKI JAKARTA | JAKARTA TIMUR | MAIN UNIT | EMP | 25 November 2015 | ANASTASIA OCTAVIN | 1 January 1900 |  | 25 November 2015 | ANASTASIA OCTAVIN | - |  | ACTIVE
9312290 | SRNEP | NEPTUNE STD MONITOR 6 PAR | IMAGING | SIARE INTERNATIONAL | GN00002986 | RDC PUSAT - RAWAGELAM | PUSAT | DKI JAKARTA | JAKARTA TIMUR | MAIN UNIT | EMP | 25 November 2015 | ANASTASIA OCTAVIN | 1 January 1900 |  | 25 November 2015 | ANASTASIA OCTAVIN | - |  | ACTIVE
9312291 | SRNEP | NEPTUNE STD MONITOR 6 PAR | IMAGING | SIARE INTERNATIONAL | GN00000772 | RSU DAYA | MAKASSAR | SULAWESI SELATAN | MAKASSAR | MAIN UNIT | CUSTOMER | 19 May 2016 | DEA MASJA SADALI - TSE | 19 May 2016 |  | 19 May 2016 | DEA MASJA SADALI - TSE | - |  | ACTIVE
9312293 | SRNEP | NEPTUNE STD MONITOR 6 PAR | IMAGING | SIARE INTERNATIONAL | GN00001216 | RSUD BANJARNEGARA | PURWOKERTO | JAWA TENGAH | BANJARNEGARA | MAIN UNIT | CUSTOMER | - |  | 28 November 2015 |  | - |  | - |  | ACTIVE
9312295 | SRNEP | NEPTUNE STD MONITOR 6 PAR | IMAGING | SIARE INTERNATIONAL | GN00002986 | RDC PUSAT - RAWAGELAM | PUSAT | DKI JAKARTA | JAKARTA TIMUR | MAIN UNIT | EMP | 25 November 2015 | ANASTASIA OCTAVIN | 1 January 1900 |  | 25 November 2015 | ANASTASIA OCTAVIN | - |  | ACTIVE
9312296 | SRNEP | NEPTUNE STD MONITOR 6 PAR | IMAGING | SIARE INTERNATIONAL | GN00001165 | RSIA LINGGAJATI | CIREBON | JAWA BARAT | KUNINGAN | MAIN UNIT | CUSTOMER | 16 November 2015 | SUKMA WIJAYA - TSE | 16 November 2015 |  | 16 November 2015 | SUKMA WIJAYA - TSE | - |  | ACTIVE
9312297 | SRNEP | NEPTUNE STD MONITOR 6 PAR | IMAGING | SIARE INTERNATIONAL | GN00002248 | RSUD DR SOEGIRI | SURABAYA-1 | JAWA TIMUR | LAMONGAN | MAIN UNIT | CUSTOMER | 3 December 2015 | NGATARI | 3 December 2015 |  | 3 December 2015 | NGATARI | - |  | ACTIVE
9312298 | SRNEP | NEPTUNE STD MONITOR 6 PAR | IMAGING | SIARE INTERNATIONAL | GN00007237 | RSUD SEI DAREH ( SUNGAI DAREH ) | PADANG | SUMATERA BARAT | PULAU PUNJUNG | MAIN UNIT | CUSTOMER | 27 January 2016 | ANASTASIA OCTAVIN | 19 November 2015 |  | 27 January 2016 | ANASTASIA OCTAVIN | - |  | ACTIVE
9312299 | SRNEP | NEPTUNE STD MONITOR 6 PAR | IMAGING | SIARE INTERNATIONAL | GN00000772 | RSU DAYA | MAKASSAR | SULAWESI SELATAN | MAKASSAR | MAIN UNIT | CUSTOMER | 19 May 2016 | DEA MASJA SADALI - TSE | 19 May 2016 |  | 19 May 2016 | DEA MASJA SADALI - TSE | - |  | ACTIVE
9312300 | SRNEP | NEPTUNE STD MONITOR 6 PAR | IMAGING | SIARE INTERNATIONAL | GN00008201 | RSJD SOEJARWADI | SOLO | JAWA TENGAH | KLATEN | MAIN UNIT | CUSTOMER | 3 December 2015 | RAKHMAT | 2 December 2015 |  | 3 December 2015 | RAKHMAT | - |  | ACTIVE
9312301 | SRNEP | NEPTUNE STD MONITOR 6 PAR | IMAGING | SIARE INTERNATIONAL | GN00007237 | RSUD SEI DAREH ( SUNGAI DAREH ) | PADANG | SUMATERA BARAT | PULAU PUNJUNG | MAIN UNIT | CUSTOMER | 27 January 2016 | ANASTASIA OCTAVIN | 19 November 2015 |  | 27 January 2016 | ANASTASIA OCTAVIN | - |  | ACTIVE
9312302 | SRNEP | NEPTUNE STD MONITOR 6 PAR | IMAGING | SIARE INTERNATIONAL | GN00001216 | RSUD BANJARNEGARA | PURWOKERTO | JAWA TENGAH | BANJARNEGARA | MAIN UNIT | CUSTOMER | - |  | 28 November 2015 |  | - |  | - |  | ACTIVE
9312303 | SRNEP | NEPTUNE STD MONITOR 6 PAR | IMAGING | SIARE INTERNATIONAL | GN00002986 | RDC PUSAT - RAWAGELAM | PUSAT | DKI JAKARTA | JAKARTA TIMUR | MAIN UNIT | EMP | 25 November 2015 | ANASTASIA OCTAVIN | 1 January 1900 |  | 25 November 2015 | ANASTASIA OCTAVIN | - |  | ACTIVE
9312304 | SRNEP | NEPTUNE STD MONITOR 6 PAR | IMAGING | SIARE INTERNATIONAL | GN00001901 | RSUP SOERADJI KLATEN | YOGYAKARTA | YOGYAKARTA | YOGYAKARTA | MAIN UNIT | CUSTOMER | 16 March 2016 | RAKHMAT | 16 March 2016 |  | 16 March 2016 | RAKHMAT | - |  | ACTIVE
9312305 | SRNEP | NEPTUNE STD MONITOR 6 PAR | IMAGING | SIARE INTERNATIONAL | GN00001216 | RSUD BANJARNEGARA | PURWOKERTO | JAWA TENGAH | BANJARNEGARA | MAIN UNIT | CUSTOMER | - |  | 28 November 2015 |  | - |  | - |  | ACTIVE
9312306 | SRNEP | NEPTUNE STD MONITOR 6 PAR | IMAGING | SIARE INTERNATIONAL | GN00002986 | RDC PUSAT - RAWAGELAM | PUSAT | DKI JAKARTA | JAKARTA TIMUR | MAIN UNIT | EMP | 25 November 2015 | ANASTASIA OCTAVIN | 1 January 1900 |  | 25 November 2015 | ANASTASIA OCTAVIN | - |  | ACTIVE
9312307 | SRNEP | NEPTUNE STD MONITOR 6 PAR | IMAGING | SIARE INTERNATIONAL | GN00002248 | RSUD DR SOEGIRI | SURABAYA-1 | JAWA TIMUR | LAMONGAN | MAIN UNIT | CUSTOMER | 3 December 2015 | NGATARI | 3 December 2015 |  | 3 December 2015 | NGATARI | - |  | ACTIVE
9312320 | SRNEP | NEPTUNE STD MONITOR 6 PAR | IMAGING | SIARE INTERNATIONAL | GN00001901 | RSUP SOERADJI KLATEN | YOGYAKARTA | YOGYAKARTA | YOGYAKARTA | MAIN UNIT | CUSTOMER | 16 March 2016 | RAKHMAT | 16 March 2016 |  | 16 March 2016 | RAKHMAT | - |  | ACTIVE
9312321 | SRNEP | NEPTUNE STD MONITOR 6 PAR | IMAGING | SIARE INTERNATIONAL | GN00001901 | RSUP SOERADJI KLATEN | YOGYAKARTA | YOGYAKARTA | YOGYAKARTA | MAIN UNIT | CUSTOMER | 16 March 2016 | RAKHMAT | 16 March 2016 |  | 16 March 2016 | RAKHMAT | - |  | ACTIVE
9312322 | SRNEP | NEPTUNE STD MONITOR 6 PAR | IMAGING | SIARE INTERNATIONAL | GN00001165 | RSIA LINGGAJATI | CIREBON | JAWA BARAT | KUNINGAN | MAIN UNIT | CUSTOMER | 16 November 2015 | SUKMA WIJAYA - TSE | 16 November 2015 |  | 16 November 2015 | SUKMA WIJAYA - TSE | - |  | ACTIVE
9312324 | SRNEP | NEPTUNE STD MONITOR 6 PAR | IMAGING | SIARE INTERNATIONAL | GN00006018 | RSUD GUNUNGJATI | CIREBON | JAWA BARAT | CIREBON | MAIN UNIT | CUSTOMER | 9 February 2016 | SUKMA WIJAYA - TSE | 3 September 2015 |  | 9 February 2016 | SUKMA WIJAYA - TSE | - |  | ACTIVE
9312325 | SRNEP | NEPTUNE STD MONITOR 6 PAR | IMAGING | SIARE INTERNATIONAL | GN00002986 | RDC PUSAT - RAWAGELAM | PUSAT | DKI JAKARTA | JAKARTA TIMUR | MAIN UNIT | EMP | 25 November 2015 | ANASTASIA OCTAVIN | 1 January 1900 |  | 25 November 2015 | ANASTASIA OCTAVIN | - |  | ACTIVE
9312326 | SRNEP | NEPTUNE STD MONITOR 6 PAR | IMAGING | SIARE INTERNATIONAL | GN00002248 | RSUD DR SOEGIRI | SURABAYA-1 | JAWA TIMUR | LAMONGAN | MAIN UNIT | CUSTOMER | 29 April 2016 | ZENZEN | 29 April 2016 |  | 29 April 2016 | ZENZEN | - |  | ACTIVE
9312327 | SRNEP | NEPTUNE STD MONITOR 6 PAR | IMAGING | SIARE INTERNATIONAL | GN00000772 | RSU DAYA | MAKASSAR | SULAWESI SELATAN | MAKASSAR | MAIN UNIT | CUSTOMER | 19 May 2016 | DEA MASJA SADALI - TSE | 19 May 2016 |  | 19 May 2016 | DEA MASJA SADALI - TSE | - |  | ACTIVE
9312328 | SRNEP | NEPTUNE STD MONITOR 6 PAR | IMAGING | SIARE INTERNATIONAL | GN00006540 | RSUD DR FAUZIAH BIREUN | BANDA ACEH | ACEH | BIREUEN | MAIN UNIT | CUSTOMER | 20 November 2015 | ARBIANSYAH - TSE | 20 November 2015 |  | 20 November 2015 | ARBIANSYAH - TSE | - |  | ACTIVE
9312329 | SRNEP | NEPTUNE STD MONITOR 6 PAR | IMAGING | SIARE INTERNATIONAL | GN00002986 | RDC PUSAT - RAWAGELAM | PUSAT | DKI JAKARTA | JAKARTA TIMUR | MAIN UNIT | EMP | 25 November 2015 | ANASTASIA OCTAVIN | 1 January 1900 |  | 25 November 2015 | ANASTASIA OCTAVIN | - |  | ACTIVE
9312330 | SRNEP | NEPTUNE STD MONITOR 6 PAR | IMAGING | SIARE INTERNATIONAL | GN00002248 | RSUD DR SOEGIRI | SURABAYA-1 | JAWA TIMUR | LAMONGAN | MAIN UNIT | CUSTOMER | 29 April 2016 | ZENZEN | 29 April 2016 |  | 29 April 2016 | ZENZEN | - |  | ACTIVE
9312331 | SRNEP | NEPTUNE STD MONITOR 6 PAR | IMAGING | SIARE INTERNATIONAL | GN00006018 | RSUD GUNUNGJATI | CIREBON | JAWA BARAT | CIREBON | MAIN UNIT | CUSTOMER | 26 August 2015 | SUKMA WIJAYA - TSE | 3 September 2015 |  | 26 August 2015 | SUKMA WIJAYA - TSE | - |  | ACTIVE
9312332 | SRNEP | NEPTUNE STD MONITOR 6 PAR | IMAGING | SIARE INTERNATIONAL | GN00002248 | RSUD DR SOEGIRI | SURABAYA-1 | JAWA TIMUR | LAMONGAN | MAIN UNIT | CUSTOMER | 29 April 2016 | ZENZEN | 29 April 2016 |  | 29 April 2016 | ZENZEN | - |  | ACTIVE
9312334 | SRNEP | NEPTUNE STD MONITOR 6 PAR | IMAGING | SIARE INTERNATIONAL | GN00007237 | RSUD SEI DAREH ( SUNGAI DAREH ) | PADANG | SUMATERA BARAT | PULAU PUNJUNG | MAIN UNIT | CUSTOMER | 27 January 2016 | ANASTASIA OCTAVIN | 19 November 2015 |  | 27 January 2016 | ANASTASIA OCTAVIN | - |  | ACTIVE
9312336 | SRNEP | NEPTUNE STD MONITOR 6 PAR | IMAGING | SIARE INTERNATIONAL | GN00006018 | RSUD GUNUNGJATI | CIREBON | JAWA BARAT | CIREBON | MAIN UNIT | CUSTOMER | 26 August 2015 | SUKMA WIJAYA - TSE | 3 September 2015 |  | 26 August 2015 | SUKMA WIJAYA - TSE | - |  | ACTIVE
9312338 | SRNEP | NEPTUNE STD MONITOR 6 PAR | IMAGING | SIARE INTERNATIONAL | GN00006540 | RSUD DR FAUZIAH BIREUN | BANDA ACEH | ACEH | BIREUEN | MAIN UNIT | CUSTOMER | 20 November 2015 | ARBIANSYAH - TSE | 20 November 2015 |  | 20 November 2015 | ARBIANSYAH - TSE | - |  | ACTIVE
9312339 | SRNEP | NEPTUNE STD MONITOR 6 PAR | IMAGING | SIARE INTERNATIONAL | GN00001271 | RS JIWA BANGLI | DENPASAR | BALI | BANGLI | MAIN UNIT | CUSTOMER | - |  | 3 May 2016 |  | - |  | - |  | ACTIVE
9312340 | SRNEP | NEPTUNE STD MONITOR 6 PAR | IMAGING | SIARE INTERNATIONAL | GN00002248 | RSUD DR SOEGIRI | SURABAYA-1 | JAWA TIMUR | LAMONGAN | MAIN UNIT | CUSTOMER | 3 December 2015 | NGATARI | 3 December 2015 |  | 3 December 2015 | NGATARI | - |  | ACTIVE
9312341 | SRNEP | NEPTUNE STD MONITOR 6 PAR | IMAGING | SIARE INTERNATIONAL | GN00000772 | RSU DAYA | MAKASSAR | SULAWESI SELATAN | MAKASSAR | MAIN UNIT | CUSTOMER | 19 May 2016 | DEA MASJA SADALI - TSE | 19 May 2016 |  | 19 May 2016 | DEA MASJA SADALI - TSE | - |  | ACTIVE
9312342 | SRNEP | NEPTUNE STD MONITOR 6 PAR | IMAGING | SIARE INTERNATIONAL | GN00001216 | RSUD BANJARNEGARA | PURWOKERTO | JAWA TENGAH | BANJARNEGARA | MAIN UNIT | CUSTOMER | - |  | 30 May 2016 |  | - |  | - |  | ACTIVE
9312344 | SRNEP | NEPTUNE STD MONITOR 6 PAR | IMAGING | SIARE INTERNATIONAL | GN00001216 | RSUD BANJARNEGARA | PURWOKERTO | JAWA TENGAH | BANJARNEGARA | MAIN UNIT | CUSTOMER | - |  | 28 November 2015 |  | - |  | - |  | ACTIVE
9312345 | SRNEP | NEPTUNE STD MONITOR 6 PAR | IMAGING | SIARE INTERNATIONAL | GN00007060 | RSUD MEURAXA | BANDA ACEH | ACEH | BANDA ACEH | MAIN UNIT | CUSTOMER | 25 November 2015 | SATRIA KUSUMA - TSE | 4 December 2015 |  | 25 November 2015 | SATRIA KUSUMA - TSE | - |  | ACTIVE
9312346 | SRNEP | NEPTUNE STD MONITOR 6 PAR | IMAGING | SIARE INTERNATIONAL | GN00006540 | RSUD DR FAUZIAH BIREUN | BANDA ACEH | ACEH | BIREUEN | MAIN UNIT | CUSTOMER | 20 November 2015 | ARBIANSYAH - TSE | 20 November 2015 |  | 20 November 2015 | ARBIANSYAH - TSE | - |  | ACTIVE
9312347 | SRNEP | NEPTUNE STD MONITOR 6 PAR | IMAGING | SIARE INTERNATIONAL | GN00001216 | RSUD BANJARNEGARA | PURWOKERTO | JAWA TENGAH | BANJARNEGARA | MAIN UNIT | CUSTOMER | - |  | 28 November 2015 |  | - |  | - |  | ACTIVE
9312348 | SRNEP | NEPTUNE STD MONITOR 6 PAR | IMAGING | SIARE INTERNATIONAL | GN00001216 | RSUD BANJARNEGARA | PURWOKERTO | JAWA TENGAH | BANJARNEGARA | MAIN UNIT | CUSTOMER | - |  | 28 November 2015 |  | - |  | - |  | ACTIVE
9312349 | SRNEP | NEPTUNE STD MONITOR 6 PAR | IMAGING | SIARE INTERNATIONAL | GN00007237 | RSUD SEI DAREH ( SUNGAI DAREH ) | PADANG | SUMATERA BARAT | PULAU PUNJUNG | MAIN UNIT | CUSTOMER | 27 January 2016 | ANASTASIA OCTAVIN | 19 November 2015 |  | 27 January 2016 | ANASTASIA OCTAVIN | - |  | ACTIVE
9312350 | SRNEP | NEPTUNE STD MONITOR 6 PAR | IMAGING | SIARE INTERNATIONAL | GN00008201 | RSJD SOEJARWADI | SOLO | JAWA TENGAH | KLATEN | MAIN UNIT | CUSTOMER | 3 December 2015 | RAKHMAT | 2 December 2015 |  | 3 December 2015 | RAKHMAT | - |  | ACTIVE
9312351 | SRNEP | NEPTUNE STD MONITOR 6 PAR | IMAGING | SIARE INTERNATIONAL | GN00001216 | RSUD BANJARNEGARA | PURWOKERTO | JAWA TENGAH | BANJARNEGARA | MAIN UNIT | CUSTOMER | - |  | 30 May 2016 |  | - |  | - |  | ACTIVE
9312352 | SRNEP | NEPTUNE STD MONITOR 6 PAR | IMAGING | SIARE INTERNATIONAL | GN00002986 | RDC PUSAT - RAWAGELAM | PUSAT | DKI JAKARTA | JAKARTA TIMUR | MAIN UNIT | EMP | 26 November 2015 | ANASTASIA OCTAVIN | 1 January 1900 |  | 26 November 2015 | ANASTASIA OCTAVIN | - |  | ACTIVE
9312353 | SRNEP | NEPTUNE STD MONITOR 6 PAR | IMAGING | SIARE INTERNATIONAL | GN00008201 | RSJD SOEJARWADI | SOLO | JAWA TENGAH | KLATEN | MAIN UNIT | CUSTOMER | 3 December 2015 | RAKHMAT | 2 December 2015 |  | 3 December 2015 | RAKHMAT | - |  | ACTIVE
9312364 | SRCNK | D16 CENTRAL STATION | IMAGING | SIARE INTERNATIONAL | GN00001066 | RSUD CIBINONG | BOGOR | JAWA BARAT | BOGOR | MAIN UNIT | CUSTOMER | 22 November 2016 | IBNUL AZIZ - TSE | 1 December 2015 |  | 22 November 2016 | IBNUL AZIZ - TSE | - |  | ACTIVE
9312366 | SRNEP | NEPTUNE STD MONITOR 6 PAR | IMAGING | SIARE INTERNATIONAL | GN00002396 | RSUD MARIA WALANDA MARAMIS | MANADO | SULAWESI UTARA | MINAHASA | MAIN UNIT | CUSTOMER | 30 September 2015 | HARI UDI RAHARJO - TSE | 30 September 2015 |  | 30 September 2015 | HARI UDI RAHARJO - TSE | - |  | ACTIVE
9312367 | SRNEP | NEPTUNE STD MONITOR 6 PAR | IMAGING | SIARE INTERNATIONAL | GN00002986 | RDC PUSAT - RAWAGELAM | PUSAT | DKI JAKARTA | JAKARTA TIMUR | MAIN UNIT | EMP | 16 November 2015 | HARI UDI RAHARJO - TSE | 1 January 1900 |  | 16 November 2015 | HARI UDI RAHARJO - TSE | - |  | ACTIVE
9312368 | SRNEP | NEPTUNE STD MONITOR 6 PAR | IMAGING | SIARE INTERNATIONAL | GN00002396 | RSUD MARIA WALANDA MARAMIS | MANADO | SULAWESI UTARA | MINAHASA | MAIN UNIT | CUSTOMER | 30 September 2015 | HARI UDI RAHARJO - TSE | 30 September 2015 |  | 30 September 2015 | HARI UDI RAHARJO - TSE | - |  | ACTIVE
9312369 | SRNEP | NEPTUNE STD MONITOR 6 PAR | IMAGING | SIARE INTERNATIONAL | GN00001066 | RSUD CIBINONG | BOGOR | JAWA BARAT | BOGOR | MAIN UNIT | CUSTOMER | 28 September 2015 | IBNUL AZIZ - TSE | 28 September 2015 |  | 28 September 2015 | IBNUL AZIZ - TSE | - |  | ACTIVE
9312370 | SRNEP | NEPTUNE STD MONITOR 6 PAR | IMAGING | SIARE INTERNATIONAL | GN00001066 | RSUD CIBINONG | BOGOR | JAWA BARAT | BOGOR | MAIN UNIT | CUSTOMER | 28 September 2015 | IBNUL AZIZ - TSE | 28 September 2015 |  | 28 September 2015 | IBNUL AZIZ - TSE | - |  | ACTIVE
9312371 | SRNEP | NEPTUNE STD MONITOR 6 PAR | IMAGING | SIARE INTERNATIONAL | GN00001066 | RSUD CIBINONG | BOGOR | JAWA BARAT | BOGOR | MAIN UNIT | CUSTOMER | 28 September 2015 | IBNUL AZIZ - TSE | 28 September 2015 |  | 28 September 2015 | IBNUL AZIZ - TSE | - |  | ACTIVE
9312372 | SRNEP | NEPTUNE STD MONITOR 6 PAR | IMAGING | SIARE INTERNATIONAL | GN00002396 | RSUD MARIA WALANDA MARAMIS | MANADO | SULAWESI UTARA | MINAHASA | MAIN UNIT | CUSTOMER | 30 September 2015 | HARI UDI RAHARJO - TSE | 30 September 2015 |  | 30 September 2015 | HARI UDI RAHARJO - TSE | - |  | ACTIVE
9312373 | SRNEP | NEPTUNE STD MONITOR 6 PAR | IMAGING | SIARE INTERNATIONAL | GN00001066 | RSUD CIBINONG | BOGOR | JAWA BARAT | BOGOR | MAIN UNIT | CUSTOMER | 28 September 2015 | IBNUL AZIZ - TSE | 28 September 2015 |  | 28 September 2015 | IBNUL AZIZ - TSE | - |  | ACTIVE
9312374 | SRNEP | NEPTUNE STD MONITOR 6 PAR | IMAGING | SIARE INTERNATIONAL | GN00001066 | RSUD CIBINONG | BOGOR | JAWA BARAT | BOGOR | MAIN UNIT | CUSTOMER | 28 September 2015 | IBNUL AZIZ - TSE | 28 September 2015 |  | 28 September 2015 | IBNUL AZIZ - TSE | - |  | ACTIVE
9312375 | NRNEP | NEPTUNE STD MONITOR 6 PAR | IMAGING | SIARE INTERNATIONAL | GN00001066 | RSUD CIBINONG | BOGOR | JAWA BARAT | BOGOR | MAIN UNIT | CUSTOMER | 20 October 2015 | TRIYONO - TSE AREA BARAT | 28 September 2015 |  | 20 October 2015 | TRIYONO - TSE AREA BARAT | - |  | ACTIVE
9312376 | SRNEP | NEPTUNE STD MONITOR 6 PAR | IMAGING | SIARE INTERNATIONAL | GN00001066 | RSUD CIBINONG | BOGOR | JAWA BARAT | BOGOR | MAIN UNIT | CUSTOMER | 28 September 2015 | IBNUL AZIZ - TSE | 28 September 2015 |  | 28 September 2015 | IBNUL AZIZ - TSE | - |  | ACTIVE
9312377 | SRNEP | NEPTUNE STD MONITOR 6 PAR | IMAGING | SIARE INTERNATIONAL | GN00001066 | RSUD CIBINONG | BOGOR | JAWA BARAT | BOGOR | MAIN UNIT | CUSTOMER | 28 September 2015 | IBNUL AZIZ - TSE | 28 September 2015 |  | 28 September 2015 | IBNUL AZIZ - TSE | - |  | ACTIVE
9312378 | SRNEP | NEPTUNE STD MONITOR 6 PAR | IMAGING | SIARE INTERNATIONAL | GN00001165 | RSIA LINGGAJATI | CIREBON | JAWA BARAT | KUNINGAN | MAIN UNIT | CUSTOMER | 26 August 2015 | SUKMA WIJAYA - TSE | 1 September 2015 |  | 26 August 2015 | SUKMA WIJAYA - TSE | - |  | ACTIVE
9312379 | SRNEP | NEPTUNE STD MONITOR 6 PAR | IMAGING | SIARE INTERNATIONAL | GN00001165 | RSIA LINGGAJATI | CIREBON | JAWA BARAT | KUNINGAN | MAIN UNIT | CUSTOMER | 26 August 2015 | SUKMA WIJAYA - TSE | 1 September 2015 |  | 26 August 2015 | SUKMA WIJAYA - TSE | - |  | ACTIVE
9312380 | SRNEP | NEPTUNE STD MONITOR 6 PAR | IMAGING | SIARE INTERNATIONAL | GN00006874 | DINAS KESEHATAN KAB/ KOTA. KUTAI TIMUR | SAMARINDA | KALIMANTAN TIMUR | SANGATTA | MAIN UNIT | CUSTOMER | 8 September 2016 | TEGAR PANDU - TSE | 1 September 2016 |  | 8 September 2016 | TEGAR PANDU - TSE | - |  | ACTIVE
9312381 | SRNEP | NEPTUNE STD MONITOR 6 PAR | IMAGING | SIARE INTERNATIONAL | GN00007593 | RSUD DR.ABD. RIVAI | SAMARINDA | KALIMANTAN TIMUR | SAMARINDA | MAIN UNIT | CUSTOMER | 21 July 2016 | TEGAR PANDU - TSE | 19 July 2016 |  | 21 July 2016 | TEGAR PANDU - TSE | - |  | ACTIVE
9312383 | SRNEP | NEPTUNE STD MONITOR 6 PAR | IMAGING | SIARE INTERNATIONAL | GN00002396 | RSUD MARIA WALANDA MARAMIS | MANADO | SULAWESI UTARA | MINAHASA | MAIN UNIT | CUSTOMER | 30 September 2015 | HARI UDI RAHARJO - TSE | 30 September 2015 |  | 30 September 2015 | HARI UDI RAHARJO - TSE | - |  | ACTIVE
9312384 | SRNEP | NEPTUNE STD MONITOR 6 PAR | IMAGING | SIARE INTERNATIONAL | GN00001165 | RSIA LINGGAJATI | CIREBON | JAWA BARAT | KUNINGAN | MAIN UNIT | CUSTOMER | 26 August 2015 | SUKMA WIJAYA - TSE | 1 September 2015 |  | 26 August 2015 | SUKMA WIJAYA - TSE | - |  | ACTIVE
9312385 | SRNEP | NEPTUNE STD MONITOR 6 PAR | IMAGING | SIARE INTERNATIONAL | GN00002396 | RSUD MARIA WALANDA MARAMIS | MANADO | SULAWESI UTARA | MINAHASA | MAIN UNIT | CUSTOMER | 30 September 2015 | HARI UDI RAHARJO - TSE | 30 September 2015 |  | 30 September 2015 | HARI UDI RAHARJO - TSE | - |  | ACTIVE
9312386 | SRNEP | NEPTUNE STD MONITOR 6 PAR | IMAGING | SIARE INTERNATIONAL | GN00002248 | RSUD DR SOEGIRI | SURABAYA-1 | JAWA TIMUR | LAMONGAN | MAIN UNIT | CUSTOMER | 3 December 2015 | NGATARI | 3 December 2015 |  | 3 December 2015 | NGATARI | - |  | ACTIVE
9312387 | SRNEP | NEPTUNE STD MONITOR 6 PAR | IMAGING | SIARE INTERNATIONAL | GN00000795 | RSUD PANGKEP | MAKASSAR | SULAWESI SELATAN | MAKASSAR | MAIN UNIT | CUSTOMER | 26 August 2015 | ARIEF SETIAWAN - TSE CP | 16 November 2015 |  | 26 August 2015 | ARIEF SETIAWAN - TSE CP | - |  | ACTIVE
9312388 | SRNEP | NEPTUNE STD MONITOR 6 PAR | IMAGING | SIARE INTERNATIONAL | GN00002396 | RSUD MARIA WALANDA MARAMIS | MANADO | SULAWESI UTARA | MINAHASA | MAIN UNIT | CUSTOMER | 30 September 2015 | HARI UDI RAHARJO - TSE | 30 September 2015 |  | 30 September 2015 | HARI UDI RAHARJO - TSE | - |  | ACTIVE
9312389 | SRNEP | NEPTUNE STD MONITOR 6 PAR | IMAGING | SIARE INTERNATIONAL | GN00001165 | RSIA LINGGAJATI | CIREBON | JAWA BARAT | KUNINGAN | MAIN UNIT | CUSTOMER | 26 August 2015 | SUKMA WIJAYA - TSE | 1 September 2015 |  | 26 August 2015 | SUKMA WIJAYA - TSE | - |  | ACTIVE
9312390 | SRNEP | NEPTUNE STD MONITOR 6 PAR | IMAGING | SIARE INTERNATIONAL | GN00006540 | RSUD DR FAUZIAH BIREUN | BANDA ACEH | ACEH | BIREUEN | MAIN UNIT | CUSTOMER | 20 November 2015 | ARBIANSYAH - TSE | 20 November 2015 |  | 20 November 2015 | ARBIANSYAH - TSE | - |  | ACTIVE
9312391 | SRNEP | NEPTUNE STD MONITOR 6 PAR | IMAGING | SIARE INTERNATIONAL | GN00002396 | RSUD MARIA WALANDA MARAMIS | MANADO | SULAWESI UTARA | MINAHASA | MAIN UNIT | CUSTOMER | 30 September 2015 | HARI UDI RAHARJO - TSE | 30 September 2015 |  | 30 September 2015 | HARI UDI RAHARJO - TSE | - |  | ACTIVE
9312392 | SRNEP | NEPTUNE STD MONITOR 6 PAR | IMAGING | SIARE INTERNATIONAL | GN00006540 | RSUD DR FAUZIAH BIREUN | BANDA ACEH | ACEH | BIREUEN | MAIN UNIT | CUSTOMER | 28 June 2016 | SATRIA KUSUMA - TSE | 28 June 2016 |  | 28 June 2016 | SATRIA KUSUMA - TSE | - |  | ACTIVE
9312393 | SRNEP | NEPTUNE STD MONITOR 6 PAR | IMAGING | SIARE INTERNATIONAL | GN00000795 | RSUD PANGKEP | MAKASSAR | SULAWESI SELATAN | MAKASSAR | MAIN UNIT | CUSTOMER | 26 August 2015 | ARIEF SETIAWAN - TSE CP | 16 November 2015 |  | 26 August 2015 | ARIEF SETIAWAN - TSE CP | - |  | ACTIVE
9312394 | SRNEP | NEPTUNE STD MONITOR 6 PAR | IMAGING | SIARE INTERNATIONAL | GN00000373 | RSUD FL TOBING SIBOLGA | PEMATANG SIANTAR | SUMATERA UTARA | SIBOLGA | MAIN UNIT | CUSTOMER | 26 August 2015 | ARBIANSYAH - TSE | 5 November 2015 |  | 26 August 2015 | ARBIANSYAH - TSE | - |  | ACTIVE
9312396 | SRNEP | NEPTUNE STD MONITOR 6 PAR | IMAGING | SIARE INTERNATIONAL | GN00002986 | RDC PUSAT - RAWAGELAM | PUSAT | DKI JAKARTA | JAKARTA TIMUR | MAIN UNIT | EMP | 26 August 2015 | ARIEF SETIAWAN - TSE CP | 1 January 1900 |  | 26 August 2015 | ARIEF SETIAWAN - TSE CP | - |  | ACTIVE
9312397 | SRNEP | NEPTUNE STD MONITOR 6 PAR | IMAGING | SIARE INTERNATIONAL | GN00006018 | RSUD GUNUNGJATI | CIREBON | JAWA BARAT | CIREBON | MAIN UNIT | CUSTOMER | 26 August 2015 | SUKMA WIJAYA - TSE | 3 September 2015 |  | 26 August 2015 | SUKMA WIJAYA - TSE | - |  | ACTIVE
93C484-B | CSWMT | X RAY CEILING WITH TABLE | IMAGING | BMI BIOMED. INT. SRL | GN00000273 | RSU SULIKI | PADANG | SUMATERA BARAT | LIMA PULUH KOTA | MAIN UNIT | CUSTOMER | 15 December 2015 | TRIYONO - TSE AREA BARAT | 7 December 2015 |  | 15 December 2015 | TRIYONO - TSE AREA BARAT | - |  | ACTIVE
94/XII/13 | 807IW |  |  |  | GN00008621 | PUSKESMAS PONED | BANDUNG | JAWA BARAT | BANDUNG | MAIN UNIT | CUSTOMER | 5 May 2015 | SUKMA WIJAYA - TSE | 21 October 2011 |  | 5 May 2015 | SUKMA WIJAYA - TSE | - |  | INACTIVE
94012393 | FS75U | Spiroanalyser St-75 |  |  | GN00002986 | RDC PUSAT - RAWAGELAM | PUSAT | DKI JAKARTA | JAKARTA TIMUR | MAIN UNIT | EMP | - |  | 25 March 2019 |  | - |  | - |  | INACTIVE
9408281 | NX16U |  |  |  | GN00002178 | RSUD DR SOETOMO SURABAYA | SURABAYA-1 | JAWA TIMUR | SURABAYA | MAIN UNIT | CUSTOMER | - |  | 1 January 1900 |  | - |  | - |  | INACTIVE
9409105 | SRNEP | NEPTUNE STD MONITOR 6 PAR | IMAGING | SIARE INTERNATIONAL | GN00001066 | RSUD CIBINONG | BOGOR | JAWA BARAT | BOGOR | MAIN UNIT | CUSTOMER | 22 August 2016 | IBNUL AZIZ - TSE | 22 August 2016 |  | 22 August 2016 | IBNUL AZIZ - TSE | - |  | ACTIVE
9409106 | SRNEP | NEPTUNE STD MONITOR 6 PAR | IMAGING | SIARE INTERNATIONAL | GN00001066 | RSUD CIBINONG | BOGOR | JAWA BARAT | BOGOR | MAIN UNIT | CUSTOMER | 22 August 2016 | IBNUL AZIZ - TSE | 22 August 2016 |  | 22 August 2016 | IBNUL AZIZ - TSE | - |  | ACTIVE
9409107 | SRNEP | NEPTUNE STD MONITOR 6 PAR | IMAGING | SIARE INTERNATIONAL | GN00001066 | RSUD CIBINONG | BOGOR | JAWA BARAT | BOGOR | MAIN UNIT | CUSTOMER | 22 August 2016 | IBNUL AZIZ - TSE | 22 August 2016 |  | 22 August 2016 | IBNUL AZIZ - TSE | - |  | ACTIVE
9409108 | SRNEP | NEPTUNE STD MONITOR 6 PAR | IMAGING | SIARE INTERNATIONAL | GN00001066 | RSUD CIBINONG | BOGOR | JAWA BARAT | BOGOR | MAIN UNIT | CUSTOMER | 22 August 2016 | IBNUL AZIZ - TSE | 22 August 2016 |  | 22 August 2016 | IBNUL AZIZ - TSE | - |  | ACTIVE
9409110 | SRNEP | NEPTUNE STD MONITOR 6 PAR | IMAGING | SIARE INTERNATIONAL | GN00006540 | RSUD DR FAUZIAH BIREUN | BANDA ACEH | ACEH | BIREUEN | MAIN UNIT | CUSTOMER | 1 July 2016 | SATRIA KUSUMA - TSE | 29 June 2016 |  | 1 July 2016 | SATRIA KUSUMA - TSE | - |  | ACTIVE
9409111 | SRNEP | NEPTUNE STD MONITOR 6 PAR | IMAGING | SIARE INTERNATIONAL | GN00001066 | RSUD CIBINONG | BOGOR | JAWA BARAT | BOGOR | MAIN UNIT | CUSTOMER | 22 August 2016 | IBNUL AZIZ - TSE | 22 August 2016 |  | 22 August 2016 | IBNUL AZIZ - TSE | - |  | ACTIVE
9409112 | SRNEP | NEPTUNE STD MONITOR 6 PAR | IMAGING | SIARE INTERNATIONAL | GN00001066 | RSUD CIBINONG | BOGOR | JAWA BARAT | BOGOR | MAIN UNIT | CUSTOMER | 22 August 2016 | IBNUL AZIZ - TSE | 22 August 2016 |  | 22 August 2016 | IBNUL AZIZ - TSE | - |  | ACTIVE
9409113 | SRNEP | NEPTUNE STD MONITOR 6 PAR | IMAGING | SIARE INTERNATIONAL | GN00001066 | RSUD CIBINONG | BOGOR | JAWA BARAT | BOGOR | MAIN UNIT | CUSTOMER | 22 August 2016 | IBNUL AZIZ - TSE | 22 August 2016 |  | 22 August 2016 | IBNUL AZIZ - TSE | - |  | ACTIVE
9409115 | SRNEP | NEPTUNE STD MONITOR 6 PAR | IMAGING | SIARE INTERNATIONAL | GN00001066 | RSUD CIBINONG | BOGOR | JAWA BARAT | BOGOR | MAIN UNIT | CUSTOMER | 22 August 2016 | IBNUL AZIZ - TSE | 22 August 2016 |  | 22 August 2016 | IBNUL AZIZ - TSE | - |  | ACTIVE
9409117 | SRNEP | NEPTUNE STD MONITOR 6 PAR | IMAGING | SIARE INTERNATIONAL | GN00001066 | RSUD CIBINONG | BOGOR | JAWA BARAT | BOGOR | MAIN UNIT | CUSTOMER | 22 August 2016 | IBNUL AZIZ - TSE | 22 August 2016 |  | 22 August 2016 | IBNUL AZIZ - TSE | - |  | ACTIVE
9409118 | SRNEP | NEPTUNE STD MONITOR 6 PAR | IMAGING | SIARE INTERNATIONAL | GN00006540 | RSUD DR FAUZIAH BIREUN | BANDA ACEH | ACEH | BIREUEN | MAIN UNIT | CUSTOMER | 28 June 2016 | SATRIA KUSUMA - TSE | 28 June 2016 |  | 28 June 2016 | SATRIA KUSUMA - TSE | - |  | ACTIVE
9409119 | SRNEP | NEPTUNE STD MONITOR 6 PAR | IMAGING | SIARE INTERNATIONAL | GN00006540 | RSUD DR FAUZIAH BIREUN | BANDA ACEH | ACEH | BIREUEN | MAIN UNIT | CUSTOMER | 28 June 2016 | SATRIA KUSUMA - TSE | 28 June 2016 |  | 28 June 2016 | SATRIA KUSUMA - TSE | - |  | ACTIVE
9409124 | SRNEP | NEPTUNE STD MONITOR 6 PAR | IMAGING | SIARE INTERNATIONAL | GN00002986 | RDC PUSAT - RAWAGELAM | PUSAT | DKI JAKARTA | JAKARTA TIMUR | MAIN UNIT | EMP | 30 August 2016 | ANTONIUS SAGITA - KALIBRASI | 21 July 2016 |  | 30 August 2016 | ANTONIUS SAGITA - KALIBRASI | - |  | ACTIVE
9409125 | SRNEP | NEPTUNE STD MONITOR 6 PAR | IMAGING | SIARE INTERNATIONAL | GN00006540 | RSUD DR FAUZIAH BIREUN | BANDA ACEH | ACEH | BIREUEN | MAIN UNIT | CUSTOMER | 29 December 2016 | ARIEF SETIAWAN - TSE CP | 29 June 2016 |  | 29 December 2016 | ARIEF SETIAWAN - TSE CP | - |  | ACTIVE
9409126 | SRNEP | NEPTUNE STD MONITOR 6 PAR | IMAGING | SIARE INTERNATIONAL | GN00002986 | RDC PUSAT - RAWAGELAM | PUSAT | DKI JAKARTA | JAKARTA TIMUR | MAIN UNIT | EMP | 30 August 2016 | ANTONIUS SAGITA - KALIBRASI | 21 July 2016 |  | 30 August 2016 | ANTONIUS SAGITA - KALIBRASI | - |  | ACTIVE
9409128 | SRNEP | NEPTUNE STD MONITOR 6 PAR | IMAGING | SIARE INTERNATIONAL | GN00006540 | RSUD DR FAUZIAH BIREUN | BANDA ACEH | ACEH | BIREUEN | MAIN UNIT | CUSTOMER | 28 June 2016 | SATRIA KUSUMA - TSE | 28 June 2016 |  | 28 June 2016 | SATRIA KUSUMA - TSE | - |  | ACTIVE
9409129 | SRNEP | NEPTUNE STD MONITOR 6 PAR | IMAGING | SIARE INTERNATIONAL | GN00006540 | RSUD DR FAUZIAH BIREUN | BANDA ACEH | ACEH | BIREUEN | MAIN UNIT | CUSTOMER | 28 June 2016 | SATRIA KUSUMA - TSE | 28 June 2016 |  | 28 June 2016 | SATRIA KUSUMA - TSE | - |  | ACTIVE
9409130 | SRNEP | NEPTUNE STD MONITOR 6 PAR | IMAGING | SIARE INTERNATIONAL | GN00005849 | DINAS KESEHATAN KAB/ KOTA. NIAS | PEMATANG SIANTAR | SUMATERA UTARA | NIAS | MAIN UNIT | CUSTOMER | 16 November 2016 | SATRIA KUSUMA - TSE | 16 November 2016 |  | 16 November 2016 | SATRIA KUSUMA - TSE | - |  | ACTIVE
9409131 | SRNEP | NEPTUNE STD MONITOR 6 PAR | IMAGING | SIARE INTERNATIONAL | GN00006044 | RUMAH SAKIT BHAYANGKARA INDRAMAYU | CIREBON | JAWA BARAT | CIREBON | MAIN UNIT | CUSTOMER | 14 October 2016 | BUDI SUROSO - TSE | 21 July 2016 |  | 14 October 2016 | BUDI SUROSO - TSE | - |  | ACTIVE
95/2H-4/11 | TE023 | PHOTOTHERAPY TLC 2 H 4 | IMAGING | TESENA INOVINDO, PT | GN00008622 | PUSKESMAS BATUJAJAR | BANDUNG | JAWA BARAT | BANDUNG | MAIN UNIT | CUSTOMER | 5 May 2015 | SUKMA WIJAYA - TSE | 21 October 2011 |  | 5 May 2015 | SUKMA WIJAYA - TSE | - |  | ACTIVE
9504142 | SRNEP | NEPTUNE STD MONITOR 6 PAR | IMAGING | SIARE INTERNATIONAL | GN00001413 | RSU DR TC HILLERS MAUMERE | KUPANG | NUSA TENGGARA TIMUR | MAUMERE | MAIN UNIT | CUSTOMER | 22 December 2016 | I KADEK - TSE | 22 December 2016 |  | 22 December 2016 | I KADEK - TSE | - |  | ACTIVE
9504143 | SRNEP | NEPTUNE STD MONITOR 6 PAR | IMAGING | SIARE INTERNATIONAL | GN00001413 | RSU DR TC HILLERS MAUMERE | KUPANG | NUSA TENGGARA TIMUR | MAUMERE | MAIN UNIT | CUSTOMER | 22 December 2016 | I KADEK - TSE | 22 December 2016 |  | 22 December 2016 | I KADEK - TSE | - |  | ACTIVE
9504144 | SRNEP | NEPTUNE STD MONITOR 6 PAR | IMAGING | SIARE INTERNATIONAL | GN00001216 | RSUD BANJARNEGARA | PURWOKERTO | JAWA TENGAH | BANJARNEGARA | MAIN UNIT | CUSTOMER | - |  | 29 November 2016 |  | - |  | - |  | ACTIVE
9504146 | SRNEP | NEPTUNE STD MONITOR 6 PAR | IMAGING | SIARE INTERNATIONAL | GN00000450 | RSUD SABANG | BANDA ACEH | ACEH | SABANG | MAIN UNIT | CUSTOMER | 1 November 2016 | ARBIANSYAH - TSE | 1 November 2016 |  | 1 November 2016 | ARBIANSYAH - TSE | - |  | ACTIVE
9504147 | SRNEP | NEPTUNE STD MONITOR 6 PAR | IMAGING | SIARE INTERNATIONAL | GN00002986 | RDC PUSAT - RAWAGELAM | PUSAT | DKI JAKARTA | JAKARTA TIMUR | MAIN UNIT | EMP | 21 November 2016 | ARIEF SETIAWAN - TSE CP | 21 November 2016 |  | 21 November 2016 | ARIEF SETIAWAN - TSE CP | - |  | ACTIVE
9504148 | SRNEP | NEPTUNE STD MONITOR 6 PAR | IMAGING | SIARE INTERNATIONAL | GN00002986 | RDC PUSAT - RAWAGELAM | PUSAT | DKI JAKARTA | JAKARTA TIMUR | MAIN UNIT | EMP | 1 December 2016 | ARIEF SETIAWAN - TSE CP | 30 November 2016 |  | 1 December 2016 | ARIEF SETIAWAN - TSE CP | - |  | ACTIVE
9504149 | SRNEP | NEPTUNE STD MONITOR 6 PAR | IMAGING | SIARE INTERNATIONAL | GN00001413 | RSU DR TC HILLERS MAUMERE | KUPANG | NUSA TENGGARA TIMUR | MAUMERE | MAIN UNIT | CUSTOMER | 22 December 2016 | I KADEK - TSE | 22 December 2016 |  | 22 December 2016 | I KADEK - TSE | - |  | ACTIVE
9504150 | SRNEP | NEPTUNE STD MONITOR 6 PAR | IMAGING | SIARE INTERNATIONAL | GN00000450 | RSUD SABANG | BANDA ACEH | ACEH | SABANG | MAIN UNIT | CUSTOMER | 1 November 2016 | ARBIANSYAH - TSE | 1 November 2016 |  | 1 November 2016 | ARBIANSYAH - TSE | - |  | ACTIVE
9504151 | SRNEP | NEPTUNE STD MONITOR 6 PAR | IMAGING | SIARE INTERNATIONAL | GN00002986 | RDC PUSAT - RAWAGELAM | PUSAT | DKI JAKARTA | JAKARTA TIMUR | MAIN UNIT | EMP | 4 October 2016 | GATOT SURYA ADIPUTRA - TSE | 4 October 2016 |  | 4 October 2016 | GATOT SURYA ADIPUTRA - TSE | - |  | ACTIVE
9504152 | SRNEP | NEPTUNE STD MONITOR 6 PAR | IMAGING | SIARE INTERNATIONAL | GN00001413 | RSU DR TC HILLERS MAUMERE | KUPANG | NUSA TENGGARA TIMUR | MAUMERE | MAIN UNIT | CUSTOMER | 22 December 2016 | I KADEK - TSE | 22 December 2016 |  | 22 December 2016 | I KADEK - TSE | - |  | ACTIVE
9504153 | SRNEP | NEPTUNE STD MONITOR 6 PAR | IMAGING | SIARE INTERNATIONAL | GN00001216 | RSUD BANJARNEGARA | PURWOKERTO | JAWA TENGAH | BANJARNEGARA | MAIN UNIT | CUSTOMER | - |  | 29 November 2016 |  | - |  | - |  | ACTIVE
9504154 | SRNEP | NEPTUNE STD MONITOR 6 PAR | IMAGING | SIARE INTERNATIONAL | GN00001413 | RSU DR TC HILLERS MAUMERE | KUPANG | NUSA TENGGARA TIMUR | MAUMERE | MAIN UNIT | CUSTOMER | 22 December 2016 | I KADEK - TSE | 22 December 2016 |  | 22 December 2016 | I KADEK - TSE | - |  | ACTIVE
9504155 | SRNEP | NEPTUNE STD MONITOR 6 PAR | IMAGING | SIARE INTERNATIONAL | GN00002986 | RDC PUSAT - RAWAGELAM | PUSAT | DKI JAKARTA | JAKARTA TIMUR | MAIN UNIT | EMP | 4 October 2016 | LEO LANANG SIGIT - TSE CP | 4 October 2016 |  | 4 October 2016 | LEO LANANG SIGIT - TSE CP | - |  | ACTIVE
9504156 | SRNEP | NEPTUNE STD MONITOR 6 PAR | IMAGING | SIARE INTERNATIONAL | GN00001413 | RSU DR TC HILLERS MAUMERE | KUPANG | NUSA TENGGARA TIMUR | MAUMERE | MAIN UNIT | CUSTOMER | 22 December 2016 | I KADEK - TSE | 22 December 2016 |  | 22 December 2016 | I KADEK - TSE | - |  | ACTIVE
9504157 | SRNEP | NEPTUNE STD MONITOR 6 PAR | IMAGING | SIARE INTERNATIONAL | GN00002986 | RDC PUSAT - RAWAGELAM | PUSAT | DKI JAKARTA | JAKARTA TIMUR | MAIN UNIT | EMP | 4 October 2016 | GATOT SURYA ADIPUTRA - TSE | 4 October 2016 |  | 4 October 2016 | GATOT SURYA ADIPUTRA - TSE | - |  | ACTIVE
9504158 | SRNEP | NEPTUNE STD MONITOR 6 PAR | IMAGING | SIARE INTERNATIONAL | GN00001413 | RSU DR TC HILLERS MAUMERE | KUPANG | NUSA TENGGARA TIMUR | MAUMERE | MAIN UNIT | CUSTOMER | 22 December 2016 | I KADEK - TSE | 22 December 2016 |  | 22 December 2016 | I KADEK - TSE | - |  | ACTIVE
9504159 | SRNEP | NEPTUNE STD MONITOR 6 PAR | IMAGING | SIARE INTERNATIONAL | GN00001216 | RSUD BANJARNEGARA | PURWOKERTO | JAWA TENGAH | BANJARNEGARA | MAIN UNIT | CUSTOMER | - |  | 29 November 2016 |  | - |  | - |  | ACTIVE
9504160 | SRNEP | NEPTUNE STD MONITOR 6 PAR | IMAGING | SIARE INTERNATIONAL | GN00001413 | RSU DR TC HILLERS MAUMERE | KUPANG | NUSA TENGGARA TIMUR | MAUMERE | MAIN UNIT | CUSTOMER | 22 December 2016 | I KADEK - TSE | 22 December 2016 |  | 22 December 2016 | I KADEK - TSE | - |  | ACTIVE
9504162 | SRNEP | NEPTUNE STD MONITOR 6 PAR | IMAGING | SIARE INTERNATIONAL | GN00001413 | RSU DR TC HILLERS MAUMERE | KUPANG | NUSA TENGGARA TIMUR | MAUMERE | MAIN UNIT | CUSTOMER | 22 December 2016 | I KADEK - TSE | 22 December 2016 |  | 22 December 2016 | I KADEK - TSE | - |  | ACTIVE
9504163 | SRNEP | NEPTUNE STD MONITOR 6 PAR | IMAGING | SIARE INTERNATIONAL | GN00002986 | RDC PUSAT - RAWAGELAM | PUSAT | DKI JAKARTA | JAKARTA TIMUR | MAIN UNIT | EMP | 1 December 2016 | ARIEF SETIAWAN - TSE CP | 30 November 2016 |  | 1 December 2016 | ARIEF SETIAWAN - TSE CP | - |  | ACTIVE
9504164 | SRNEP | NEPTUNE STD MONITOR 6 PAR | IMAGING | SIARE INTERNATIONAL | GN00000450 | RSUD SABANG | BANDA ACEH | ACEH | SABANG | MAIN UNIT | CUSTOMER | 1 November 2016 | ARBIANSYAH - TSE | 1 November 2016 |  | 1 November 2016 | ARBIANSYAH - TSE | - |  | ACTIVE
9504165 | SRNEP | NEPTUNE STD MONITOR 6 PAR | IMAGING | SIARE INTERNATIONAL | GN00002986 | RDC PUSAT - RAWAGELAM | PUSAT | DKI JAKARTA | JAKARTA TIMUR | MAIN UNIT | EMP | 4 October 2016 | GATOT SURYA ADIPUTRA - TSE | 4 October 2016 |  | 4 October 2016 | GATOT SURYA ADIPUTRA - TSE | - |  | ACTIVE
9504166 | SRNEP | NEPTUNE STD MONITOR 6 PAR | IMAGING | SIARE INTERNATIONAL | GN00001216 | RSUD BANJARNEGARA | PURWOKERTO | JAWA TENGAH | BANJARNEGARA | MAIN UNIT | CUSTOMER | - |  | 29 November 2016 |  | - |  | - |  | ACTIVE
9504167 | SRNEP | NEPTUNE STD MONITOR 6 PAR | IMAGING | SIARE INTERNATIONAL | GN00002986 | RDC PUSAT - RAWAGELAM | PUSAT | DKI JAKARTA | JAKARTA TIMUR | MAIN UNIT | EMP | 4 October 2016 | GATOT SURYA ADIPUTRA - TSE | 4 October 2016 |  | 4 October 2016 | GATOT SURYA ADIPUTRA - TSE | - |  | ACTIVE
9504168 | SRNEP | NEPTUNE STD MONITOR 6 PAR | IMAGING | SIARE INTERNATIONAL | GN00002986 | RDC PUSAT - RAWAGELAM | PUSAT | DKI JAKARTA | JAKARTA TIMUR | MAIN UNIT | EMP | - |  | 4 October 2016 |  | - |  | - |  | ACTIVE
9504169 | SRNEP | NEPTUNE STD MONITOR 6 PAR | IMAGING | SIARE INTERNATIONAL | GN00002986 | RDC PUSAT - RAWAGELAM | PUSAT | DKI JAKARTA | JAKARTA TIMUR | MAIN UNIT | EMP | 4 October 2016 | GATOT SURYA ADIPUTRA - TSE | 4 October 2016 |  | 4 October 2016 | GATOT SURYA ADIPUTRA - TSE | - |  | ACTIVE
9504170 | SRNEP | NEPTUNE STD MONITOR 6 PAR | IMAGING | SIARE INTERNATIONAL | GN00001413 | RSU DR TC HILLERS MAUMERE | KUPANG | NUSA TENGGARA TIMUR | MAUMERE | MAIN UNIT | CUSTOMER | 22 December 2016 | I KADEK - TSE | 22 December 2016 |  | 22 December 2016 | I KADEK - TSE | - |  | ACTIVE
9504171 | SRNEP | NEPTUNE STD MONITOR 6 PAR | IMAGING | SIARE INTERNATIONAL | GN00000450 | RSUD SABANG | BANDA ACEH | ACEH | SABANG | MAIN UNIT | CUSTOMER | 1 November 2016 | ARBIANSYAH - TSE | 1 November 2016 |  | 1 November 2016 | ARBIANSYAH - TSE | - |  | ACTIVE
9504247 | SRNEP | NEPTUNE STD MONITOR 6 PAR | IMAGING | SIARE INTERNATIONAL | GN00001413 | RSU DR TC HILLERS MAUMERE | KUPANG | NUSA TENGGARA TIMUR | MAUMERE | MAIN UNIT | CUSTOMER | 22 December 2016 | I KADEK - TSE | 22 December 2016 |  | 22 December 2016 | I KADEK - TSE | - |  | ACTIVE
9504311 | NX16U |  |  |  | GN00001971 | RS MITRA KELUARGA BEKASI BARAT | BEKASI | JAWA BARAT | BEKASI | MAIN UNIT | CUSTOMER | 15 December 2014 | ARIEF SETIAWAN - TSE CP | 5 May 1998 |  | 15 December 2014 | ARIEF SETIAWAN - TSE CP | - |  | INACTIVE
95070561 | SRNEP | NEPTUNE STD MONITOR 6 PAR | IMAGING | SIARE INTERNATIONAL | GN00002986 | RDC PUSAT - RAWAGELAM | PUSAT | DKI JAKARTA | JAKARTA TIMUR | MAIN UNIT | EMP | 1 December 2016 | ARIEF SETIAWAN - TSE CP | 30 November 2016 |  | 1 December 2016 | ARIEF SETIAWAN - TSE CP | - |  | ACTIVE
95070562 | SRNEP | NEPTUNE STD MONITOR 6 PAR | IMAGING | SIARE INTERNATIONAL | GN00002986 | RDC PUSAT - RAWAGELAM | PUSAT | DKI JAKARTA | JAKARTA TIMUR | MAIN UNIT | EMP | 1 December 2016 | ARIEF SETIAWAN - TSE CP | 30 November 2016 |  | 1 December 2016 | ARIEF SETIAWAN - TSE CP | - |  | ACTIVE
95070563 | SRNEP | NEPTUNE STD MONITOR 6 PAR | IMAGING | SIARE INTERNATIONAL | GN00002986 | RDC PUSAT - RAWAGELAM | PUSAT | DKI JAKARTA | JAKARTA TIMUR | MAIN UNIT | EMP | 1 December 2016 | ARIEF SETIAWAN - TSE CP | 30 November 2016 |  | 1 December 2016 | ARIEF SETIAWAN - TSE CP | - |  | ACTIVE
95070564 | SRNEP | NEPTUNE STD MONITOR 6 PAR | IMAGING | SIARE INTERNATIONAL | GN00001413 | RSU DR TC HILLERS MAUMERE | KUPANG | NUSA TENGGARA TIMUR | MAUMERE | MAIN UNIT | CUSTOMER | 22 December 2016 | I KADEK - TSE | 22 December 2016 |  | 22 December 2016 | I KADEK - TSE | - |  | ACTIVE
95070565 | SRNEP | NEPTUNE STD MONITOR 6 PAR | IMAGING | SIARE INTERNATIONAL | GN00001413 | RSU DR TC HILLERS MAUMERE | KUPANG | NUSA TENGGARA TIMUR | MAUMERE | MAIN UNIT | CUSTOMER | 22 December 2016 | I KADEK - TSE | 22 December 2016 |  | 22 December 2016 | I KADEK - TSE | - |  | ACTIVE
95070567 | SRNEP | NEPTUNE STD MONITOR 6 PAR | IMAGING | SIARE INTERNATIONAL | GN00002986 | RDC PUSAT - RAWAGELAM | PUSAT | DKI JAKARTA | JAKARTA TIMUR | MAIN UNIT | EMP | 1 December 2016 | ARIEF SETIAWAN - TSE CP | 30 November 2016 |  | 1 December 2016 | ARIEF SETIAWAN - TSE CP | - |  | ACTIVE
95070569 | SRNEP | NEPTUNE STD MONITOR 6 PAR | IMAGING | SIARE INTERNATIONAL | GN00002986 | RDC PUSAT - RAWAGELAM | PUSAT | DKI JAKARTA | JAKARTA TIMUR | MAIN UNIT | EMP | 1 December 2016 | ARIEF SETIAWAN - TSE CP | 30 November 2016 |  | 1 December 2016 | ARIEF SETIAWAN - TSE CP | - |  | ACTIVE
95070570 | SRNEP | NEPTUNE STD MONITOR 6 PAR | IMAGING | SIARE INTERNATIONAL | GN00002986 | RDC PUSAT - RAWAGELAM | PUSAT | DKI JAKARTA | JAKARTA TIMUR | MAIN UNIT | EMP | 1 December 2016 | ARIEF SETIAWAN - TSE CP | 30 November 2016 |  | 1 December 2016 | ARIEF SETIAWAN - TSE CP | - |  | ACTIVE
95070572 | SRNEP | NEPTUNE STD MONITOR 6 PAR | IMAGING | SIARE INTERNATIONAL | GN00002986 | RDC PUSAT - RAWAGELAM | PUSAT | DKI JAKARTA | JAKARTA TIMUR | MAIN UNIT | EMP | 1 December 2016 | LEO LANANG SIGIT - TSE CP | 30 November 2016 |  | 1 December 2016 | LEO LANANG SIGIT - TSE CP | - |  | ACTIVE
95070574 | SRNEP | NEPTUNE STD MONITOR 6 PAR | IMAGING | SIARE INTERNATIONAL | GN00000773 | RS NASANAPURA | PALU | SULAWESI TENGAH | PALU | MAIN UNIT | CUSTOMER | 10 August 2018 | TRIYONO - TSE AREA BARAT | 30 November 2016 |  | 10 August 2018 | TRIYONO - TSE AREA BARAT | - |  | ACTIVE
95070575 | SRNEP | NEPTUNE STD MONITOR 6 PAR | IMAGING | SIARE INTERNATIONAL | GN00002986 | RDC PUSAT - RAWAGELAM | PUSAT | DKI JAKARTA | JAKARTA TIMUR | MAIN UNIT | EMP | 1 December 2016 | ARIEF SETIAWAN - TSE CP | 30 November 2016 |  | 1 December 2016 | ARIEF SETIAWAN - TSE CP | - |  | ACTIVE
95070576 | SRNEP | NEPTUNE STD MONITOR 6 PAR | IMAGING | SIARE INTERNATIONAL | GN00002986 | RDC PUSAT - RAWAGELAM | PUSAT | DKI JAKARTA | JAKARTA TIMUR | MAIN UNIT | EMP | 1 December 2016 | LEO LANANG SIGIT - TSE CP | 30 November 2016 |  | 1 December 2016 | LEO LANANG SIGIT - TSE CP | - |  | ACTIVE
95070577 | SRNEP | NEPTUNE STD MONITOR 6 PAR | IMAGING | SIARE INTERNATIONAL | GN00002986 | RDC PUSAT - RAWAGELAM | PUSAT | DKI JAKARTA | JAKARTA TIMUR | MAIN UNIT | EMP | 1 December 2016 | ARIEF SETIAWAN - TSE CP | 30 November 2016 |  | 1 December 2016 | ARIEF SETIAWAN - TSE CP | - |  | ACTIVE
95070578 | SRNEP | NEPTUNE STD MONITOR 6 PAR | IMAGING | SIARE INTERNATIONAL | GN00002986 | RDC PUSAT - RAWAGELAM | PUSAT | DKI JAKARTA | JAKARTA TIMUR | MAIN UNIT | EMP | 1 December 2016 | ARIEF SETIAWAN - TSE CP | 30 November 2016 |  | 1 December 2016 | ARIEF SETIAWAN - TSE CP | - |  | ACTIVE
95070579 | SRNEP | NEPTUNE STD MONITOR 6 PAR | IMAGING | SIARE INTERNATIONAL | GN00002986 | RDC PUSAT - RAWAGELAM | PUSAT | DKI JAKARTA | JAKARTA TIMUR | MAIN UNIT | EMP | 1 December 2016 | ARIEF SETIAWAN - TSE CP | 30 November 2016 |  | 1 December 2016 | ARIEF SETIAWAN - TSE CP | - |  | ACTIVE
95070581 | SRNEP | NEPTUNE STD MONITOR 6 PAR | IMAGING | SIARE INTERNATIONAL | GN00002986 | RDC PUSAT - RAWAGELAM | PUSAT | DKI JAKARTA | JAKARTA TIMUR | MAIN UNIT | EMP | 1 December 2016 | ARIEF SETIAWAN - TSE CP | 30 November 2016 |  | 1 December 2016 | ARIEF SETIAWAN - TSE CP | - |  | ACTIVE
95070582 | SRNEP | NEPTUNE STD MONITOR 6 PAR | IMAGING | SIARE INTERNATIONAL | GN00002986 | RDC PUSAT - RAWAGELAM | PUSAT | DKI JAKARTA | JAKARTA TIMUR | MAIN UNIT | EMP | 1 December 2016 | ARIEF SETIAWAN - TSE CP | 30 November 2016 |  | 1 December 2016 | ARIEF SETIAWAN - TSE CP | - |  | ACTIVE
95070584 | SRNEP | NEPTUNE STD MONITOR 6 PAR | IMAGING | SIARE INTERNATIONAL | GN00002986 | RDC PUSAT - RAWAGELAM | PUSAT | DKI JAKARTA | JAKARTA TIMUR | MAIN UNIT | EMP | 1 December 2016 | LEO LANANG SIGIT - TSE CP | 30 November 2016 |  | 1 December 2016 | LEO LANANG SIGIT - TSE CP | - |  | ACTIVE
95070585 | SRNEP | NEPTUNE STD MONITOR 6 PAR | IMAGING | SIARE INTERNATIONAL | GN00002986 | RDC PUSAT - RAWAGELAM | PUSAT | DKI JAKARTA | JAKARTA TIMUR | MAIN UNIT | EMP | 1 December 2016 | ARIEF SETIAWAN - TSE CP | 30 November 2016 |  | 1 December 2016 | ARIEF SETIAWAN - TSE CP | - |  | ACTIVE
95070587 | SRNEP | NEPTUNE STD MONITOR 6 PAR | IMAGING | SIARE INTERNATIONAL | GN00002986 | RDC PUSAT - RAWAGELAM | PUSAT | DKI JAKARTA | JAKARTA TIMUR | MAIN UNIT | EMP | 1 December 2016 | ARIEF SETIAWAN - TSE CP | 30 November 2016 |  | 1 December 2016 | ARIEF SETIAWAN - TSE CP | - |  | ACTIVE
95070588 | SRNEP | NEPTUNE STD MONITOR 6 PAR | IMAGING | SIARE INTERNATIONAL | GN00002986 | RDC PUSAT - RAWAGELAM | PUSAT | DKI JAKARTA | JAKARTA TIMUR | MAIN UNIT | EMP | 1 December 2016 | ARIEF SETIAWAN - TSE CP | 30 November 2016 |  | 1 December 2016 | ARIEF SETIAWAN - TSE CP | - |  | ACTIVE
95070589 | SRNEP | NEPTUNE STD MONITOR 6 PAR | IMAGING | SIARE INTERNATIONAL | GN00002986 | RDC PUSAT - RAWAGELAM | PUSAT | DKI JAKARTA | JAKARTA TIMUR | MAIN UNIT | EMP | 1 December 2016 | ARIEF SETIAWAN - TSE CP | 30 November 2016 |  | 1 December 2016 | ARIEF SETIAWAN - TSE CP | - |  | ACTIVE
95070590 | SRNEP | NEPTUNE STD MONITOR 6 PAR | IMAGING | SIARE INTERNATIONAL | GN00002986 | RDC PUSAT - RAWAGELAM | PUSAT | DKI JAKARTA | JAKARTA TIMUR | MAIN UNIT | EMP | 1 December 2016 | ARIEF SETIAWAN - TSE CP | 30 November 2016 |  | 1 December 2016 | ARIEF SETIAWAN - TSE CP | - |  | ACTIVE
95070592 | SRNEP | NEPTUNE STD MONITOR 6 PAR | IMAGING | SIARE INTERNATIONAL | GN00002986 | RDC PUSAT - RAWAGELAM | PUSAT | DKI JAKARTA | JAKARTA TIMUR | MAIN UNIT | EMP | 1 December 2016 | ARIEF SETIAWAN - TSE CP | 30 November 2016 |  | 1 December 2016 | ARIEF SETIAWAN - TSE CP | - |  | ACTIVE
95070593 | SRNEP | NEPTUNE STD MONITOR 6 PAR | IMAGING | SIARE INTERNATIONAL | GN00002986 | RDC PUSAT - RAWAGELAM | PUSAT | DKI JAKARTA | JAKARTA TIMUR | MAIN UNIT | EMP | 1 December 2016 | ARIEF SETIAWAN - TSE CP | 30 November 2016 |  | 1 December 2016 | ARIEF SETIAWAN - TSE CP | - |  | ACTIVE
95070594 | SRNEP | NEPTUNE STD MONITOR 6 PAR | IMAGING | SIARE INTERNATIONAL | GN00002986 | RDC PUSAT - RAWAGELAM | PUSAT | DKI JAKARTA | JAKARTA TIMUR | MAIN UNIT | EMP | 1 December 2016 | ARIEF SETIAWAN - TSE CP | 30 November 2016 |  | 1 December 2016 | ARIEF SETIAWAN - TSE CP | - |  | ACTIVE
95070596 | SRNEP | NEPTUNE STD MONITOR 6 PAR | IMAGING | SIARE INTERNATIONAL | GN00002986 | RDC PUSAT - RAWAGELAM | PUSAT | DKI JAKARTA | JAKARTA TIMUR | MAIN UNIT | EMP | 1 December 2016 | ARIEF SETIAWAN - TSE CP | 30 November 2016 |  | 1 December 2016 | ARIEF SETIAWAN - TSE CP | - |  | ACTIVE
95070598 | SRNEP | NEPTUNE STD MONITOR 6 PAR | IMAGING | SIARE INTERNATIONAL | GN00002986 | RDC PUSAT - RAWAGELAM | PUSAT | DKI JAKARTA | JAKARTA TIMUR | MAIN UNIT | EMP | 1 December 2016 | LEO LANANG SIGIT - TSE CP | 30 November 2016 |  | 1 December 2016 | LEO LANANG SIGIT - TSE CP | - |  | ACTIVE
95070599 | SRNEP | NEPTUNE STD MONITOR 6 PAR | IMAGING | SIARE INTERNATIONAL | GN00002986 | RDC PUSAT - RAWAGELAM | PUSAT | DKI JAKARTA | JAKARTA TIMUR | MAIN UNIT | EMP | 1 December 2016 | LEO LANANG SIGIT - TSE CP | 30 November 2016 |  | 1 December 2016 | LEO LANANG SIGIT - TSE CP | - |  | ACTIVE
95070600 | SRNEP | NEPTUNE STD MONITOR 6 PAR | IMAGING | SIARE INTERNATIONAL | GN00002986 | RDC PUSAT - RAWAGELAM | PUSAT | DKI JAKARTA | JAKARTA TIMUR | MAIN UNIT | EMP | 1 December 2016 | ARIEF SETIAWAN - TSE CP | 30 November 2016 |  | 1 December 2016 | ARIEF SETIAWAN - TSE CP | - |  | ACTIVE
95791248 | 14195 | RAL STAINER INSTRUMENT | DIAGNOSTIC 1 | BIOMERIEUX SA | GN00002293 | UPTD KESEHATAN PARU MASYARAKAT | MEDAN | SUMATERA UTARA | MEDAN | MAIN UNIT | CUSTOMER | 5 October 2017 | SATRIA KUSUMA - TSE | 5 October 2017 |  | 5 October 2017 | SATRIA KUSUMA - TSE | - |  | ACTIVE
95801278 | 14195 | RAL STAINER INSTRUMENT | DIAGNOSTIC 1 | BIOMERIEUX SA | GN00001102 | RSUD Cengkareng | JAKARTA-2 | DKI JAKARTA | JAKARTA BARAT | MAIN UNIT | CUSTOMER | - |  | 7 September 2017 |  | - |  | - |  | ACTIVE
9581 | 14195 | RAL STAINER INSTRUMENT | DIAGNOSTIC 1 | BIOMERIEUX SA | GN00001069 | RSUD LEUWILIANG | BOGOR | JAWA BARAT | BOGOR | MAIN UNIT | CUSTOMER | 23 September 2019 | ARBIANSYAH - TSE | 23 September 2019 |  | 23 September 2019 | ARBIANSYAH - TSE | - |  | ACTIVE
96/I/14 | TE019 | WARMER TSN 807 IWSC | IMAGING | TESENA INOVINDO, PT | GN00000180 | RSU DUMAI | PEKAN BARU | RIAU | DUMAI | MAIN UNIT | CUSTOMER | 30 March 2015 | MULKAN | 1 January 1900 |  | 30 March 2015 | MULKAN | - |  | ACTIVE
96142334 | FDRSM | DRYPIX SMART | IMAGING | FUJIFILM INDONESIA, PT. | GN00008221 | RSUD MIMIKA JAYAPURA | JAYAPURA | PAPUA | MIMIKA | MAIN UNIT | CUSTOMER | 27 September 2019 | MIKKI FAHRIZI - TSE | 26 September 2019 |  | 27 September 2019 | MIKKI FAHRIZI - TSE | - |  | ACTIVE
96142338 | FDRPL | DRYPIX PLUS | IMAGING | FUJIFILM INDONESIA, PT. | GN00002825 | RSUD KABUPATEN TANGERANG | TANGERANG | BANTEN |  | MAIN UNIT | CUSTOMER | - |  | 11 September 2019 |  | - |  | - |  | ACTIVE
96142354 | FDRSM | DRYPIX SMART | IMAGING | FUJIFILM INDONESIA, PT. | GN00001190 | RS Usada Insani - EMC Tangerang | TANGERANG | BANTEN | TANGERANG | MAIN UNIT | CUSTOMER | 23 September 2019 | ARBIANSYAH - TSE | 23 September 2019 |  | 23 September 2019 | ARBIANSYAH - TSE | - |  | ACTIVE
96142358 | FDRSM | DRYPIX SMART | IMAGING | FUJIFILM INDONESIA, PT. | GN00000883 | RSUD MOROWALI | PALU | SULAWESI TENGAH | BUNGKU | MAIN UNIT | CUSTOMER | - |  | 8 August 2019 |  | - |  | - |  | ACTIVE
96142370 | FDRSM | DRYPIX SMART | IMAGING | FUJIFILM INDONESIA, PT. | GN00000952 | RS AU SALAMUN | BANDUNG | JAWA BARAT | BANDUNG | MAIN UNIT | CUSTOMER | 23 September 2019 | ARBIANSYAH - TSE | 23 September 2019 |  | 23 September 2019 | ARBIANSYAH - TSE | - |  | ACTIVE
96142376 | FDRSM | DRYPIX SMART | IMAGING | FUJIFILM INDONESIA, PT. | GN20030006 | RS Budi Medika | BANDAR LAMPUNG | LAMPUNG | BANDAR LAMPUNG | MAIN UNIT | CUSTOMER | 31 March 2020 | GATOT SURYA ADIPUTRA - TSE | 31 March 2020 |  | 31 March 2020 | GATOT SURYA ADIPUTRA - TSE | - |  | ACTIVE
96142378 | FDRSM | DRYPIX SMART | IMAGING | FUJIFILM INDONESIA, PT. | GN00001204 | RSUD CILACAP | PURWOKERTO | JAWA TENGAH | CILACAP | MAIN UNIT | CUSTOMER | - |  | 22 August 2019 |  | - |  | - |  | ACTIVE
96223143 | FDRED | DRYPIX EDGE 3T | IMAGING | FUJIFILM INDONESIA, PT. | GN00002986 | RDC PUSAT - RAWAGELAM | PUSAT | DKI JAKARTA | JAKARTA TIMUR | MAIN UNIT | EMP | 7 January 2020 | ANTONIUS SAGITA - KALIBRASI | - |  | 7 January 2020 | ANTONIUS SAGITA - KALIBRASI | - |  | ACTIVE
96302 | 27560 | VITEK 2 COMPAC T60 | DIAGNOSTIC 1 | BIOMERIEUX, INC. | GN00002986 | RDC PUSAT - RAWAGELAM | PUSAT | DKI JAKARTA | JAKARTA TIMUR | MAIN UNIT | EMP | - |  | - |  | 10 June 2021 | LEO LANANG SIGIT - TSE CP | - |  | INACTIVE
96353560 | FEFDR | FDR D-EVO II | IMAGING | FUJIFILM INDONESIA, PT. | GN00002016 | RS BHAYANGKARA KEDIRI | KEDIRI | JAWA TIMUR | KEDIRI | MAIN UNIT | EMP | - |  | 1 April 2020 |  | - |  | - |  | ACTIVE
96353563 | FEFDR | FDR D-EVO II | IMAGING | FUJIFILM INDONESIA, PT. | GN00002986 | RDC PUSAT - RAWAGELAM | PUSAT | DKI JAKARTA | JAKARTA TIMUR | MAIN UNIT | EMP | - |  | 1 January 1900 |  | - |  | - |  | ACTIVE
96355063 | FFDRG | FDR D-EVO II G35 | IMAGING | FUJIFILM INDONESIA, PT. | GN00002986 | RDC PUSAT - RAWAGELAM | PUSAT | DKI JAKARTA | JAKARTA TIMUR | MAIN UNIT | EMP | - |  | 1 January 1900 |  | - |  | - |  | ACTIVE
96439337 | FCONA | CONSOLE ADVANCE | IMAGING | FUJIFILM INDONESIA, PT. | GN00001511 | RSU DR HARYOTO LUMAJANG | JEMBER | JAWA TIMUR | LUMAJANG | MAIN UNIT | CUSTOMER | 13 April 2020 | AHMAD FATKHUDIN - TSE | 13 April 2020 |  | 13 April 2020 | AHMAD FATKHUDIN - TSE | - |  | ACTIVE
96439339 | FCONA | CONSOLE ADVANCE | IMAGING | FUJIFILM INDONESIA, PT. | GN00003135 | RSA UGM YOGYAKARTA | YOGYAKARTA | YOGYAKARTA | YOGYAKARTA | MAIN UNIT | CUSTOMER | 31 March 2020 | DIAN FEBRIYANA - TSE | 2 March 2021 | DIAN FEBRIYANA - TSE | 31 March 2020 | DIAN FEBRIYANA - TSE | 2 March 2021 | DIAN FEBRIYANA - TSE | ACTIVE
96439340 | FCONA | CONSOLE ADVANCE | IMAGING | FUJIFILM INDONESIA, PT. | GN00003135 | RSA UGM YOGYAKARTA | YOGYAKARTA | YOGYAKARTA | YOGYAKARTA | MAIN UNIT | CUSTOMER | 31 March 2020 | DIAN FEBRIYANA - TSE | 2 March 2021 | DIAN FEBRIYANA - TSE | 31 March 2020 | DIAN FEBRIYANA - TSE | 2 March 2021 | DIAN FEBRIYANA - TSE | ACTIVE
96439342 | FCONA | CONSOLE ADVANCE | IMAGING | FUJIFILM INDONESIA, PT. | GN00001511 | RSU DR HARYOTO LUMAJANG | JEMBER | JAWA TIMUR | LUMAJANG | MAIN UNIT | CUSTOMER | 13 April 2020 | AHMAD FATKHUDIN - TSE | 13 April 2020 |  | 13 April 2020 | AHMAD FATKHUDIN - TSE | - |  | ACTIVE
96439346 | FCONA | CONSOLE ADVANCE | IMAGING | FUJIFILM INDONESIA, PT. | GN00002986 | RDC PUSAT - RAWAGELAM | PUSAT | DKI JAKARTA | JAKARTA TIMUR | MAIN UNIT | EMP | 14 May 2020 | ANTONIUS SAGITA - KALIBRASI | - |  | 14 May 2020 | ANTONIUS SAGITA - KALIBRASI | - |  | ACTIVE
96439347 | FCONA | CONSOLE ADVANCE | IMAGING | FUJIFILM INDONESIA, PT. | GN00003801 | RSU DR H SOEWONDO KENDAL | SEMARANG | JAWA TENGAH | SEMARANG | MAIN UNIT | CUSTOMER | 14 May 2020 | ANTONIUS SAGITA - KALIBRASI | 28 February 2022 | MUNADI - TSE | 14 May 2020 | ANTONIUS SAGITA - KALIBRASI | 28 February 2022 | MUNADI - TSE | ACTIVE
96439349 | FCONA | CONSOLE ADVANCE | IMAGING | FUJIFILM INDONESIA, PT. | GN19080004 | RSUD Bumi Panua | MANADO | GORONTALO | GORONTALO | MAIN UNIT | CUSTOMER | 10 August 2020 | ANTONIUS SAGITA - KALIBRASI | 24 July 2020 | MIKKI FAHRIZI - TSE | 20 July 2020 | ANTONIUS SAGITA - KALIBRASI | 10 August 2020 | ANTONIUS SAGITA - KALIBRASI | ACTIVE
96439351 | FCONA | CONSOLE ADVANCE | IMAGING | FUJIFILM INDONESIA, PT. | GN19080004 | RSUD Bumi Panua | MANADO | GORONTALO | GORONTALO | MAIN UNIT | CUSTOMER | 10 August 2020 | ANTONIUS SAGITA - KALIBRASI | 24 July 2020 | MIKKI FAHRIZI - TSE | 20 July 2020 | ANTONIUS SAGITA - KALIBRASI | 10 August 2020 | ANTONIUS SAGITA - KALIBRASI | ACTIVE
96523065 | FEFDR | FDR D-EVO II | IMAGING | FUJIFILM INDONESIA, PT. | GN00001001 | RS Ketergantungan Obat Jakarta (RSKO) | JAKARTA-1 | DKI JAKARTA | JAKARTA TIMUR | MAIN UNIT | CUSTOMER | - |  | 26 July 2021 | NICO HERMAWAN - TSE CP | 14 July 2021 | ARIEF SETIAWAN - TSE CP | 26 July 2021 | NICO HERMAWAN - TSE CP | ACTIVE
96532591 | EKFTM | PRIMA TM E-CATALOGUE | IMAGING | FUJIFILM INDONESIA, PT. | GN00009169 | RSU ABUNAWAS KENDARI | MAKASSAR | SULAWESI SELATAN | KENDARI | MAIN UNIT | CUSTOMER | 24 October 2019 | AHMAD FATKHUDIN - TSE | 24 October 2019 |  | 24 October 2019 | AHMAD FATKHUDIN - TSE | - |  | ACTIVE
96532595 | EKFTM | PRIMA TM E-CATALOGUE | IMAGING | FUJIFILM INDONESIA, PT. | GN00002986 | RDC PUSAT - RAWAGELAM | PUSAT | DKI JAKARTA | JAKARTA TIMUR | MAIN UNIT | EMP | - |  | 1 January 1900 |  | - |  | - |  | ACTIVE
96532597 | EKFTM | PRIMA TM E-CATALOGUE | IMAGING | FUJIFILM INDONESIA, PT. | GN00002986 | RDC PUSAT - RAWAGELAM | PUSAT | DKI JAKARTA | JAKARTA TIMUR | MAIN UNIT | EMP | - |  | 2 August 2019 |  | - |  | - |  | ACTIVE
96532599 | EKFTM | PRIMA TM E-CATALOGUE | IMAGING | FUJIFILM INDONESIA, PT. | GN00000081 | RSUD DEMANG SEPULAU RAYA | BANDAR LAMPUNG | LAMPUNG | LAMPUNG TENGAH | MAIN UNIT | CUSTOMER | 10 February 2020 | ANTONIUS SAGITA - KALIBRASI | 30 June 2020 | RUDI SETIAWAN - TSE | 10 February 2020 | ANTONIUS SAGITA - KALIBRASI | 30 June 2020 | RUDI SETIAWAN - TSE | ACTIVE
96532603 | EKFTM | PRIMA TM E-CATALOGUE | IMAGING | FUJIFILM INDONESIA, PT. | GN00011037 | RSUD. TORABELO (SIGI) | PALU | SULAWESI TENGAH | SIGI BIROMARU | MAIN UNIT | CUSTOMER | 10 February 2020 | ANTONIUS SAGITA - KALIBRASI | 23 July 2020 | SARWANDI - TSE | 10 February 2020 | ANTONIUS SAGITA - KALIBRASI | 23 July 2020 | SARWANDI - TSE | ACTIVE
96532604 | EKFTM | PRIMA TM E-CATALOGUE | IMAGING | FUJIFILM INDONESIA, PT. | GN00001135 | RSUD ADJIDARMO | TANGERANG | BANTEN | RANGKASBITUNG | MAIN UNIT | CUSTOMER | 10 February 2020 | ANTONIUS SAGITA - KALIBRASI | 18 June 2020 | ARBIANSYAH - TSE | 10 February 2020 | ANTONIUS SAGITA - KALIBRASI | 18 June 2020 | ARBIANSYAH - TSE | ACTIVE
96532608 | EKFTM | PRIMA TM E-CATALOGUE | IMAGING | FUJIFILM INDONESIA, PT. | GN00000005 | RSUD KARAWANG | BEKASI | JAWA BARAT | BEKASI | MAIN UNIT | CUSTOMER | 10 February 2020 | ANTONIUS SAGITA - KALIBRASI | 22 June 2020 | GATOT SURYA ADIPUTRA - TSE | 10 February 2020 | ANTONIUS SAGITA - KALIBRASI | 22 June 2020 | GATOT SURYA ADIPUTRA - TSE | ACTIVE
96543587 | FDRSM | DRYPIX SMART | IMAGING | FUJIFILM INDONESIA, PT. | GN00001066 | RSUD CIBINONG | BOGOR | JAWA BARAT | BOGOR | MAIN UNIT | CUSTOMER | 4 November 2019 | SAHID DERMAWAN - SPV TSE BARAT | - |  | 4 November 2019 | SAHID DERMAWAN - SPV TSE BARAT | - |  | ACTIVE
96543591 | FDRSM | DRYPIX SMART | IMAGING | FUJIFILM INDONESIA, PT. | GN00008251 | RS BERSALIN SENTUL | BEKASI | JAWA BARAT | BEKASI | MAIN UNIT | CUSTOMER | 31 December 2019 | GATOT SURYA ADIPUTRA - TSE | 31 December 2019 |  | 31 December 2019 | GATOT SURYA ADIPUTRA - TSE | - |  | ACTIVE
96543592 | FDRSM | DRYPIX SMART | IMAGING | FUJIFILM INDONESIA, PT. | GN00001193 | RS KUSTA SITANALA | TANGERANG | BANTEN | TANGERANG | MAIN UNIT | CUSTOMER | 23 December 2019 | SAHID DERMAWAN - SPV TSE BARAT | - |  | 23 December 2019 | SAHID DERMAWAN - SPV TSE BARAT | - |  | ACTIVE
96543595 | FDRSM | DRYPIX SMART | IMAGING | FUJIFILM INDONESIA, PT. | GN20080014 | RSBP Batam | BATAM | KEPULAUAN RIAU | BATAM | MAIN UNIT | CUSTOMER | 10 August 2020 | ARIEF SETIAWAN - TSE CP | 19 August 2020 | RUDI SETIAWAN - TSE | 10 August 2020 | ARIEF SETIAWAN - TSE CP | 19 August 2020 | RUDI SETIAWAN - TSE | ACTIVE
96543700 | FDRSM | DRYPIX SMART | IMAGING | FUJIFILM INDONESIA, PT. | GN00000082 | RS YUKUM MEDICAL CENTRE / PT MITRA MEDICAL CENTER | BANDAR LAMPUNG | LAMPUNG | BANDAR LAMPUNG | MAIN UNIT | CUSTOMER | - |  | 17 July 2020 | AZLI YUDHA - TSE | 10 July 2020 | NURIL MAGHFIROH - TSE CSR | 17 July 2020 | AZLI YUDHA - TSE | ACTIVE
96543713 | FDRSC | DRYPIX SMART | IMAGING | FUJIFILM INDONESIA, PT. | GN00002629 | RSUP DR M DJAMIL | PADANG | SUMATERA BARAT | PADANG | MAIN UNIT | CUSTOMER | - |  | - |  | 14 July 2020 | NURIL MAGHFIROH - TSE CSR | - |  | ACTIVE
96543714 | FDRSM | DRYPIX SMART | IMAGING | FUJIFILM INDONESIA, PT. | GN20030006 | RS Budi Medika | BANDAR LAMPUNG | LAMPUNG | BANDAR LAMPUNG | MAIN UNIT | CUSTOMER | 31 March 2020 | GATOT SURYA ADIPUTRA - TSE | 31 March 2020 |  | 31 March 2020 | GATOT SURYA ADIPUTRA - TSE | - |  | ACTIVE
96623142 | FDRED | DRYPIX EDGE 3T | IMAGING | FUJIFILM INDONESIA, PT. | GN00002629 | RSUP DR M DJAMIL | PADANG | SUMATERA BARAT | PADANG | MAIN UNIT | EMP | 16 March 2020 | ANTONIUS SAGITA - KALIBRASI | 5 January 2024 |  | 16 March 2020 | ANTONIUS SAGITA - KALIBRASI | 5 January 2024 | SAHID DERMAWAN - SPV TSE BARAT | ACTIVE
96623143 | FDRED | DRYPIX EDGE 3T | IMAGING | FUJIFILM INDONESIA, PT. | GN00001204 | RSUD CILACAP | PURWOKERTO | JAWA TENGAH | CILACAP | MAIN UNIT | EMP | 13 April 2020 | SAHID DERMAWAN - SPV TSE BARAT | 8 March 2024 | ARBIANSYAH - TSE | 13 April 2020 | SAHID DERMAWAN - SPV TSE BARAT | 12 March 2024 | ANDI ISMAIL - SPV TSE TIMUR | ACTIVE
96623144 | FDRED | DRYPIX EDGE 3T | IMAGING | FUJIFILM INDONESIA, PT. | GN00002985 | WORKSHOOP CSM PUSAT | PUSAT | DKI JAKARTA | JAKARTA TIMUR | MAIN UNIT | EMP | 7 January 2020 | System Auto | 23 October 2020 | DIAN FEBRIYANA - TSE | 7 January 2020 | System Auto | 25 March 2025 | SAHID DERMAWAN - SPV TSE BARAT | ACTIVE
96639940 | FCONA | CONSOLE ADVANCE | IMAGING | FUJIFILM INDONESIA, PT. | GN00001135 | RSUD ADJIDARMO | TANGERANG | BANTEN | RANGKASBITUNG | ACCESSORIES | CUSTOMER | 10 February 2020 | ANTONIUS SAGITA - KALIBRASI | 18 June 2020 | ARBIANSYAH - TSE | 10 February 2020 | ANTONIUS SAGITA - KALIBRASI | 18 June 2020 | ARBIANSYAH - TSE | ACTIVE
96639941 | FCONA | CONSOLE ADVANCE | IMAGING | FUJIFILM INDONESIA, PT. | GN00008625 | RS UDAYANA | DENPASAR | BALI | DENPASAR | ACCESSORIES | CUSTOMER | 10 February 2020 | ANTONIUS SAGITA - KALIBRASI | 10 June 2020 | I KADEK - TSE | 10 February 2020 | ANTONIUS SAGITA - KALIBRASI | 10 June 2020 | I KADEK - TSE | ACTIVE
96639942 | FCONA | CONSOLE ADVANCE | IMAGING | FUJIFILM INDONESIA, PT. | GN20080015 | RSUD Encik Mariyam Lingga | BATAM | KEPULAUAN RIAU | BATAM | ACCESSORIES | CUSTOMER | 10 February 2020 | ANTONIUS SAGITA - KALIBRASI | 29 September 2020 | RUDI SETIAWAN - TSE | 10 February 2020 | ANTONIUS SAGITA - KALIBRASI | 29 September 2020 | RUDI SETIAWAN - TSE | ACTIVE
96639943 | FCONA | CONSOLE ADVANCE | IMAGING | FUJIFILM INDONESIA, PT. | GN00000159 | RS JIWA JAMBI | JAMBI | JAMBI | JAMBI | ACCESSORIES | CUSTOMER | 10 February 2020 | ANTONIUS SAGITA - KALIBRASI | - |  | 10 February 2020 | ANTONIUS SAGITA - KALIBRASI | 15 June 2020 | SENDRA WIJAYA - IT | ACTIVE
96639944 | FCONA | CONSOLE ADVANCE | IMAGING | FUJIFILM INDONESIA, PT. | GN00012113 | RSUD DAYA MAKASSAR | MAKASSAR | SULAWESI SELATAN | MAKASSAR | ACCESSORIES | CUSTOMER | 10 February 2020 | ANTONIUS SAGITA - KALIBRASI | 27 June 2020 | ABU ABDILLAH - TSE | 10 February 2020 | ANTONIUS SAGITA - KALIBRASI | 27 June 2020 | ABU ABDILLAH - TSE | ACTIVE
96639945 | FCONA | CONSOLE ADVANCE | IMAGING | FUJIFILM INDONESIA, PT. | GN00001135 | RSUD ADJIDARMO | TANGERANG | BANTEN | RANGKASBITUNG | ACCESSORIES | CUSTOMER | 10 February 2020 | ANTONIUS SAGITA - KALIBRASI | 18 June 2020 | ARBIANSYAH - TSE | 10 February 2020 | ANTONIUS SAGITA - KALIBRASI | 18 June 2020 | ARBIANSYAH - TSE | ACTIVE
96639946 | FCONA | CONSOLE ADVANCE | IMAGING | FUJIFILM INDONESIA, PT. | GN20080015 | RSUD Encik Mariyam Lingga | BATAM | KEPULAUAN RIAU | BATAM | ACCESSORIES | CUSTOMER | 10 February 2020 | ANTONIUS SAGITA - KALIBRASI | 29 September 2020 | RUDI SETIAWAN - TSE | 10 February 2020 | ANTONIUS SAGITA - KALIBRASI | 29 September 2020 | RUDI SETIAWAN - TSE | ACTIVE
96639948 | FCONA | CONSOLE ADVANCE | IMAGING | FUJIFILM INDONESIA, PT. | GN00008625 | RS UDAYANA | DENPASAR | BALI | DENPASAR | ACCESSORIES | CUSTOMER | 10 February 2020 | ANTONIUS SAGITA - KALIBRASI | 10 June 2020 | I KADEK - TSE | 10 February 2020 | ANTONIUS SAGITA - KALIBRASI | 10 June 2020 | I KADEK - TSE | ACTIVE
96639949 | FCONA | CONSOLE ADVANCE | IMAGING | FUJIFILM INDONESIA, PT. | GN18050037 | RSUD TULANG BAWANG BARAT | BANDAR LAMPUNG | LAMPUNG | BANDAR LAMPUNG | MAIN UNIT | CUSTOMER | 22 April 2020 | SAHID DERMAWAN - SPV TSE BARAT | 17 April 2020 |  | 22 April 2020 | SAHID DERMAWAN - SPV TSE BARAT | - |  | ACTIVE
96643871 | FDRSM | DRYPIX SMART | IMAGING | FUJIFILM INDONESIA, PT. | GN00001080 | RS HERMINA GALAXY | BEKASI | JAWA BARAT | BEKASI | MAIN UNIT | CUSTOMER | 8 May 2020 | GATOT SURYA ADIPUTRA - TSE | 8 May 2020 |  | 8 May 2020 | GATOT SURYA ADIPUTRA - TSE | - |  | ACTIVE
96643887 | FDRSM | DRYPIX SMART | IMAGING | FUJIFILM INDONESIA, PT. | GN00002825 | RSUD KABUPATEN TANGERANG | TANGERANG | BANTEN |  | MAIN UNIT | CUSTOMER | 13 August 2020 | ARIEF SETIAWAN - TSE CP | 25 August 2020 | ARBIANSYAH - TSE | 13 August 2020 | ARIEF SETIAWAN - TSE CP | 25 August 2020 | ARBIANSYAH - TSE | ACTIVE
96670628 | EKFCS | PROFECT CS E-CATALOGUE | IMAGING | FUJIFILM INDONESIA, PT. | GN00002986 | RDC PUSAT - RAWAGELAM | PUSAT | DKI JAKARTA | JAKARTA TIMUR | MAIN UNIT | EMP | - |  | 1 January 1900 |  | - |  | - |  | ACTIVE
96732813 | EKFTM | PRIMA TM E-CATALOGUE | IMAGING | FUJIFILM INDONESIA, PT. | GN00006945 | RSUD MALINGPING | TANGERANG | BANTEN |  | MAIN UNIT | CUSTOMER | 10 August 2020 | ANTONIUS SAGITA - KALIBRASI | 30 July 2020 | ARBIANSYAH - TSE | 15 July 2020 | ANTONIUS SAGITA - KALIBRASI | 10 August 2020 | ANTONIUS SAGITA - KALIBRASI | ACTIVE
96740060 | FCONA | CONSOLE ADVANCE | IMAGING | FUJIFILM INDONESIA, PT. | GN00002986 | RDC PUSAT - RAWAGELAM | PUSAT | DKI JAKARTA | JAKARTA TIMUR | ACCESSORIES | EMP | 10 February 2020 | ANTONIUS SAGITA - KALIBRASI | - |  | 10 February 2020 | ANTONIUS SAGITA - KALIBRASI | - |  | ACTIVE
96740061 | FCONA | CONSOLE ADVANCE | IMAGING | FUJIFILM INDONESIA, PT. | GN19010031 | RSUD PRATAMA ANUGERAH KOTA TOMOHON | MANADO | SULAWESI UTARA | MANADO | ACCESSORIES | CUSTOMER | 10 February 2020 | ANTONIUS SAGITA - KALIBRASI | 26 June 2020 | GANDHI YANRANGGA | 10 February 2020 | ANTONIUS SAGITA - KALIBRASI | 26 June 2020 | GANDHI YANRANGGA | ACTIVE
96740062 | FCONA | CONSOLE ADVANCE | IMAGING | FUJIFILM INDONESIA, PT. | GN00002986 | RDC PUSAT - RAWAGELAM | PUSAT | DKI JAKARTA | JAKARTA TIMUR | ACCESSORIES | EMP | 10 February 2020 | ANTONIUS SAGITA - KALIBRASI | 15 May 2020 |  | 10 February 2020 | ANTONIUS SAGITA - KALIBRASI | - |  | ACTIVE
96740063 | FCONA | CONSOLE ADVANCE | IMAGING | FUJIFILM INDONESIA, PT. | GN00012113 | RSUD DAYA MAKASSAR | MAKASSAR | SULAWESI SELATAN | MAKASSAR | ACCESSORIES | CUSTOMER | 10 February 2020 | ANTONIUS SAGITA - KALIBRASI | 27 June 2020 | ABU ABDILLAH - TSE | 10 February 2020 | ANTONIUS SAGITA - KALIBRASI | 27 June 2020 | ABU ABDILLAH - TSE | ACTIVE
96740064 | FCONA | CONSOLE ADVANCE | IMAGING | FUJIFILM INDONESIA, PT. | GN00011037 | RSUD. TORABELO (SIGI) | PALU | SULAWESI TENGAH | SIGI BIROMARU | MAIN UNIT | CUSTOMER | 10 February 2020 | ARIEF SETIAWAN - TSE CP | 23 July 2020 | SARWANDI - TSE | 10 February 2020 | ARIEF SETIAWAN - TSE CP | 23 July 2020 | SARWANDI - TSE | ACTIVE
96740065 | FCONA | CONSOLE ADVANCE | IMAGING | FUJIFILM INDONESIA, PT. | GN18050037 | RSUD TULANG BAWANG BARAT | BANDAR LAMPUNG | LAMPUNG | BANDAR LAMPUNG | MAIN UNIT | CUSTOMER | 22 April 2020 | SAHID DERMAWAN - SPV TSE BARAT | 17 April 2020 |  | 22 April 2020 | SAHID DERMAWAN - SPV TSE BARAT | - |  | ACTIVE
96740066 | FCONA | CONSOLE ADVANCE | IMAGING | FUJIFILM INDONESIA, PT. | GN00000081 | RSUD DEMANG SEPULAU RAYA | BANDAR LAMPUNG | LAMPUNG | LAMPUNG TENGAH | ACCESSORIES | CUSTOMER | 10 February 2020 | ANTONIUS SAGITA - KALIBRASI | 30 June 2020 | RUDI SETIAWAN - TSE | 10 February 2020 | ANTONIUS SAGITA - KALIBRASI | 30 June 2020 | RUDI SETIAWAN - TSE | ACTIVE
96740067 | FCONA | CONSOLE ADVANCE | IMAGING | FUJIFILM INDONESIA, PT. | GN18100006 | RSUD RAGAB BEGAWE CARAM MESUJI | BANDAR LAMPUNG | LAMPUNG | BANDAR LAMPUNG | MAIN UNIT | CUSTOMER | 22 April 2020 | SAHID DERMAWAN - SPV TSE BARAT | 20 April 2020 |  | 22 April 2020 | SAHID DERMAWAN - SPV TSE BARAT | - |  | ACTIVE
96740068 | FCONA | CONSOLE ADVANCE | IMAGING | FUJIFILM INDONESIA, PT. | GN00002986 | RDC PUSAT - RAWAGELAM | PUSAT | DKI JAKARTA | JAKARTA TIMUR | MAIN UNIT | EMP | 10 February 2020 | ARIEF SETIAWAN - TSE CP | - |  | 10 February 2020 | ARIEF SETIAWAN - TSE CP | - |  | ACTIVE
96740069 | FCONA | CONSOLE ADVANCE | IMAGING | FUJIFILM INDONESIA, PT. | GN00000005 | RSUD KARAWANG | BEKASI | JAWA BARAT | BEKASI | MAIN UNIT | CUSTOMER | - |  | - |  | 3 August 2020 | NURIL MAGHFIROH - TSE CSR | - |  | ACTIVE
96740070 | FCONA | CONSOLE ADVANCE | IMAGING | FUJIFILM INDONESIA, PT. | GN00000159 | RS JIWA JAMBI | JAMBI | JAMBI | JAMBI | ACCESSORIES | CUSTOMER | 10 February 2020 | ANTONIUS SAGITA - KALIBRASI | - |  | 10 February 2020 | ANTONIUS SAGITA - KALIBRASI | 15 June 2020 | SENDRA WIJAYA - IT | ACTIVE
96740071 | FCONA | CONSOLE ADVANCE | IMAGING | FUJIFILM INDONESIA, PT. | GN19010031 | RSUD PRATAMA ANUGERAH KOTA TOMOHON | MANADO | SULAWESI UTARA | MANADO | ACCESSORIES | CUSTOMER | 10 February 2020 | ANTONIUS SAGITA - KALIBRASI | 26 June 2020 | GANDHI YANRANGGA | 10 February 2020 | ANTONIUS SAGITA - KALIBRASI | 26 June 2020 | GANDHI YANRANGGA | ACTIVE
96740072 | FCONA | CONSOLE ADVANCE | IMAGING | FUJIFILM INDONESIA, PT. | GN18100006 | RSUD RAGAB BEGAWE CARAM MESUJI | BANDAR LAMPUNG | LAMPUNG | BANDAR LAMPUNG | MAIN UNIT | CUSTOMER | 22 April 2020 | SAHID DERMAWAN - SPV TSE BARAT | 20 April 2020 |  | 22 April 2020 | SAHID DERMAWAN - SPV TSE BARAT | - |  | ACTIVE
96740073 | FCONA | CONSOLE ADVANCE | IMAGING | FUJIFILM INDONESIA, PT. | GN00000005 | RSUD KARAWANG | BEKASI | JAWA BARAT | BEKASI | ACCESSORIES | CUSTOMER | 10 February 2020 | ANTONIUS SAGITA - KALIBRASI | 22 June 2020 | GATOT SURYA ADIPUTRA - TSE | 10 February 2020 | ANTONIUS SAGITA - KALIBRASI | 22 June 2020 | GATOT SURYA ADIPUTRA - TSE | ACTIVE
96740074 | FCONA | CONSOLE ADVANCE | IMAGING | FUJIFILM INDONESIA, PT. | GN00002986 | RDC PUSAT - RAWAGELAM | PUSAT | DKI JAKARTA | JAKARTA TIMUR | ACCESSORIES | EMP | 10 February 2020 | ANTONIUS SAGITA - KALIBRASI | 15 May 2020 |  | 10 February 2020 | ANTONIUS SAGITA - KALIBRASI | - |  | ACTIVE
96840254 | FFDRG | FDR D-EVO II G35 | IMAGING | FUJIFILM INDONESIA, PT. | GN00002986 | RDC PUSAT - RAWAGELAM | PUSAT | DKI JAKARTA | JAKARTA TIMUR | MAIN UNIT | EMP | 7 January 2020 | ANTONIUS SAGITA - KALIBRASI | - |  | 7 January 2020 | ANTONIUS SAGITA - KALIBRASI | - |  | ACTIVE
96840257 | FEFDR | FDR D-EVO II | IMAGING | FUJIFILM INDONESIA, PT. | GN00002986 | RDC PUSAT - RAWAGELAM | PUSAT | DKI JAKARTA | JAKARTA TIMUR | MAIN UNIT | EMP | 7 January 2020 | ANTONIUS SAGITA - KALIBRASI | - |  | 7 January 2020 | ANTONIUS SAGITA - KALIBRASI | - |  | ACTIVE
96840258 | FFDRG | FDR D-EVO II G35 | IMAGING | FUJIFILM INDONESIA, PT. | GN00002986 | RDC PUSAT - RAWAGELAM | PUSAT | DKI JAKARTA | JAKARTA TIMUR | MAIN UNIT | EMP | 27 November 2019 | ANTONIUS SAGITA - KALIBRASI | - |  | 27 November 2019 | ANTONIUS SAGITA - KALIBRASI | - |  | ACTIVE
96840259 | FFDRG | FDR D-EVO II G35 | IMAGING | FUJIFILM INDONESIA, PT. | GN00002986 | RDC PUSAT - RAWAGELAM | PUSAT | DKI JAKARTA | JAKARTA TIMUR | MAIN UNIT | EMP | 7 January 2020 | ANTONIUS SAGITA - KALIBRASI | - |  | 7 January 2020 | ANTONIUS SAGITA - KALIBRASI | - |  | ACTIVE
96940646 | FEFDR | FDR D-EVO II | IMAGING | FUJIFILM INDONESIA, PT. | GN00002986 | RDC PUSAT - RAWAGELAM | PUSAT | DKI JAKARTA | JAKARTA TIMUR | MAIN UNIT | EMP | 6 April 2020 | ANTONIUS SAGITA - KALIBRASI | - |  | 6 April 2020 | ANTONIUS SAGITA - KALIBRASI | - |  | ACTIVE
96940648 | FEFDR | FDR D-EVO II | IMAGING | FUJIFILM INDONESIA, PT. | GN00002986 | RDC PUSAT - RAWAGELAM | PUSAT | DKI JAKARTA | JAKARTA TIMUR | MAIN UNIT | EMP | 6 April 2020 | ANTONIUS SAGITA - KALIBRASI | - |  | 6 April 2020 | ANTONIUS SAGITA - KALIBRASI | - |  | ACTIVE
96940649 | FEFDR | FDR D-EVO II | IMAGING | FUJIFILM INDONESIA, PT. | GN00002986 | RDC PUSAT - RAWAGELAM | PUSAT | DKI JAKARTA | JAKARTA TIMUR | MAIN UNIT | EMP | 6 April 2020 | ANTONIUS SAGITA - KALIBRASI | - |  | 6 April 2020 | ANTONIUS SAGITA - KALIBRASI | - |  | ACTIVE
96940650 | FEFDR | FDR D-EVO II | IMAGING | FUJIFILM INDONESIA, PT. | GN00002986 | RDC PUSAT - RAWAGELAM | PUSAT | DKI JAKARTA | JAKARTA TIMUR | MAIN UNIT | EMP | 24 February 2020 | ANTONIUS SAGITA - KALIBRASI | - |  | 24 February 2020 | ANTONIUS SAGITA - KALIBRASI | - |  | ACTIVE
96940673 | FEFDR | FDR D-EVO II | IMAGING | FUJIFILM INDONESIA, PT. | GN00001823 | RSUD Dr. SAIFUL ANWAR PROV JAWA TIMUR | MALANG | JAWA TIMUR | MALANG | MAIN UNIT | CUSTOMER | 5 May 2020 | ANDI ISMAIL - SPV TSE TIMUR | 4 May 2020 |  | 5 May 2020 | ANDI ISMAIL - SPV TSE TIMUR | - |  | ACTIVE
96940674 | FEFDR | FDR D-EVO II | IMAGING | FUJIFILM INDONESIA, PT. | GN00002178 | RSUD DR SOETOMO SURABAYA | SURABAYA-1 | JAWA TIMUR | SURABAYA | MAIN UNIT | CUSTOMER | 6 May 2020 | ANDI ISMAIL - SPV TSE TIMUR | 30 April 2020 |  | 6 May 2020 | ANDI ISMAIL - SPV TSE TIMUR | - |  | ACTIVE
96940675 | FEFDR | FDR D-EVO II | IMAGING | FUJIFILM INDONESIA, PT. | GN00002178 | RSUD DR SOETOMO SURABAYA | SURABAYA-1 | JAWA TIMUR | SURABAYA | MAIN UNIT | CUSTOMER | 6 May 2020 | ANDI ISMAIL - SPV TSE TIMUR | 30 April 2020 |  | 6 May 2020 | ANDI ISMAIL - SPV TSE TIMUR | - |  | ACTIVE
96940677 | FEFDR | FDR D-EVO II | IMAGING | FUJIFILM INDONESIA, PT. | GN00002986 | RDC PUSAT - RAWAGELAM | PUSAT | DKI JAKARTA | JAKARTA TIMUR | MAIN UNIT | EMP | 11 May 2020 | ANTONIUS SAGITA - KALIBRASI | - |  | 11 May 2020 | ANTONIUS SAGITA - KALIBRASI | - |  | ACTIVE
96940678 | FFDRG | FDR D-EVO II G35 | IMAGING | FUJIFILM INDONESIA, PT. | GN00001466 | RSUD SIDOARJO | SURABAYA-1 | JAWA TIMUR | SIDOARJO | MAIN UNIT | CUSTOMER | 11 May 2020 | ANTONIUS SAGITA - KALIBRASI | 9 July 2021 | PHILIP LAKRISNA - TSE | 11 May 2020 | ANTONIUS SAGITA - KALIBRASI | 9 July 2021 | PHILIP LAKRISNA - TSE | ACTIVE
96940679 | FFDRG | FDR D-EVO II G35 | IMAGING | FUJIFILM INDONESIA, PT. | GN00010078 | PEKAS RUMKITAL DR. MINTOHARDJO | JAKARTA-2 | DKI JAKARTA | JAKARTA BARAT | MAIN UNIT | EMP | 11 May 2020 | ANTONIUS SAGITA - KALIBRASI | 31 January 2022 | AHMAD FATKHUDIN - TSE | 11 May 2020 | ANTONIUS SAGITA - KALIBRASI | 19 October 2022 | YUNAN ARIMUNTIAN - TSE | ACTIVE
96940770 | FCONA | CONSOLE ADVANCE | IMAGING | FUJIFILM INDONESIA, PT. | GN18030035 | RS.DR.H.MOCH.ANSARI SALEH | BANJARMASIN | KALIMANTAN SELATAN | BANJARMASIN | MAIN UNIT | CUSTOMER | 9 June 2020 | ARIEF SETIAWAN - TSE CP | 11 June 2020 | SARWANDI - TSE | 9 June 2020 | ARIEF SETIAWAN - TSE CP | 11 June 2020 | SARWANDI - TSE | ACTIVE
9701364 | NX16U |  |  |  | GN00001971 | RS MITRA KELUARGA BEKASI BARAT | BEKASI | JAWA BARAT | BEKASI | MAIN UNIT | CUSTOMER | 2 April 2018 | GATOT SURYA ADIPUTRA - TSE | 5 May 1998 |  | 2 April 2018 | GATOT SURYA ADIPUTRA - TSE | - |  | INACTIVE
97031785 | FCP12 | PRIMA CONSOLE CL A12 | IMAGING | FUJIFILM INDONESIA, PT. | GN00001927 | RS MITRA HUSADA | YOGYAKARTA | JAWA TENGAH | YOGYAKARTA | MAIN UNIT | CUSTOMER | 8 April 2020 | ANDI ISMAIL - SPV TSE TIMUR | 7 April 2020 |  | 8 April 2020 | ANDI ISMAIL - SPV TSE TIMUR | - |  | ACTIVE
97031786 | FCP12 | PRIMA CONSOLE CL A12 | IMAGING | FUJIFILM INDONESIA, PT. | GN20050007 | RS Helsa Cikampek | BEKASI | JAWA BARAT | BEKASI | MAIN UNIT | CUSTOMER | 6 April 2020 | ANTONIUS SAGITA - KALIBRASI | 10 February 2021 | GATOT SURYA ADIPUTRA - TSE | 6 April 2020 | ANTONIUS SAGITA - KALIBRASI | 10 February 2021 | GATOT SURYA ADIPUTRA - TSE | ACTIVE
97031787 | FCP12 | PRIMA CONSOLE CL A12 | IMAGING | FUJIFILM INDONESIA, PT. | GN00006568 | DINAS KESEHATAN KAB/ KOTA. SIMALUNGUN | PEMATANG SIANTAR | SUMATERA UTARA | SIMALUNGUN | MAIN UNIT | CUSTOMER | 15 May 2020 | SAHID DERMAWAN - SPV TSE BARAT | 15 May 2020 |  | 15 May 2020 | SAHID DERMAWAN - SPV TSE BARAT | - |  | ACTIVE
97031788 | FCP12 | PRIMA CONSOLE CL A12 | IMAGING | FUJIFILM INDONESIA, PT. | GN00001926 | RS KRISTEN NGESTI WALUYO | YOGYAKARTA | YOGYAKARTA | YOGYAKARTA | MAIN UNIT | CUSTOMER | 6 April 2020 | ANTONIUS SAGITA - KALIBRASI | 29 December 2021 | DIAN FEBRIYANA - TSE | 6 April 2020 | ANTONIUS SAGITA - KALIBRASI | 29 December 2021 | DIAN FEBRIYANA - TSE | ACTIVE
97031789 | FCP12 | PRIMA CONSOLE CL A12 | IMAGING | FUJIFILM INDONESIA, PT. | GN00002986 | RDC PUSAT - RAWAGELAM | PUSAT | DKI JAKARTA | JAKARTA TIMUR | MAIN UNIT | EMP | 6 April 2020 | ANTONIUS SAGITA - KALIBRASI | - |  | 6 April 2020 | ANTONIUS SAGITA - KALIBRASI | - |  | ACTIVE
97031790 | FCP12 | PRIMA CONSOLE CL A12 | IMAGING | FUJIFILM INDONESIA, PT. | GN00011938 | RS PERTAMEDIKA UMMI ROSNATI | BANDA ACEH | ACEH | BANDA ACEH | MAIN UNIT | CUSTOMER | 6 April 2020 | ANTONIUS SAGITA - KALIBRASI | 28 September 2020 | BARITA P-SIMAMORA - TSE | 6 April 2020 | ANTONIUS SAGITA - KALIBRASI | 28 September 2020 | BARITA P-SIMAMORA - TSE | ACTIVE
97031791 | FCP12 | PRIMA CONSOLE CL A12 | IMAGING | FUJIFILM INDONESIA, PT. | GN00011260 | RS SEBENING KASIH | KUDUS | JAWA TENGAH | KUDUS | MAIN UNIT | CUSTOMER | 6 April 2020 | ANTONIUS SAGITA - KALIBRASI | 18 September 2020 | ANDRIAS NUGROHO - TSE | 6 April 2020 | ANTONIUS SAGITA - KALIBRASI | 18 September 2020 | ANDRIAS NUGROHO - TSE | ACTIVE
97031792 | FCP12 | PRIMA CONSOLE CL A12 | IMAGING | FUJIFILM INDONESIA, PT. | GN00000061 | RS BUMI WARAS | BANDAR LAMPUNG | LAMPUNG | BANDAR LAMPUNG | MAIN UNIT | CUSTOMER | 6 April 2020 | ANTONIUS SAGITA - KALIBRASI | 31 December 2020 | AZLI YUDHA - TSE | 6 April 2020 | ANTONIUS SAGITA - KALIBRASI | 31 December 2020 | AZLI YUDHA - TSE | ACTIVE
97031793 | FCP12 | PRIMA CONSOLE CL A12 | IMAGING | FUJIFILM INDONESIA, PT. | GN00000322 | RS IMELDA | MEDAN | SUMATERA UTARA | MEDAN | MAIN UNIT | EMP | 6 April 2020 | ANTONIUS SAGITA - KALIBRASI | 30 October 2020 | BARITA P-SIMAMORA - TSE | 6 April 2020 | ANTONIUS SAGITA - KALIBRASI | 22 August 2025 | SAHID DERMAWAN - SPV TSE BARAT | ACTIVE
97031794 | FCP12 | PRIMA CONSOLE CL A12 | IMAGING | FUJIFILM INDONESIA, PT. | GN00001000 | RB SAWOJAJAR | BOGOR | JAWA BARAT | BOGOR | MAIN UNIT | CUSTOMER | 6 April 2020 | ANTONIUS SAGITA - KALIBRASI | 27 November 2020 | IBNUL AZIZ - TSE | 6 April 2020 | ANTONIUS SAGITA - KALIBRASI | 27 November 2020 | IBNUL AZIZ - TSE | ACTIVE
97032858 | FCRT2 | CR IR 392 RU2 PNTM = : E (PRIMA T2) | IMAGING | FUJIFILM INDONESIA, PT. | GN20010004 | RSUD BANTARGEBANG | BEKASI | JAWA BARAT | BEKASI | MAIN UNIT | CUSTOMER | - |  | 30 July 2021 | GATOT SURYA ADIPUTRA - TSE | 13 July 2021 | ARIEF SETIAWAN - TSE CP | 30 July 2021 | GATOT SURYA ADIPUTRA - TSE | ACTIVE
97032860 | EKFTM | PRIMA TM E-CATALOGUE | IMAGING | FUJIFILM INDONESIA, PT. | GN00000438 | RSUD TARUTUNG | PEMATANG SIANTAR | SUMATERA UTARA | TARUTUNG | MAIN UNIT | CUSTOMER | 10 August 2020 | ANTONIUS SAGITA - KALIBRASI | 25 January 2021 | BARITA P-SIMAMORA - TSE | 15 July 2020 | ANTONIUS SAGITA - KALIBRASI | 25 January 2021 | BARITA P-SIMAMORA - TSE | ACTIVE
97032863 | EKFTM | PRIMA TM E-CATALOGUE | IMAGING | FUJIFILM INDONESIA, PT. | GN20100017 | Balai Kesehatan Paru Masyarakat Provinsi Maluku | MAKASSAR | MALUKU | MAKASSAR | MAIN UNIT | CUSTOMER | 10 August 2020 | ANTONIUS SAGITA - KALIBRASI | 10 November 2020 | SARWANDI - TSE | 15 July 2020 | ANTONIUS SAGITA - KALIBRASI | 10 November 2020 | SARWANDI - TSE | ACTIVE
97032864 | ECRTM | FCR Prima TM E-Katalog | IMAGING | FUJIFILM INDONESIA, PT. | GN00002986 | RDC PUSAT - RAWAGELAM | PUSAT | DKI JAKARTA | JAKARTA TIMUR | MAIN UNIT | EMP | - |  | - |  | 21 September 2021 | ARIEF SETIAWAN - TSE CP | - |  | ACTIVE
97032866 | EKFTM | PRIMA TM E-CATALOGUE | IMAGING | FUJIFILM INDONESIA, PT. | GN00002875 | RSUD PASAR MINGGU | PEJATEN | DKI JAKARTA | JAKARTA SELATAN | MAIN UNIT | CUSTOMER | 10 August 2020 | ANTONIUS SAGITA - KALIBRASI | 28 October 2020 | IBNUL AZIZ - TSE | 15 July 2020 | ANTONIUS SAGITA - KALIBRASI | 28 October 2020 | IBNUL AZIZ - TSE | ACTIVE
97032886 | ECRTM | FCR Prima TM E-Katalog | IMAGING | FUJIFILM INDONESIA, PT. | GN00004597 | BKPM SEMARANG | SEMARANG | JAWA TENGAH | SEMARANG | MAIN UNIT | CUSTOMER | - |  | 28 November 2021 | MUNADI - TSE | 8 September 2021 | ARIEF SETIAWAN - TSE CP | 28 November 2021 | MUNADI - TSE | ACTIVE
97032913 | EKFTM | PRIMA TM E-CATALOGUE | IMAGING | FUJIFILM INDONESIA, PT. | GN00000603 | RSUD ADE MOEHAMAD DJOEN SINTANG | PONTIANAK | KALIMANTAN BARAT | PONTIANAK | MAIN UNIT | CUSTOMER | 10 August 2020 | ANTONIUS SAGITA - KALIBRASI | 6 January 2021 | GATOT SURYA ADIPUTRA - TSE | 15 July 2020 | ANTONIUS SAGITA - KALIBRASI | 6 January 2021 | GATOT SURYA ADIPUTRA - TSE | ACTIVE
97032915 | EKFTM | PRIMA TM E-CATALOGUE | IMAGING | FUJIFILM INDONESIA, PT. | GN20110019 | RSUD Saptosari | YOGYAKARTA | YOGYAKARTA | YOGYAKARTA | MAIN UNIT | CUSTOMER | 10 August 2020 | ANTONIUS SAGITA - KALIBRASI | 30 November 2020 | DIAN FEBRIYANA - TSE | 15 July 2020 | ANTONIUS SAGITA - KALIBRASI | 30 November 2020 | DIAN FEBRIYANA - TSE | ACTIVE
97032916 | EKFTM | PRIMA TM E-CATALOGUE | IMAGING | FUJIFILM INDONESIA, PT. | GN00002986 | RDC PUSAT - RAWAGELAM | PUSAT | DKI JAKARTA | JAKARTA TIMUR | MAIN UNIT | EMP | 10 August 2020 | ANTONIUS SAGITA - KALIBRASI | - |  | 15 July 2020 | ANTONIUS SAGITA - KALIBRASI | - |  | ACTIVE
97032917 | EKFTM | PRIMA TM E-CATALOGUE | IMAGING | FUJIFILM INDONESIA, PT. | GN00001805 | RSUD SIMO | SOLO | JAWA TENGAH | BOYOLALI | MAIN UNIT | CUSTOMER | 10 August 2020 | ANTONIUS SAGITA - KALIBRASI | 11 January 2021 | TEGAR PANDU - TSE | 15 July 2020 | ANTONIUS SAGITA - KALIBRASI | 11 January 2021 | TEGAR PANDU - TSE | ACTIVE
97032925 | EKFTM | PRIMA TM E-CATALOGUE | IMAGING | FUJIFILM INDONESIA, PT. | GN20010138 | RSUD PRATAMA REDA BOLO | KUPANG | NUSA TENGGARA TIMUR | KUPANG | MAIN UNIT | CUSTOMER | 10 August 2020 | ANTONIUS SAGITA - KALIBRASI | 22 December 2020 | I KADEK - TSE | 15 July 2020 | ANTONIUS SAGITA - KALIBRASI | 22 December 2020 | I KADEK - TSE | ACTIVE
97035384 | FDRLI | DRYPIX LITE | IMAGING | FUJIFILM INDONESIA, PT. | GN00008727 | RSU UMMI MANDIRI | BENGKULU | BENGKULU | BENGKULU | MAIN UNIT | EMP | 18 March 2020 | System Auto | 9 April 2020 |  | 18 March 2020 | System Auto | 23 February 2024 | SAHID DERMAWAN - SPV TSE BARAT | ACTIVE
97035385 | FDRLI | DRYPIX LITE | IMAGING | FUJIFILM INDONESIA, PT. | GN00000081 | RSUD DEMANG SEPULAU RAYA | BANDAR LAMPUNG | LAMPUNG | LAMPUNG TENGAH | MAIN UNIT | CUSTOMER | 18 March 2020 | ANTONIUS SAGITA - KALIBRASI | 30 June 2020 | RUDI SETIAWAN - TSE | 18 March 2020 | ANTONIUS SAGITA - KALIBRASI | 30 June 2020 | RUDI SETIAWAN - TSE | ACTIVE
97141148 | FCONA | CONSOLE ADVANCE | IMAGING | FUJIFILM INDONESIA, PT. | GN00006945 | RSUD MALINGPING | TANGERANG | BANTEN |  | MAIN UNIT | CUSTOMER | 26 January 2022 | ADITIYA NOVANDRA - TSE | 3 August 2020 | ARBIANSYAH - TSE | 29 July 2020 | NURIL MAGHFIROH - TSE CSR | 26 January 2022 | ADITIYA NOVANDRA - TSE | ACTIVE
97141149 | FCONA | CONSOLE ADVANCE | IMAGING | FUJIFILM INDONESIA, PT. | GN20110019 | RSUD Saptosari | YOGYAKARTA | YOGYAKARTA | YOGYAKARTA | MAIN UNIT | CUSTOMER | 7 January 2021 | ARIEF SETIAWAN - TSE CP | 30 November 2020 | DIAN FEBRIYANA - TSE | 30 November 2020 | ARIEF SETIAWAN - TSE CP | 7 January 2021 | ARIEF SETIAWAN - TSE CP | ACTIVE
97141150 | FCONA | CONSOLE ADVANCE | IMAGING | FUJIFILM INDONESIA, PT. | GN20110019 | RSUD Saptosari | YOGYAKARTA | YOGYAKARTA | YOGYAKARTA | MAIN UNIT | CUSTOMER | 7 January 2021 | ARIEF SETIAWAN - TSE CP | 30 November 2020 | DIAN FEBRIYANA - TSE | 30 November 2020 | ARIEF SETIAWAN - TSE CP | 7 January 2021 | ARIEF SETIAWAN - TSE CP | ACTIVE
97141151 | FCONA | CONSOLE ADVANCE | IMAGING | FUJIFILM INDONESIA, PT. | GN00006945 | RSUD MALINGPING | TANGERANG | BANTEN |  | MAIN UNIT | CUSTOMER | 26 January 2022 | ADITIYA NOVANDRA - TSE | 3 August 2020 | ARBIANSYAH - TSE | 29 July 2020 | NURIL MAGHFIROH - TSE CSR | 26 January 2022 | ADITIYA NOVANDRA - TSE | ACTIVE
97141155 | FCONA | CONSOLE ADVANCE | IMAGING | FUJIFILM INDONESIA, PT. | GN00002875 | RSUD PASAR MINGGU | PEJATEN | DKI JAKARTA | JAKARTA SELATAN | MAIN UNIT | CUSTOMER | 7 January 2021 | ARIEF SETIAWAN - TSE CP | 28 October 2020 | IBNUL AZIZ - TSE | 27 October 2020 | ARIEF SETIAWAN - TSE CP | 7 January 2021 | ARIEF SETIAWAN - TSE CP | ACTIVE
97141156 | FCONA | CONSOLE ADVANCE | IMAGING | FUJIFILM INDONESIA, PT. | GN00002875 | RSUD PASAR MINGGU | PEJATEN | DKI JAKARTA | JAKARTA SELATAN | MAIN UNIT | CUSTOMER | 7 January 2021 | ARIEF SETIAWAN - TSE CP | 28 October 2020 | IBNUL AZIZ - TSE | 27 October 2020 | ARIEF SETIAWAN - TSE CP | 7 January 2021 | ARIEF SETIAWAN - TSE CP | ACTIVE
97141157 | FCONA | CONSOLE ADVANCE | IMAGING | FUJIFILM INDONESIA, PT. | GN20100017 | Balai Kesehatan Paru Masyarakat Provinsi Maluku | MAKASSAR | MALUKU | MAKASSAR | MAIN UNIT | CUSTOMER | 30 November 2020 | ANTONIUS SAGITA - KALIBRASI | 10 November 2020 | SARWANDI - TSE | 2 November 2020 | ANTONIUS SAGITA - KALIBRASI | 30 November 2020 | ANTONIUS SAGITA - KALIBRASI | ACTIVE
97141158 | FCONA | CONSOLE ADVANCE | IMAGING | FUJIFILM INDONESIA, PT. | GN00000269 | RSUD PASAMAN BARAT | PADANG | SUMATERA BARAT | SIMPANG EMPAT | MAIN UNIT | CUSTOMER | 22 October 2020 | ANTONIUS SAGITA - KALIBRASI | 20 September 2020 | ABDI PUTRA - TSE | 7 September 2020 | ANTONIUS SAGITA - KALIBRASI | 22 October 2020 | ANTONIUS SAGITA - KALIBRASI | ACTIVE
97141159 | FCONA | CONSOLE ADVANCE | IMAGING | FUJIFILM INDONESIA, PT. | GN00000269 | RSUD PASAMAN BARAT | PADANG | SUMATERA BARAT | SIMPANG EMPAT | MAIN UNIT | CUSTOMER | 22 October 2020 | ANTONIUS SAGITA - KALIBRASI | 20 September 2020 | ABDI PUTRA - TSE | 7 September 2020 | ANTONIUS SAGITA - KALIBRASI | 22 October 2020 | ANTONIUS SAGITA - KALIBRASI | ACTIVE
97141160 | FCONA | CONSOLE ADVANCE | IMAGING | FUJIFILM INDONESIA, PT. | GN20100017 | Balai Kesehatan Paru Masyarakat Provinsi Maluku | MAKASSAR | MALUKU | MAKASSAR | MAIN UNIT | CUSTOMER | 30 November 2020 | ANTONIUS SAGITA - KALIBRASI | 10 November 2020 | SARWANDI - TSE | 2 November 2020 | ANTONIUS SAGITA - KALIBRASI | 30 November 2020 | ANTONIUS SAGITA - KALIBRASI | ACTIVE
97141161 | FCONA | CONSOLE ADVANCE | IMAGING | FUJIFILM INDONESIA, PT. | GN00000603 | RSUD ADE MOEHAMAD DJOEN SINTANG | PONTIANAK | KALIMANTAN BARAT | PONTIANAK | MAIN UNIT | CUSTOMER | 22 February 2021 | ANTONIUS SAGITA - KALIBRASI | 6 January 2021 | GATOT SURYA ADIPUTRA - TSE | 30 November 2020 | ANTONIUS SAGITA - KALIBRASI | 22 February 2021 | ANTONIUS SAGITA - KALIBRASI | ACTIVE
97141162 | FCONA | CONSOLE ADVANCE | IMAGING | FUJIFILM INDONESIA, PT. | GN00000603 | RSUD ADE MOEHAMAD DJOEN SINTANG | PONTIANAK | KALIMANTAN BARAT | PONTIANAK | MAIN UNIT | CUSTOMER | 22 February 2021 | ANTONIUS SAGITA - KALIBRASI | 6 January 2021 | GATOT SURYA ADIPUTRA - TSE | 30 November 2020 | ANTONIUS SAGITA - KALIBRASI | 22 February 2021 | ANTONIUS SAGITA - KALIBRASI | ACTIVE
97141163 | FCONA | CONSOLE ADVANCE | IMAGING | FUJIFILM INDONESIA, PT. | GN00001805 | RSUD SIMO | SOLO | JAWA TENGAH | BOYOLALI | ACCESSORIES | CUSTOMER | 15 April 2021 | ANTONIUS SAGITA - KALIBRASI | 11 January 2021 | TEGAR PANDU - TSE | 11 January 2021 | ANTONIUS SAGITA - KALIBRASI | 15 April 2021 | ANTONIUS SAGITA - KALIBRASI | ACTIVE
97141164 | FCONA | CONSOLE ADVANCE | IMAGING | FUJIFILM INDONESIA, PT. | GN00001805 | RSUD SIMO | SOLO | JAWA TENGAH | BOYOLALI | ACCESSORIES | CUSTOMER | 15 April 2021 | ANTONIUS SAGITA - KALIBRASI | 11 January 2021 | TEGAR PANDU - TSE | 11 January 2021 | ANTONIUS SAGITA - KALIBRASI | 15 April 2021 | ANTONIUS SAGITA - KALIBRASI | ACTIVE
97141172 | FCONA | CONSOLE ADVANCE | IMAGING | FUJIFILM INDONESIA, PT. | GN00000165 | RSU RADEN MATTAHER | JAMBI | JAMBI | JAMBI | MAIN UNIT | CUSTOMER | 9 June 2020 | ARIEF SETIAWAN - TSE CP | 27 July 2020 | ABDI PUTRA - TSE | 9 June 2020 | ARIEF SETIAWAN - TSE CP | 27 July 2020 | ABDI PUTRA - TSE | ACTIVE
97141173 | FCONA | CONSOLE ADVANCE | IMAGING | FUJIFILM INDONESIA, PT. | GN00000165 | RSU RADEN MATTAHER | JAMBI | JAMBI | JAMBI | MAIN UNIT | CUSTOMER | 9 June 2020 | ARIEF SETIAWAN - TSE CP | 15 July 2020 | ABDI PUTRA - TSE | 9 June 2020 | ARIEF SETIAWAN - TSE CP | 15 July 2020 | ABDI PUTRA - TSE | ACTIVE
97141174 | FCONA | CONSOLE ADVANCE | IMAGING | FUJIFILM INDONESIA, PT. | GN00008859 | RSUD. PASIRIAN | JEMBER | JAWA TIMUR | JEMBER | MAIN UNIT | CUSTOMER | 9 June 2020 | ARIEF SETIAWAN - TSE CP | 30 June 2020 | AHMAD FATKHUDIN - TSE | 9 June 2020 | ARIEF SETIAWAN - TSE CP | 30 June 2020 | AHMAD FATKHUDIN - TSE | ACTIVE
97141179 | FCONA | CONSOLE ADVANCE | IMAGING | FUJIFILM INDONESIA, PT. | GN00008859 | RSUD. PASIRIAN | JEMBER | JAWA TIMUR | JEMBER | MAIN UNIT | CUSTOMER | 9 June 2020 | ARIEF SETIAWAN - TSE CP | 30 June 2020 | AHMAD FATKHUDIN - TSE | 9 June 2020 | ARIEF SETIAWAN - TSE CP | 30 June 2020 | AHMAD FATKHUDIN - TSE | ACTIVE
97143743 | FDMAS | DPX LITE MAGAZINE S : E | IMAGING | FUJIFILM INDONESIA, PT. | GN00002986 | RDC PUSAT - RAWAGELAM | PUSAT | DKI JAKARTA | JAKARTA TIMUR | ACCESSORIES | EMP | - |  | - |  | 4 February 2021 | ARIEF SETIAWAN - TSE CP | - |  | ACTIVE
97199362 | FCRT2 | CR IR 392 RU2 PNTM = : E (PRIMA T2) | IMAGING | FUJIFILM INDONESIA, PT. | GN18070001 | RUMAH SAKIT BHAYANGKARA PALANGKARAYA | BANJARMASIN | KALIMANTAN TENGAH | PALANGKA RAYA | MAIN UNIT | EMP | 6 April 2020 | System Auto | 14 May 2020 |  | 6 April 2020 | System Auto | - |  | ACTIVE
97199363 | FCRT2 | CR IR 392 RU2 PNTM = : E (PRIMA T2) | IMAGING | FUJIFILM INDONESIA, PT. | GN00001927 | RS MITRA HUSADA | YOGYAKARTA | JAWA TENGAH | YOGYAKARTA | MAIN UNIT | CUSTOMER | 8 April 2020 | ANDI ISMAIL - SPV TSE TIMUR | 7 April 2020 |  | 8 April 2020 | ANDI ISMAIL - SPV TSE TIMUR | - |  | ACTIVE
97199364 | FCRT2 | CR IR 392 RU2 PNTM = : E (PRIMA T2) | IMAGING | FUJIFILM INDONESIA, PT. | GN20050007 | RS Helsa Cikampek | BEKASI | JAWA BARAT | BEKASI | MAIN UNIT | CUSTOMER | 6 April 2020 | ANTONIUS SAGITA - KALIBRASI | - |  | 6 April 2020 | ANTONIUS SAGITA - KALIBRASI | - |  | ACTIVE
97199365 | FCRT2 | CR IR 392 RU2 PNTM = : E (PRIMA T2) | IMAGING | FUJIFILM INDONESIA, PT. | GN00008727 | RSU UMMI MANDIRI | BENGKULU | BENGKULU | BENGKULU | MAIN UNIT | EMP | 6 April 2020 | System Auto | 9 April 2020 |  | 6 April 2020 | System Auto | 14 March 2024 | SAHID DERMAWAN - SPV TSE BARAT | ACTIVE
97199366 | FCRT2 | CR IR 392 RU2 PNTM = : E (PRIMA T2) | IMAGING | FUJIFILM INDONESIA, PT. | GN19030035 | RSU PARAMOUNT | MAKASSAR | SULAWESI SELATAN | MAKASSAR | MAIN UNIT | CUSTOMER | 6 April 2020 | ANTONIUS SAGITA - KALIBRASI | 3 August 2020 | AUGESTA NANDA PRADANA - TSE | 6 April 2020 | ANTONIUS SAGITA - KALIBRASI | 3 August 2020 | AUGESTA NANDA PRADANA - TSE | ACTIVE
97199367 | FCRT2 | CR IR 392 RU2 PNTM = : E (PRIMA T2) | IMAGING | FUJIFILM INDONESIA, PT. | GN20060002 | Primecare clinic | PEJATEN | DKI JAKARTA | JAKARTA TIMUR | MAIN UNIT | CUSTOMER | 6 April 2020 | ANTONIUS SAGITA - KALIBRASI | 24 August 2020 | IBNUL AZIZ - TSE | 6 April 2020 | ANTONIUS SAGITA - KALIBRASI | 24 August 2020 | IBNUL AZIZ - TSE | ACTIVE
97199368 | FCRT2 | CR IR 392 RU2 PNTM = : E (PRIMA T2) | IMAGING | FUJIFILM INDONESIA, PT. | GN20080017 | RSU MUHAMMADIYAH BABAT | SURABAYA-1 | JAWA TIMUR | SURABAYA | MAIN UNIT | EMP | 6 April 2020 | ANTONIUS SAGITA - KALIBRASI | 30 July 2020 | MIKKI FAHRIZI - TSE | 6 April 2020 | ANTONIUS SAGITA - KALIBRASI | 30 July 2020 | MIKKI FAHRIZI - TSE | ACTIVE
97199369 | FCRT2 | CR IR 392 RU2 PNTM = : E (PRIMA T2) | IMAGING | FUJIFILM INDONESIA, PT. | GN00006568 | DINAS KESEHATAN KAB/ KOTA. SIMALUNGUN | PEMATANG SIANTAR | SUMATERA UTARA | SIMALUNGUN | MAIN UNIT | CUSTOMER | 15 May 2020 | SAHID DERMAWAN - SPV TSE BARAT | 15 May 2020 |  | 15 May 2020 | SAHID DERMAWAN - SPV TSE BARAT | - |  | ACTIVE
97199370 | FCRT2 | CR IR 392 RU2 PNTM = : E (PRIMA T2) | IMAGING | FUJIFILM INDONESIA, PT. | GN00001926 | RS KRISTEN NGESTI WALUYO | YOGYAKARTA | YOGYAKARTA | YOGYAKARTA | MAIN UNIT | CUSTOMER | 6 April 2020 | ANTONIUS SAGITA - KALIBRASI | 29 December 2021 | DIAN FEBRIYANA - TSE | 6 April 2020 | ANTONIUS SAGITA - KALIBRASI | 29 December 2021 | DIAN FEBRIYANA - TSE | ACTIVE
9719973 | FCRT2 | CR IR 392 RU2 PNTM = : E (PRIMA T2) | IMAGING | FUJIFILM INDONESIA, PT. | GN00002986 | RDC PUSAT - RAWAGELAM | PUSAT | DKI JAKARTA | JAKARTA TIMUR | MAIN UNIT | EMP | 6 April 2020 | ANTONIUS SAGITA - KALIBRASI | - |  | 6 April 2020 | ANTONIUS SAGITA - KALIBRASI | - |  | ACTIVE
97231946 | FCP12 | PRIMA CONSOLE CL A12 | IMAGING | FUJIFILM INDONESIA, PT. | GN00002986 | RDC PUSAT - RAWAGELAM | PUSAT | DKI JAKARTA | JAKARTA TIMUR | MAIN UNIT | EMP | 10 August 2020 | ANTONIUS SAGITA - KALIBRASI | - |  | 6 July 2020 | ANTONIUS SAGITA - KALIBRASI | - |  | ACTIVE
97231948 | FCP12 | PRIMA CONSOLE CL A12 | IMAGING | FUJIFILM INDONESIA, PT. | GN00002986 | RDC PUSAT - RAWAGELAM | PUSAT | DKI JAKARTA | JAKARTA TIMUR | MAIN UNIT | EMP | 10 August 2020 | ANTONIUS SAGITA - KALIBRASI | - |  | 6 July 2020 | ANTONIUS SAGITA - KALIBRASI | - |  | ACTIVE
97231949 | FCP12 | PRIMA CONSOLE CL A12 | IMAGING | FUJIFILM INDONESIA, PT. | GN00002986 | RDC PUSAT - RAWAGELAM | PUSAT | DKI JAKARTA | JAKARTA TIMUR | MAIN UNIT | EMP | 10 August 2020 | ANTONIUS SAGITA - KALIBRASI | - |  | 6 July 2020 | ANTONIUS SAGITA - KALIBRASI | - |  | ACTIVE
97231950 | FCP12 | PRIMA CONSOLE CL A12 | IMAGING | FUJIFILM INDONESIA, PT. | GN00008249 | RSIA PUSPA HUSADA | BEKASI | JAWA BARAT | BEKASI | MAIN UNIT | CUSTOMER | 10 August 2020 | ANTONIUS SAGITA - KALIBRASI | 4 January 2021 | GATOT SURYA ADIPUTRA - TSE | 6 July 2020 | ANTONIUS SAGITA - KALIBRASI | 4 January 2021 | GATOT SURYA ADIPUTRA - TSE | ACTIVE
97231954 | FCP12 | PRIMA CONSOLE CL A12 | IMAGING | FUJIFILM INDONESIA, PT. | GN00004096 | RSIA BUDI KEMULIAAN | JAKARTA-2 | DKI JAKARTA | JAKARTA PUSAT | MAIN UNIT | CUSTOMER | 10 August 2020 | ANTONIUS SAGITA - KALIBRASI | 30 July 2021 | ARDI HERMAWAN - TSE CP | 6 July 2020 | ANTONIUS SAGITA - KALIBRASI | 30 July 2021 | ARDI HERMAWAN - TSE CP | ACTIVE
97231955 | FCP12 | PRIMA CONSOLE CL A12 | IMAGING | FUJIFILM INDONESIA, PT. | GN20110004 | RS MITRA HUSADA LAMPUNG | BANDAR LAMPUNG | LAMPUNG | BANDAR LAMPUNG | MAIN UNIT | CUSTOMER | 10 August 2020 | ANTONIUS SAGITA - KALIBRASI | 31 July 2021 | ABDI PUTRA - TSE | 6 July 2020 | ANTONIUS SAGITA - KALIBRASI | 31 July 2021 | ABDI PUTRA - TSE | ACTIVE
97231956 | FCP12 | PRIMA CONSOLE CL A12 | IMAGING | FUJIFILM INDONESIA, PT. | GN00003167 | RS BEDAH DIPONEGORO KLATEN | YOGYAKARTA | YOGYAKARTA | KLATEN | MAIN UNIT | CUSTOMER | 10 August 2020 | ANTONIUS SAGITA - KALIBRASI | 11 January 2021 | TEGAR PANDU - TSE | 6 July 2020 | ANTONIUS SAGITA - KALIBRASI | 11 January 2021 | TEGAR PANDU - TSE | ACTIVE
97231957 | FCP12 | PRIMA CONSOLE CL A12 | IMAGING | FUJIFILM INDONESIA, PT. | GN00000465 | RSUD TAMIANG | BANDA ACEH | ACEH | TAMIANG | MAIN UNIT | CUSTOMER | 10 August 2020 | ANTONIUS SAGITA - KALIBRASI | 8 December 2020 | ABDUL KARIM - TSE | 6 July 2020 | ANTONIUS SAGITA - KALIBRASI | 8 December 2020 | ABDUL KARIM - TSE | ACTIVE
97231961 | FCP12 | PRIMA CONSOLE CL A12 | IMAGING | FUJIFILM INDONESIA, PT. | GN00002986 | RDC PUSAT - RAWAGELAM | PUSAT | DKI JAKARTA | JAKARTA TIMUR | MAIN UNIT | EMP | 10 August 2020 | ANTONIUS SAGITA - KALIBRASI | - |  | 6 July 2020 | ANTONIUS SAGITA - KALIBRASI | - |  | ACTIVE
97241430 | FEFDR | FDR D-EVO II | IMAGING | FUJIFILM INDONESIA, PT. | GN00002986 | RDC PUSAT - RAWAGELAM | PUSAT | DKI JAKARTA | JAKARTA TIMUR | MAIN UNIT | EMP | 4 August 2020 | ANTONIUS SAGITA - KALIBRASI | - |  | 26 June 2020 | ANTONIUS SAGITA - KALIBRASI | - |  | ACTIVE
97241431 | FEFDR | FDR D-EVO II | IMAGING | FUJIFILM INDONESIA, PT. | GN00002986 | RDC PUSAT - RAWAGELAM | PUSAT | DKI JAKARTA | JAKARTA TIMUR | MAIN UNIT | EMP | 9 June 2020 | ARIEF SETIAWAN - TSE CP | - |  | 28 May 2020 | ARIEF SETIAWAN - TSE CP | - |  | ACTIVE
97241433 | FEFDR | FDR D-EVO II | IMAGING | FUJIFILM INDONESIA, PT. | GN00002986 | RDC PUSAT - RAWAGELAM | PUSAT | DKI JAKARTA | JAKARTA TIMUR | MAIN UNIT | EMP | 4 August 2020 | ANTONIUS SAGITA - KALIBRASI | - |  | 26 June 2020 | ANTONIUS SAGITA - KALIBRASI | - |  | ACTIVE
97241434 | FEFDR | FDR D-EVO II | IMAGING | FUJIFILM INDONESIA, PT. | GN00002178 | RSUD DR SOETOMO SURABAYA | SURABAYA-1 | JAWA TIMUR | SURABAYA | MAIN UNIT | CUSTOMER | 9 June 2020 | ARIEF SETIAWAN - TSE CP | 31 October 2020 | MIKKI FAHRIZI - TSE | 28 May 2020 | ARIEF SETIAWAN - TSE CP | 31 October 2020 | MIKKI FAHRIZI - TSE | ACTIVE
97241435 | FEFDR | FDR D-EVO II | IMAGING | FUJIFILM INDONESIA, PT. | GN00002986 | RDC PUSAT - RAWAGELAM | PUSAT | DKI JAKARTA | JAKARTA TIMUR | MAIN UNIT | EMP | 9 June 2020 | ARIEF SETIAWAN - TSE CP | - |  | 28 May 2020 | ARIEF SETIAWAN - TSE CP | - |  | ACTIVE
97241436 | FEFDR | FDR D-EVO II | IMAGING | FUJIFILM INDONESIA, PT. | GN00002986 | RDC PUSAT - RAWAGELAM | PUSAT | DKI JAKARTA | JAKARTA TIMUR | MAIN UNIT | EMP | 14 May 2020 | ANTONIUS SAGITA - KALIBRASI | - |  | 14 May 2020 | ANTONIUS SAGITA - KALIBRASI | - |  | ACTIVE
97241437 | FFDRG | FDR D-EVO II G35 | IMAGING | FUJIFILM INDONESIA, PT. | GN00002986 | RDC PUSAT - RAWAGELAM | PUSAT | DKI JAKARTA | JAKARTA TIMUR | MAIN UNIT | EMP | 14 May 2020 | ANTONIUS SAGITA - KALIBRASI | - |  | 14 May 2020 | ANTONIUS SAGITA - KALIBRASI | - |  | ACTIVE
97241442 | FRXL2 | CAPSULA XL2 | IMAGING | FUJIFILM INDONESIA, PT. | GN00001204 | RSUD CILACAP | PURWOKERTO | JAWA TENGAH | CILACAP | MAIN UNIT | EMP | 10 August 2020 | ANTONIUS SAGITA - KALIBRASI | 1 September 2020 | DIAN FEBRIYANA - TSE | 1 July 2020 | ANTONIUS SAGITA - KALIBRASI | 1 September 2020 | DIAN FEBRIYANA - TSE | ACTIVE
97241444 | FRXL2 | CAPSULA XL2 | IMAGING | FUJIFILM INDONESIA, PT. | GN00000954 | RSIA HERMINA PASTEUR | BANDUNG | JAWA BARAT | BANDUNG | MAIN UNIT | CUSTOMER | 10 August 2020 | ANTONIUS SAGITA - KALIBRASI | 12 April 2021 | ARBIANSYAH - TSE | 1 July 2020 | ANTONIUS SAGITA - KALIBRASI | 12 April 2021 | ARBIANSYAH - TSE | ACTIVE
97241446 | FRXL2 | CAPSULA XL2 | IMAGING | FUJIFILM INDONESIA, PT. | GN00003004 | RS HERMINA CIPUTAT | TANGERANG | BANTEN | TANGERANG | MAIN UNIT | CUSTOMER | 4 May 2020 | SAHID DERMAWAN - SPV TSE BARAT | 18 May 2020 |  | 4 May 2020 | SAHID DERMAWAN - SPV TSE BARAT | - |  | ACTIVE
97241447 | FRXL2 | CAPSULA XL2 | IMAGING | FUJIFILM INDONESIA, PT. | GN00001080 | RS HERMINA GALAXY | BEKASI | JAWA BARAT | BEKASI | MAIN UNIT | CUSTOMER | 8 May 2020 | GATOT SURYA ADIPUTRA - TSE | 8 May 2020 |  | 8 May 2020 | GATOT SURYA ADIPUTRA - TSE | - |  | ACTIVE
98/XII/13 | NI20U | PHOTOTHERAPY PT-2000 H | IMAGING | NAKAMURA MEDICAL | GN00003152 | RS TK IV CIJANTUNG KESDAM JAYA | JAKARTA-1 | DKI JAKARTA | JAKARTA TIMUR | MAIN UNIT | CUSTOMER | - |  | 17 December 2013 |  | - |  | - |  | ACTIVE
9S1925A48074 | FLMTP | LIEBERT GXT MTPLUS | IMAGING | FUJIFILM INDONESIA, PT. | GN00002986 | RDC PUSAT - RAWAGELAM | PUSAT | DKI JAKARTA | JAKARTA TIMUR | ACCESSORIES | EMP | - |  | - |  | 4 February 2021 | ARIEF SETIAWAN - TSE CP | - |  | ACTIVE
9S1928A60249 | FLMTP | LIEBERT GXT MTPLUS | IMAGING | FUJIFILM INDONESIA, PT. | GN00002248 | RSUD DR SOEGIRI | SURABAYA-1 | JAWA TIMUR | LAMONGAN | ACCESSORIES | EMP | - |  | 19 July 2022 | MIKKI FAHRIZI - TSE | 4 February 2021 | ARIEF SETIAWAN - TSE CP | 19 July 2022 | MIKKI FAHRIZI - TSE | ACTIVE
9S1928A60250 | FLMTP | LIEBERT GXT MTPLUS | IMAGING | FUJIFILM INDONESIA, PT. | GN00001611 | LAB GATOT SUBROTO BATAM | BATAM | KEPULAUAN RIAU | BATAM | ACCESSORIES | EMP | - |  | 21 July 2022 | RUDI SETIAWAN - TSE | 4 February 2021 | ARIEF SETIAWAN - TSE CP | 21 July 2022 | RUDI SETIAWAN - TSE | ACTIVE
9S1928A60317 | FLMTP | LIEBERT GXT MTPLUS | IMAGING | FUJIFILM INDONESIA, PT. | GN00002986 | RDC PUSAT - RAWAGELAM | PUSAT | DKI JAKARTA | JAKARTA TIMUR | ACCESSORIES | EMP | - |  | - |  | 4 February 2021 | ARIEF SETIAWAN - TSE CP | - |  | ACTIVE
9S2109A21992 | FLMTP | LIEBERT GXT MTPLUS | IMAGING | FUJIFILM INDONESIA, PT. | GN00002986 | RDC PUSAT - RAWAGELAM | PUSAT | DKI JAKARTA | JAKARTA TIMUR | ACCESSORIES | EMP | 21 April 2022 | ANTONIUS SAGITA - KALIBRASI | - |  | 28 September 2021 | ANTONIUS SAGITA - KALIBRASI | - |  | ACTIVE
A03B5030 | JS005 | LAMINAR FLOW VERT 900MM | DIAGNOSTIC 2 | JS RESEARCH INC. | GN00002986 | RDC PUSAT - RAWAGELAM | PUSAT | DKI JAKARTA | JAKARTA TIMUR | MAIN UNIT | EMP | - |  | - |  | 15 April 2025 | ERIS MAHRUS HADI - TSE CP | - |  | ACTIVE
A03B5031 | JS001 | BIO SAFE-CAB TYPE-A2 900 | DIAGNOSTIC 2 | JS RESEARCH INC. | GN25090008 | RS BETANG PAMBELUM | BANJARMASIN | KALIMANTAN SELATAN | BANJARMASIN | MAIN UNIT | CUSTOMER | - |  | 17 September 2025 |  | 15 April 2025 | ERIS MAHRUS HADI - TSE CP | 2 October 2025 | SAHID DERMAWAN - SPV TSE BARAT | ACTIVE
A03B5032 | JS001 | BIO SAFE-CAB TYPE-A2 900 | DIAGNOSTIC 2 | JS RESEARCH INC. | GN00000858 | RS IBNU SINA | MAKASSAR | SULAWESI SELATAN | MAKASSAR | MAIN UNIT | CUSTOMER | - |  | 20 May 2025 |  | 15 April 2025 | ERIS MAHRUS HADI - TSE CP | 30 October 2025 | ANDI ISMAIL - SPV TSE TIMUR | ACTIVE
A03B5033 | JS003 | BIOHAZARD SAFETY CABINET TYPE A2 (1500 MM) | DIAGNOSTIC 2 | JS RESEARCH INC. | GN00001489 | RS BINA SEHAT | JEMBER | JAWA TIMUR | JEMBER | MAIN UNIT | CUSTOMER | - |  | 29 September 2025 |  | 15 April 2025 | ERIS MAHRUS HADI - TSE CP | 2 October 2025 | SAHID DERMAWAN - SPV TSE BARAT | ACTIVE
A07531 | BHTTA | FLOOR STAND CONV. RAD | IMAGING | BMI BIOMED. INT. SRL | GN00002457 | RSU PARE | KEDIRI | JAWA TIMUR | KEDIRI | MAIN UNIT | CUSTOMER | - |  | 29 July 2015 |  | - |  | - |  | ACTIVE
A07723 | BHTTA | FLOOR STAND CONV. RAD | IMAGING | BMI BIOMED. INT. SRL | GN00000150 | RSUD OKU TIMUR (GUMAWANG) | PALEMBANG | SUMATERA SELATAN | BELITUNG | MAIN UNIT | CUSTOMER | - |  | 13 June 2016 |  | - |  | - |  | ACTIVE
A08145 | BRF90 |  |  |  | GN00001066 | RSUD CIBINONG | BOGOR | JAWA BARAT | BOGOR | MAIN UNIT | CUSTOMER | 8 August 2016 | IBNUL AZIZ - TSE | 10 January 2016 |  | 8 August 2016 | IBNUL AZIZ - TSE | - |  | INACTIVE
A08613 | BHTTA | FLOOR STAND CONV. RAD | IMAGING | BMI BIOMED. INT. SRL | GN00011289 | RSUD AL-MULK | BOGOR | JAWA BARAT | SUKABUMI | MAIN UNIT | CUSTOMER | 5 January 2017 | IBNUL AZIZ - TSE | 21 December 2016 |  | 5 January 2017 | IBNUL AZIZ - TSE | - |  | ACTIVE
A101755 | F0140 | BigVol stir F40 w/o heat | DIAGNOSTIC 2 | FALC INSTRUMENT S.R.L. | GN00003001 | PT. ENSEVAL MEDIKA PRIMA - HO | PUSAT | DKI JAKARTA | JAKARTA TIMUR | MAIN UNIT | EMP | - |  | 27 April 2015 |  | - |  | - |  | ACTIVE
A101756 | F0140 | BigVol stir F40 w/o heat | DIAGNOSTIC 2 | FALC INSTRUMENT S.R.L. | GN00001970 | RSIA HERMINA BEKASI | BEKASI | JAWA BARAT | BEKASI | MAIN UNIT | CUSTOMER | 28 November 2019 | GATOT SURYA ADIPUTRA - TSE | 28 November 2019 |  | 28 November 2019 | GATOT SURYA ADIPUTRA - TSE | - |  | ACTIVE
A110692 | F0120 | MAG STIRERF20 W/O HEAT | DIAGNOSTIC 2 | FALC INSTRUMENT S.R.L. | GN00002813 | RS Universitas Yarsi | JAKARTA-1 | DKI JAKARTA |  | MAIN UNIT | CUSTOMER | 1 September 2014 | ARDI HERMAWAN - TSE CP | 1 January 2012 |  | 1 September 2014 | ARDI HERMAWAN - TSE CP | - |  | ACTIVE
A121010N0110 | EB101 | Elva Microscopce B101 | DIAGNOSTIC 2 | OPTO-EDU (BEIJING) CO., LTD. | GN00002986 | RDC PUSAT - RAWAGELAM | PUSAT | DKI JAKARTA | JAKARTA TIMUR | ACCESSORIES | EMP | - |  | - |  | 21 November 2024 | LEO LANANG SIGIT - TSE CP | - |  | INACTIVE
A121010N0210 | EB101 | Elva Microscopce B101 | DIAGNOSTIC 2 | OPTO-EDU (BEIJING) CO., LTD. | GN00002986 | RDC PUSAT - RAWAGELAM | PUSAT | DKI JAKARTA | JAKARTA TIMUR | MAIN UNIT | EMP | - |  | - |  | 21 November 2024 | LEO LANANG SIGIT - TSE CP | - |  | INACTIVE
A121010N0310 | EB101 | Elva Microscopce B101 | DIAGNOSTIC 2 | OPTO-EDU (BEIJING) CO., LTD. | GN00002986 | RDC PUSAT - RAWAGELAM | PUSAT | DKI JAKARTA | JAKARTA TIMUR | MAIN UNIT | EMP | - |  | - |  | 21 November 2024 | LEO LANANG SIGIT - TSE CP | - |  | INACTIVE
A121010N0410 | EB101 | Elva Microscopce B101 | DIAGNOSTIC 2 | OPTO-EDU (BEIJING) CO., LTD. | GN00002986 | RDC PUSAT - RAWAGELAM | PUSAT | DKI JAKARTA | JAKARTA TIMUR | MAIN UNIT | EMP | - |  | - |  | 21 November 2024 | LEO LANANG SIGIT - TSE CP | - |  | INACTIVE
A121010N0510 | EB101 | Elva Microscopce B101 | DIAGNOSTIC 2 | OPTO-EDU (BEIJING) CO., LTD. | GN00002986 | RDC PUSAT - RAWAGELAM | PUSAT | DKI JAKARTA | JAKARTA TIMUR | MAIN UNIT | EMP | - |  | - |  | 21 November 2024 | LEO LANANG SIGIT - TSE CP | - |  | INACTIVE
A121010N0610 | EB101 | Elva Microscopce B101 | DIAGNOSTIC 2 | OPTO-EDU (BEIJING) CO., LTD. | GN00002986 | RDC PUSAT - RAWAGELAM | PUSAT | DKI JAKARTA | JAKARTA TIMUR | MAIN UNIT | EMP | - |  | - |  | 21 November 2024 | LEO LANANG SIGIT - TSE CP | - |  | INACTIVE
A121010N0710 | EB101 | Elva Microscopce B101 | DIAGNOSTIC 2 | OPTO-EDU (BEIJING) CO., LTD. | GN00002986 | RDC PUSAT - RAWAGELAM | PUSAT | DKI JAKARTA | JAKARTA TIMUR | MAIN UNIT | EMP | - |  | - |  | 21 November 2024 | LEO LANANG SIGIT - TSE CP | - |  | INACTIVE
A121010N0810 | EB101 | Elva Microscopce B101 | DIAGNOSTIC 2 | OPTO-EDU (BEIJING) CO., LTD. | GN00002986 | RDC PUSAT - RAWAGELAM | PUSAT | DKI JAKARTA | JAKARTA TIMUR | MAIN UNIT | EMP | - |  | - |  | 21 November 2024 | LEO LANANG SIGIT - TSE CP | - |  | INACTIVE
A121010NO1010 | EB101 | Elva Microscopce B101 | DIAGNOSTIC 2 | OPTO-EDU (BEIJING) CO., LTD. | GN00002986 | RDC PUSAT - RAWAGELAM | PUSAT | DKI JAKARTA | JAKARTA TIMUR | MAIN UNIT | EMP | - |  | - |  | 21 November 2024 | LEO LANANG SIGIT - TSE CP | - |  | ACTIVE
A121010NO110 | EB101 | Elva Microscopce B101 | DIAGNOSTIC 2 | OPTO-EDU (BEIJING) CO., LTD. | GN00002986 | RDC PUSAT - RAWAGELAM | PUSAT | DKI JAKARTA | JAKARTA TIMUR | MAIN UNIT | EMP | - |  | - |  | 1 December 2023 | ANTONIUS SAGITA - KALIBRASI | - |  | ACTIVE
A121010NO210 | EB101 | Elva Microscopce B101 | DIAGNOSTIC 2 | OPTO-EDU (BEIJING) CO., LTD. | GN00002986 | RDC PUSAT - RAWAGELAM | PUSAT | DKI JAKARTA | JAKARTA TIMUR | MAIN UNIT | EMP | - |  | - |  | 1 December 2023 | ANTONIUS SAGITA - KALIBRASI | - |  | ACTIVE
A121010NO310 | EB101 | Elva Microscopce B101 | DIAGNOSTIC 2 | OPTO-EDU (BEIJING) CO., LTD. | GN00007548 | PT. ENSEVAL MEDIKA PRIMA - PALEMBANG | PALEMBANG | SUMATERA SELATAN | PALEMBANG | MAIN UNIT | EMP | - |  | 11 January 2024 |  | 1 December 2023 | ANTONIUS SAGITA - KALIBRASI | 11 January 2024 | SAHID DERMAWAN - SPV TSE BARAT | ACTIVE
A121010NO410 | EB101 | Elva Microscopce B101 | DIAGNOSTIC 2 | OPTO-EDU (BEIJING) CO., LTD. | GN24060010 | RS PRIMAYA MAKASSAR | MAKASSAR | SULAWESI SELATAN | MAKASSAR | MAIN UNIT | CUSTOMER | - |  | 13 March 2024 |  | 1 December 2023 | ANTONIUS SAGITA - KALIBRASI | 25 June 2024 | ANDI ISMAIL - SPV TSE TIMUR | ACTIVE
A121010NO510 | EB101 | Elva Microscopce B101 | DIAGNOSTIC 2 | OPTO-EDU (BEIJING) CO., LTD. | GN00002986 | RDC PUSAT - RAWAGELAM | PUSAT | DKI JAKARTA | JAKARTA TIMUR | MAIN UNIT | EMP | - |  | - |  | 1 December 2023 | ANTONIUS SAGITA - KALIBRASI | - |  | ACTIVE
A121010NO610 | EB101 | Elva Microscopce B101 | DIAGNOSTIC 2 | OPTO-EDU (BEIJING) CO., LTD. | GN00002986 | RDC PUSAT - RAWAGELAM | PUSAT | DKI JAKARTA | JAKARTA TIMUR | MAIN UNIT | EMP | - |  | - |  | 1 December 2023 | ANTONIUS SAGITA - KALIBRASI | - |  | ACTIVE
A121010NO710 | EB101 | Elva Microscopce B101 | DIAGNOSTIC 2 | OPTO-EDU (BEIJING) CO., LTD. | GN24070021 | LAB ANDALLAB LAB - PATOLOGI ANATOMI | BEKASI | JAWA BARAT | BEKASI | MAIN UNIT | CUSTOMER | - |  | 2 July 2024 |  | 1 December 2023 | ANTONIUS SAGITA - KALIBRASI | 19 July 2024 | SAHID DERMAWAN - SPV TSE BARAT | ACTIVE
A121010NO810 | EB101 | Elva Microscopce B101 | DIAGNOSTIC 2 | OPTO-EDU (BEIJING) CO., LTD. | GN00002986 | RDC PUSAT - RAWAGELAM | PUSAT | DKI JAKARTA | JAKARTA TIMUR | MAIN UNIT | EMP | - |  | - |  | 1 December 2023 | ANTONIUS SAGITA - KALIBRASI | - |  | ACTIVE
A121010NO910 | EB101 | Elva Microscopce B101 | DIAGNOSTIC 2 | OPTO-EDU (BEIJING) CO., LTD. | GN00002986 | RDC PUSAT - RAWAGELAM | PUSAT | DKI JAKARTA | JAKARTA TIMUR | MAIN UNIT | EMP | - |  | - |  | 1 December 2023 | ANTONIUS SAGITA - KALIBRASI | - |  | ACTIVE
A121062N0610 | ET203 | Elva Microscope T203 | DIAGNOSTIC 2 | OPTO-EDU (BEIJING) CO., LTD. | GN00002986 | RDC PUSAT - RAWAGELAM | PUSAT | DKI JAKARTA | JAKARTA TIMUR | MAIN UNIT | EMP | - |  | - |  | 21 November 2024 | LEO LANANG SIGIT - TSE CP | - |  | INACTIVE
A121062N0710 | ET203 | Elva Microscope T203 | DIAGNOSTIC 2 | OPTO-EDU (BEIJING) CO., LTD. | GN00002986 | RDC PUSAT - RAWAGELAM | PUSAT | DKI JAKARTA | JAKARTA TIMUR | MAIN UNIT | EMP | - |  | - |  | 21 November 2024 | LEO LANANG SIGIT - TSE CP | - |  | INACTIVE
A121062NO1010 | ET203 | Elva Microscope T203 | DIAGNOSTIC 2 | OPTO-EDU (BEIJING) CO., LTD. | GN23070011 | RSUD BATARA SIANG | MAKASSAR | SULAWESI SELATAN | MAKASSAR | MAIN UNIT | CUSTOMER | - |  | 26 June 2025 |  | 1 December 2023 | ANTONIUS SAGITA - KALIBRASI | 1 July 2025 | SAHID DERMAWAN - SPV TSE BARAT | ACTIVE
A121062NO110 | ET203 | Elva Microscope T203 | DIAGNOSTIC 2 | OPTO-EDU (BEIJING) CO., LTD. | GN00002986 | RDC PUSAT - RAWAGELAM | PUSAT | DKI JAKARTA | JAKARTA TIMUR | MAIN UNIT | EMP | - |  | - |  | 1 December 2023 | ANTONIUS SAGITA - KALIBRASI | - |  | ACTIVE
A121062NO210 | ET203 | Elva Microscope T203 | DIAGNOSTIC 2 | OPTO-EDU (BEIJING) CO., LTD. | GN00001113 | RS BANJAR PATROMAN | TASIKMALAYA | JAWA BARAT | BANJAR | MAIN UNIT | CUSTOMER | - |  | 21 July 2025 |  | 1 December 2023 | ANTONIUS SAGITA - KALIBRASI | 4 August 2025 | SAHID DERMAWAN - SPV TSE BARAT | ACTIVE
A121062NO310 | ET203 | Elva Microscope T203 | DIAGNOSTIC 2 | OPTO-EDU (BEIJING) CO., LTD. | GN00002985 | WORKSHOOP CSM PUSAT | PUSAT | DKI JAKARTA | JAKARTA TIMUR | MAIN UNIT | EMP | - |  | - |  | 1 December 2023 | ANTONIUS SAGITA - KALIBRASI | - |  | ACTIVE
A121062NO410 | ET203 | Elva Microscope T203 | DIAGNOSTIC 2 | OPTO-EDU (BEIJING) CO., LTD. | GN00002986 | RDC PUSAT - RAWAGELAM | PUSAT | DKI JAKARTA | JAKARTA TIMUR | MAIN UNIT | EMP | - |  | - |  | 1 December 2023 | ANTONIUS SAGITA - KALIBRASI | - |  | ACTIVE
A121062NO510 | ET203 | Elva Microscope T203 | DIAGNOSTIC 2 | OPTO-EDU (BEIJING) CO., LTD. | GN00000638 | RSUD DAMANHURI BARABAI | BANJARMASIN | KALIMANTAN SELATAN | BANJARMASIN | MAIN UNIT | CUSTOMER | - |  | 21 June 2024 |  | 1 December 2023 | ANTONIUS SAGITA - KALIBRASI | 24 March 2025 | ANDI ISMAIL - SPV TSE TIMUR | ACTIVE
A121062NO610 | ET203 | Elva Microscope T203 | DIAGNOSTIC 2 | OPTO-EDU (BEIJING) CO., LTD. | GN00002986 | RDC PUSAT - RAWAGELAM | PUSAT | DKI JAKARTA | JAKARTA TIMUR | MAIN UNIT | EMP | - |  | - |  | 1 December 2023 | ANTONIUS SAGITA - KALIBRASI | - |  | ACTIVE
A121062NO710 | ET203 | Elva Microscope T203 | DIAGNOSTIC 2 | OPTO-EDU (BEIJING) CO., LTD. | GN22080009 | ATTIN HOSPITAL BAWEN | SEMARANG | JAWA TENGAH | SEMARANG | MAIN UNIT | CUSTOMER | - |  | 2 January 2024 |  | 1 December 2023 | ANTONIUS SAGITA - KALIBRASI | 9 February 2024 | ANDI ISMAIL - SPV TSE TIMUR | ACTIVE
A121062NO810 | ET203 | Elva Microscope T203 | DIAGNOSTIC 2 | OPTO-EDU (BEIJING) CO., LTD. | GN00001755 | RS ISLAM HARAPAN ANDA | TEGAL | JAWA TENGAH | TEGAL | MAIN UNIT | CUSTOMER | - |  | 20 May 2025 |  | 1 December 2023 | ANTONIUS SAGITA - KALIBRASI | 30 October 2025 | ANDI ISMAIL - SPV TSE TIMUR | ACTIVE
A121062NO910 | ET203 | Elva Microscope T203 | DIAGNOSTIC 2 | OPTO-EDU (BEIJING) CO., LTD. | GN00002986 | RDC PUSAT - RAWAGELAM | PUSAT | DKI JAKARTA | JAKARTA TIMUR | MAIN UNIT | EMP | - |  | - |  | 1 December 2023 | ANTONIUS SAGITA - KALIBRASI | - |  | ACTIVE
A121428 | JSAC8 |  |  |  | GN00003153 | BALAI BESAR VETERINER MAROS | MAKASSAR | SULAWESI SELATAN | MAROS | MAIN UNIT | CUSTOMER | 6 January 2016 |  | 1 January 1900 |  | 6 January 2016 |  | - |  | INACTIVE
A121429 | F2902 | MIX 20 FIBRA MIXER TUBES | DIAGNOSTIC 2 | FALC INSTRUMENT S.R.L. | GN00002178 | RSUD DR SOETOMO SURABAYA | SURABAYA-1 | JAWA TIMUR | SURABAYA | MAIN UNIT | CUSTOMER | 10 April 2015 |  | 1 January 1900 |  | 10 April 2015 |  | - |  | ACTIVE
A121502 | F2902 | MIX 20 FIBRA MIXER TUBES | DIAGNOSTIC 2 | FALC INSTRUMENT S.R.L. | GN00001160 | RSUD Arjawinangun | CIREBON | JAWA BARAT | CIREBON | MAIN UNIT | CUSTOMER | 14 August 2014 | SUKMA WIJAYA - TSE | 1 January 2015 |  | 14 August 2014 | SUKMA WIJAYA - TSE | - |  | ACTIVE
A122603N0314 | ET201 | Elva Microscope T201 | DIAGNOSTIC 2 | OPTO-EDU (BEIJING) CO., LTD. | GN00002985 | WORKSHOOP CSM PUSAT | PUSAT | DKI JAKARTA | JAKARTA TIMUR | MAIN UNIT | EMP | - |  | - |  | 1 December 2023 | ANTONIUS SAGITA - KALIBRASI | - |  | ACTIVE
A122603NO1014 | ET201 | Elva Microscope T201 | DIAGNOSTIC 2 | OPTO-EDU (BEIJING) CO., LTD. | GN00007728 | RSIA MALEBU HUSADA | MAKASSAR | SULAWESI SELATAN | MAKASSAR | MAIN UNIT | CUSTOMER | - |  | 20 October 2023 |  | 1 December 2023 | ANTONIUS SAGITA - KALIBRASI | 9 February 2024 | ANDI ISMAIL - SPV TSE TIMUR | ACTIVE
A122603NO1114 | ET201 | Elva Microscope T201 | DIAGNOSTIC 2 | OPTO-EDU (BEIJING) CO., LTD. | GN23080003 | RSUD AJI BATARA AGUNG DEWA SAKTI SAMBOJA | BALIKPAPAN | KALIMANTAN TIMUR | BALIKPAPAN | MAIN UNIT | CUSTOMER | - |  | 8 January 2024 |  | 1 December 2023 | ANTONIUS SAGITA - KALIBRASI | 13 March 2024 | ANDI ISMAIL - SPV TSE TIMUR | ACTIVE
A122603NO114 | ET201 | Elva Microscope T201 | DIAGNOSTIC 2 | OPTO-EDU (BEIJING) CO., LTD. | GN00002986 | RDC PUSAT - RAWAGELAM | PUSAT | DKI JAKARTA | JAKARTA TIMUR | MAIN UNIT | EMP | - |  | - |  | 1 December 2023 | ANTONIUS SAGITA - KALIBRASI | - |  | ACTIVE
A122603NO1314 | ET201 | Elva Microscope T201 | DIAGNOSTIC 2 | OPTO-EDU (BEIJING) CO., LTD. | GN00002986 | RDC PUSAT - RAWAGELAM | PUSAT | DKI JAKARTA | JAKARTA TIMUR | MAIN UNIT | EMP | - |  | - |  | 1 December 2023 | ANTONIUS SAGITA - KALIBRASI | - |  | ACTIVE
A122603NO1414 | ET201 | Elva Microscope T201 | DIAGNOSTIC 2 | OPTO-EDU (BEIJING) CO., LTD. | GN23110014 | AMANAH PREMIERE CLINIC | BANJARMASIN | KALIMANTAN SELATAN | BANJARMASIN | MAIN UNIT | CUSTOMER | - |  | 22 June 2024 |  | 1 December 2023 | ANTONIUS SAGITA - KALIBRASI | 24 June 2024 | ANDI ISMAIL - SPV TSE TIMUR | ACTIVE
A122603NO214 | ET201 | Elva Microscope T201 | DIAGNOSTIC 2 | OPTO-EDU (BEIJING) CO., LTD. | GN00002986 | RDC PUSAT - RAWAGELAM | PUSAT | DKI JAKARTA | JAKARTA TIMUR | MAIN UNIT | EMP | - |  | - |  | 1 December 2023 | ANTONIUS SAGITA - KALIBRASI | - |  | ACTIVE
A122603NO414 | ET201 | Elva Microscope T201 | DIAGNOSTIC 2 | OPTO-EDU (BEIJING) CO., LTD. | GN17060075 | CIPUTRA MITRA HOSPITAL | BANJARMASIN | KALIMANTAN SELATAN | BANJARMASIN | MAIN UNIT | CUSTOMER | - |  | 26 September 2024 |  | 1 December 2023 | ANTONIUS SAGITA - KALIBRASI | 30 September 2024 | ANDI ISMAIL - SPV TSE TIMUR | ACTIVE
A122603NO514 | ET201 | Elva Microscope T201 | DIAGNOSTIC 2 | OPTO-EDU (BEIJING) CO., LTD. | GN00002986 | RDC PUSAT - RAWAGELAM | PUSAT | DKI JAKARTA | JAKARTA TIMUR | MAIN UNIT | EMP | - |  | - |  | 1 December 2023 | ANTONIUS SAGITA - KALIBRASI | - |  | ACTIVE
A122603NO614 | ET201 | Elva Microscope T201 | DIAGNOSTIC 2 | OPTO-EDU (BEIJING) CO., LTD. | GN00002986 | RDC PUSAT - RAWAGELAM | PUSAT | DKI JAKARTA | JAKARTA TIMUR | MAIN UNIT | EMP | - |  | - |  | 1 December 2023 | ANTONIUS SAGITA - KALIBRASI | - |  | ACTIVE
A122603NO714 | ET201 | Elva Microscope T201 | DIAGNOSTIC 2 | OPTO-EDU (BEIJING) CO., LTD. | GN00002986 | RDC PUSAT - RAWAGELAM | PUSAT | DKI JAKARTA | JAKARTA TIMUR | MAIN UNIT | EMP | - |  | - |  | 1 December 2023 | ANTONIUS SAGITA - KALIBRASI | - |  | ACTIVE
A122603NO814 | ET201 | Elva Microscope T201 | DIAGNOSTIC 2 | OPTO-EDU (BEIJING) CO., LTD. | GN00002986 | RDC PUSAT - RAWAGELAM | PUSAT | DKI JAKARTA | JAKARTA TIMUR | MAIN UNIT | EMP | - |  | - |  | 1 December 2023 | ANTONIUS SAGITA - KALIBRASI | - |  | ACTIVE
A122603NO914 | ET201 | Elva Microscope T201 | DIAGNOSTIC 2 | OPTO-EDU (BEIJING) CO., LTD. | GN00002986 | RDC PUSAT - RAWAGELAM | PUSAT | DKI JAKARTA | JAKARTA TIMUR | MAIN UNIT | EMP | - |  | - |  | 1 December 2023 | ANTONIUS SAGITA - KALIBRASI | - |  | ACTIVE
A122842 | F3030 | F 350 ORBITAL DIG SHAKER | DIAGNOSTIC 2 | FALC INSTRUMENT S.R.L. | GN00001781 | INSTITUT TEKNOLOGI BANDUNG (ITB) | BANDUNG | JAWA BARAT | BANDUNG | MAIN UNIT | CUSTOMER | 21 January 2015 | SUKMA WIJAYA - TSE | 12 December 2013 |  | 21 January 2015 | SUKMA WIJAYA - TSE | - |  | ACTIVE
A122843 | 00255 |  |  |  | GN00001781 | INSTITUT TEKNOLOGI BANDUNG (ITB) | BANDUNG | JAWA BARAT | BANDUNG | MAIN UNIT | CUSTOMER | 24 December 2014 |  | 12 December 2013 |  | 24 December 2014 |  | - |  | INACTIVE
A122844 | 00255 |  |  |  | GN00001781 | INSTITUT TEKNOLOGI BANDUNG (ITB) | BANDUNG | JAWA BARAT | BANDUNG | MAIN UNIT | CUSTOMER | 24 December 2014 |  | 12 December 2013 |  | 24 December 2014 |  | - |  | INACTIVE
A122846 | F3030 | F 350 ORBITAL DIG SHAKER | DIAGNOSTIC 2 | FALC INSTRUMENT S.R.L. | GN00001781 | INSTITUT TEKNOLOGI BANDUNG (ITB) | BANDUNG | JAWA BARAT | BANDUNG | MAIN UNIT | CUSTOMER | 21 January 2015 | SUKMA WIJAYA - TSE | 12 December 2013 |  | 21 January 2015 | SUKMA WIJAYA - TSE | - |  | ACTIVE
A123464 | F3020 | F 365 Orbital Shaker |  |  | GN00000969 | RSUD LEMBANG | BANDUNG | JAWA BARAT | PALEMBANG | MAIN UNIT | CUSTOMER | 5 December 2014 | SUKMA WIJAYA - TSE | 24 February 2015 |  | 5 December 2014 | SUKMA WIJAYA - TSE | - |  | ACTIVE
A131909 | F2920 | Rotating plate Str F200 |  |  | GN00008498 | DINAS PETERNAKAN DAN KESWAN PROPINSI | MAKASSAR | SULAWESI SELATAN | MAKASSAR | MAIN UNIT | CUSTOMER | 1 September 2015 | HARI UDI RAHARJO - TSE | 31 August 2015 |  | 1 September 2015 | HARI UDI RAHARJO - TSE | - |  | ACTIVE
A133207 | F3050 | F 320 Orbital Shaker |  |  | GN00000634 | RSUD RATU ZALECHA | BANJARMASIN | KALIMANTAN SELATAN | BANJARMASIN | MAIN UNIT | CUSTOMER | - |  | 1 December 2013 |  | - |  | - |  | ACTIVE
A133777 | F3040 | F 335 Orbital Shaker |  |  | GN00004893 | RS PENDIDIKAN UNS SURAKARTA | SOLO | JAWA TENGAH | SURAKARTA | MAIN UNIT | CUSTOMER | - |  | 7 December 2016 |  | - |  | - |  | ACTIVE
A142008 | 50131 |  |  |  | GN00008037 | INSTITUT PERTANIAN BOGOR (IPB) | BOGOR | JAWA BARAT | BOGOR | MAIN UNIT | CUSTOMER | - |  | 18 October 2015 |  | - |  | - |  | INACTIVE
A142419 | F3030 | F 350 ORBITAL DIG SHAKER | DIAGNOSTIC 2 | FALC INSTRUMENT S.R.L. | GN00003002 | Institut Teknologi Bandung (ITB) jatinangor (SITH) | BANDUNG | JAWA BARAT | BANDUNG | MAIN UNIT | CUSTOMER | 12 September 2014 | SUKMA WIJAYA - TSE | 12 September 2014 |  | 12 September 2014 | SUKMA WIJAYA - TSE | - |  | ACTIVE
A142679 | F3030 | F 350 ORBITAL DIG SHAKER | DIAGNOSTIC 2 | FALC INSTRUMENT S.R.L. | GN00001781 | INSTITUT TEKNOLOGI BANDUNG (ITB) | BANDUNG | JAWA BARAT | BANDUNG | MAIN UNIT | CUSTOMER | 22 December 2014 | SUKMA WIJAYA - TSE | 22 December 2014 |  | 22 December 2014 | SUKMA WIJAYA - TSE | - |  | ACTIVE
A142680 | F3030 | F 350 ORBITAL DIG SHAKER | DIAGNOSTIC 2 | FALC INSTRUMENT S.R.L. | GN00001781 | INSTITUT TEKNOLOGI BANDUNG (ITB) | BANDUNG | JAWA BARAT | BANDUNG | MAIN UNIT | CUSTOMER | 22 December 2014 | SUKMA WIJAYA - TSE | 22 December 2014 |  | 22 December 2014 | SUKMA WIJAYA - TSE | - |  | ACTIVE
A142681 | F3030 | F 350 ORBITAL DIG SHAKER | DIAGNOSTIC 2 | FALC INSTRUMENT S.R.L. | GN00001781 | INSTITUT TEKNOLOGI BANDUNG (ITB) | BANDUNG | JAWA BARAT | BANDUNG | MAIN UNIT | CUSTOMER | 22 December 2014 | SUKMA WIJAYA - TSE | 22 December 2014 |  | 22 December 2014 | SUKMA WIJAYA - TSE | - |  | ACTIVE
A142682 | F3030 | F 350 ORBITAL DIG SHAKER | DIAGNOSTIC 2 | FALC INSTRUMENT S.R.L. | GN00001781 | INSTITUT TEKNOLOGI BANDUNG (ITB) | BANDUNG | JAWA BARAT | BANDUNG | MAIN UNIT | CUSTOMER | 22 December 2014 | SUKMA WIJAYA - TSE | 22 December 2014 |  | 22 December 2014 | SUKMA WIJAYA - TSE | - |  | ACTIVE
A142683 | F3030 | F 350 ORBITAL DIG SHAKER | DIAGNOSTIC 2 | FALC INSTRUMENT S.R.L. | GN00001781 | INSTITUT TEKNOLOGI BANDUNG (ITB) | BANDUNG | JAWA BARAT | BANDUNG | MAIN UNIT | CUSTOMER | 5 December 2014 | SUKMA WIJAYA - TSE | 5 February 2015 |  | 5 December 2014 | SUKMA WIJAYA - TSE | - |  | ACTIVE
A142684 | F3030 | F 350 ORBITAL DIG SHAKER | DIAGNOSTIC 2 | FALC INSTRUMENT S.R.L. | GN00001781 | INSTITUT TEKNOLOGI BANDUNG (ITB) | BANDUNG | JAWA BARAT | BANDUNG | MAIN UNIT | CUSTOMER | 5 December 2014 | SUKMA WIJAYA - TSE | 5 February 2015 |  | 5 December 2014 | SUKMA WIJAYA - TSE | - |  | ACTIVE
A143237 | F2260 | MAG STIR F60 WT HEATING | DIAGNOSTIC 2 | FALC INSTRUMENT S.R.L. | GN00002986 | RDC PUSAT - RAWAGELAM | PUSAT | DKI JAKARTA | JAKARTA TIMUR | MAIN UNIT | EMP | - |  | 1 January 1900 |  | - |  | - |  | ACTIVE
A150280 | F2291 | F91 MAG STIR HEAT CERAMIC | DIAGNOSTIC 2 | FALC INSTRUMENT S.R.L. | GN00000974 | RSUP HASAN SADIKIN ( RSHS ) | BANDUNG | JAWA BARAT | BANDUNG | MAIN UNIT | CUSTOMER | - |  | 14 January 2016 |  | - |  | - |  | ACTIVE
A150445 | F2260 | MAG STIR F60 WT HEATING | DIAGNOSTIC 2 | FALC INSTRUMENT S.R.L. | GN00002986 | RDC PUSAT - RAWAGELAM | PUSAT | DKI JAKARTA | JAKARTA TIMUR | MAIN UNIT | EMP | 6 August 2015 | BUDI SUROSO - TSE | 1 January 1900 |  | 6 August 2015 | BUDI SUROSO - TSE | - |  | ACTIVE
A151402 | F3030 | F 350 ORBITAL DIG SHAKER | DIAGNOSTIC 2 | FALC INSTRUMENT S.R.L. | GN00010309 | BALAI PENELITIAN TANAMAN SAYURAN | BANDUNG | JAWA BARAT | BANDUNG | MAIN UNIT | CUSTOMER | 25 January 2016 | SUKMA WIJAYA - TSE | 25 January 2016 |  | 25 January 2016 | SUKMA WIJAYA - TSE | - |  | ACTIVE
A151409 | F3030 | F 350 ORBITAL DIG SHAKER | DIAGNOSTIC 2 | FALC INSTRUMENT S.R.L. | GN18090012 | BALAI BESAR TEKSTIL | BANDUNG-2 | JAWA BARAT | BANDUNG | MAIN UNIT | CUSTOMER | 6 November 2019 | SUKMA WIJAYA - TSE | 3 October 2019 |  | 6 November 2019 | SUKMA WIJAYA - TSE | - |  | ACTIVE
A153258 | F2902 | MIX 20 FIBRA MIXER TUBES | DIAGNOSTIC 2 | FALC INSTRUMENT S.R.L. | GN00000974 | RSUP HASAN SADIKIN ( RSHS ) | BANDUNG | JAWA BARAT | BANDUNG | MAIN UNIT | CUSTOMER | 14 January 2016 | SUKMA WIJAYA - TSE | 14 January 2016 |  | 14 January 2016 | SUKMA WIJAYA - TSE | - |  | ACTIVE
A153259 | F2902 | MIX 20 FIBRA MIXER TUBES | DIAGNOSTIC 2 | FALC INSTRUMENT S.R.L. | GN00000974 | RSUP HASAN SADIKIN ( RSHS ) | BANDUNG | JAWA BARAT | BANDUNG | MAIN UNIT | CUSTOMER | 14 January 2016 | SUKMA WIJAYA - TSE | 14 January 2016 |  | 14 January 2016 | SUKMA WIJAYA - TSE | - |  | ACTIVE
A153265 | 09749 |  |  |  | GN00001824 | RSU KANJURUHAN KEPANJEN | MALANG | JAWA TIMUR | MALANG | MAIN UNIT | CUSTOMER | 19 August 2016 | NGATARI | 1 January 1900 |  | 19 August 2016 | NGATARI | - |  | INACTIVE
A161420 | F2260 | MAG STIR F60 WT HEATING | DIAGNOSTIC 2 | FALC INSTRUMENT S.R.L. | GN00004893 | RS PENDIDIKAN UNS SURAKARTA | SOLO | JAWA TENGAH | SURAKARTA | MAIN UNIT | CUSTOMER | 7 December 2016 | RIDWAN - TSE | 7 December 2016 |  | 7 December 2016 | RIDWAN - TSE | - |  | ACTIVE
A161421 | F2260 | MAG STIR F60 WT HEATING | DIAGNOSTIC 2 | FALC INSTRUMENT S.R.L. | GN00004893 | RS PENDIDIKAN UNS SURAKARTA | SOLO | JAWA TENGAH | SURAKARTA | MAIN UNIT | CUSTOMER | 7 December 2016 | RIDWAN - TSE | 7 December 2016 |  | 7 December 2016 | RIDWAN - TSE | - |  | ACTIVE
A163509 | F2902 | MIX 20 FIBRA MIXER TUBES | DIAGNOSTIC 2 | FALC INSTRUMENT S.R.L. | GN00002986 | RDC PUSAT - RAWAGELAM | PUSAT | DKI JAKARTA | JAKARTA TIMUR | MAIN UNIT | EMP | 9 October 2017 | HARI UDI RAHARJO - TSE | 9 October 2017 |  | 9 October 2017 | HARI UDI RAHARJO - TSE | - |  | ACTIVE
A163511 | F2902 | MIX 20 FIBRA MIXER TUBES | DIAGNOSTIC 2 | FALC INSTRUMENT S.R.L. | GN00002986 | RDC PUSAT - RAWAGELAM | PUSAT | DKI JAKARTA | JAKARTA TIMUR | MAIN UNIT | EMP | 9 October 2017 | HARI UDI RAHARJO - TSE | 9 October 2017 |  | 9 October 2017 | HARI UDI RAHARJO - TSE | - |  | ACTIVE
A5922418MPANO16 | E2241 | Elva Microscope Camera MC08 | DIAGNOSTIC 2 | OPTO-EDU (BEIJING) CO., LTD. | GN00002986 | RDC PUSAT - RAWAGELAM | PUSAT | DKI JAKARTA | JAKARTA TIMUR | MAIN UNIT | EMP | - |  | - |  | 1 December 2023 | ANTONIUS SAGITA - KALIBRASI | - |  | ACTIVE
A5922418MPANO26 | E2241 | Elva Microscope Camera MC08 | DIAGNOSTIC 2 | OPTO-EDU (BEIJING) CO., LTD. | GN00002986 | RDC PUSAT - RAWAGELAM | PUSAT | DKI JAKARTA | JAKARTA TIMUR | MAIN UNIT | EMP | - |  | - |  | 1 December 2023 | ANTONIUS SAGITA - KALIBRASI | - |  | ACTIVE
A5922418MPANO36 | E2241 | Elva Microscope Camera MC08 | DIAGNOSTIC 2 | OPTO-EDU (BEIJING) CO., LTD. | GN00002986 | RDC PUSAT - RAWAGELAM | PUSAT | DKI JAKARTA | JAKARTA TIMUR | MAIN UNIT | EMP | - |  | - |  | 1 December 2023 | ANTONIUS SAGITA - KALIBRASI | - |  | ACTIVE
A5922418MPANO46 | E2241 | Elva Microscope Camera MC08 | DIAGNOSTIC 2 | OPTO-EDU (BEIJING) CO., LTD. | GN00002986 | RDC PUSAT - RAWAGELAM | PUSAT | DKI JAKARTA | JAKARTA TIMUR | MAIN UNIT | EMP | - |  | - |  | 1 December 2023 | ANTONIUS SAGITA - KALIBRASI | - |  | ACTIVE
A5922418MPANO56 | E2241 | Elva Microscope Camera MC08 | DIAGNOSTIC 2 | OPTO-EDU (BEIJING) CO., LTD. | GN00002986 | RDC PUSAT - RAWAGELAM | PUSAT | DKI JAKARTA | JAKARTA TIMUR | MAIN UNIT | EMP | - |  | - |  | 1 December 2023 | ANTONIUS SAGITA - KALIBRASI | - |  | ACTIVE
A78100101 | SM325 |  |  |  | GN00002178 | RSUD DR SOETOMO SURABAYA | SURABAYA-1 | JAWA TIMUR | SURABAYA | MAIN UNIT | CUSTOMER | - |  | 1 January 1900 |  | - |  | - |  | INACTIVE
A78300101 | SCY02 | CYTOSPIN 4 CENTRIFUGE | DIAGNOSTIC 2 | SHANDON DIAGNOSTICS Ltd. | GN00006628 | RS MAYAPADA LEBAK BULUS (PT NIRMALA KENCANA MAS) | JAKARTA-2 | DKI JAKARTA | JAKARTA SELATAN | MAIN UNIT | CUSTOMER | 23 June 2014 | I KADEK - TSE | 23 June 1914 |  | 23 June 2014 | I KADEK - TSE | - |  | ACTIVE
A78410106 | ECA01 | Excelsior AS THERMO SCIENTIFIC | DIAGNOSTIC 2 | SHANDON DIAGNOSTICS Ltd. | GN00002818 | PT. INNOLAB SAINS INTERNATIONAL ( KALGEN INNOLAB ) | JAKARTA-1 | DKI JAKARTA | JAKARTA TIMUR | MAIN UNIT | CUSTOMER | 3 April 2020 | SAHID DERMAWAN - SPV TSE BARAT | 2 April 2020 |  | 3 April 2020 | SAHID DERMAWAN - SPV TSE BARAT | - |  | ACTIVE
A78500001 | SMSS1 | MANUAL STAINING STATION | DIAGNOSTIC 2 | THERMO FISHER SCIEN. HK | GN00001923 | RS PANTI RAPIH | YOGYAKARTA | YOGYAKARTA | YOGYAKARTA | MAIN UNIT | CUSTOMER | 1 February 1990 | DIAN FEBRIYANA - TSE | 1 January 1900 |  | 1 February 1990 | DIAN FEBRIYANA - TSE | - |  | ACTIVE
A78500001-D | SMSS1 | MANUAL STAINING STATION | DIAGNOSTIC 2 | THERMO FISHER SCIEN. HK | GN00001967 | RS DEWI SRI | BEKASI | JAWA BARAT | KARAWANG | MAIN UNIT | CUSTOMER | 22 January 2015 | SURYADI | 8 January 2014 |  | 22 January 2015 | SURYADI | - |  | ACTIVE
A79500002 | SP005 | Printmate 450 Printing System |  |  | GN00008020 | SENTRA DIAGNOSTIK PATOLOGI MAKASSAR | MAKASSAR | SULAWESI SELATAN | MAKASSAR | MAIN UNIT | CUSTOMER | 27 April 2015 | HARI UDI RAHARJO - TSE | 1 January 1900 |  | 27 April 2015 | HARI UDI RAHARJO - TSE | - |  | ACTIVE
A81000004 | ECA05 | COLD PLATE | DIAGNOSTIC 2 | SHANDON DIAGNOSTICS Ltd. | GN00002921 | RS MITRA KELUARGA DEPOK ( RSMK ) | PEJATEN | JAWA BARAT | DEPOK | MAIN UNIT | CUSTOMER | 25 January 2022 | IBNUL AZIZ - TSE | 30 June 2021 | IBNUL AZIZ - TSE | 2 June 2021 | LEO LANANG SIGIT - TSE CP | 25 January 2022 | IBNUL AZIZ - TSE | ACTIVE
A81000007 | ECA06 | HOT EMBEDDING SYSTEM | DIAGNOSTIC 2 | SHANDON DIAGNOSTICS Ltd. | GN00008512 | RS SILOAM ( PT SILOAM INTERNATIONAL HOSPITALS ) SIMATUPANG | JAKARTA-2 | DKI JAKARTA | JAKARTA SELATAN | MAIN UNIT | EMP | 25 January 2022 | IBNUL AZIZ - TSE | 30 June 2021 | IBNUL AZIZ - TSE | 2 June 2021 | LEO LANANG SIGIT - TSE CP | 18 April 2024 | WAHYU INDRA CAHYAKURNIA | ACTIVE
A81300001 | ECA01 | Excelsior AS THERMO SCIENTIFIC | DIAGNOSTIC 2 | SHANDON DIAGNOSTICS Ltd. | GN00002875 | RSUD PASAR MINGGU | PEJATEN | DKI JAKARTA | JAKARTA SELATAN | MAIN UNIT | CUSTOMER | - |  | 6 June 2017 |  | - |  | - |  | ACTIVE
A81500001 | ECA13 | GEMINI AS | DIAGNOSTIC 2 | SHANDON DIAGNOSTICS Ltd. | GN00002986 | RDC PUSAT - RAWAGELAM | PUSAT | DKI JAKARTA | JAKARTA TIMUR | MAIN UNIT | EMP | 27 November 2017 | HARI UDI RAHARJO - TSE | 17 November 2017 |  | 27 November 2017 | HARI UDI RAHARJO - TSE | - |  | ACTIVE
AD0008BQ | SAVAD |  |  |  | GN00001901 | RSUP SOERADJI KLATEN | YOGYAKARTA | YOGYAKARTA | YOGYAKARTA | MAIN UNIT | CUSTOMER | 4 May 2016 | TRIYONO - TSE AREA BARAT | 1 January 1900 |  | 4 May 2016 | TRIYONO - TSE AREA BARAT | - |  | INACTIVE
AD0015MR | KMV3A |  |  |  | GN00001928 | RS MATA DR. YAP | YOGYAKARTA | YOGYAKARTA | YOGYAKARTA | MAIN UNIT | CUSTOMER | 1 February 1990 | DIAN FEBRIYANA - TSE | 1 January 1900 |  | 1 February 1990 | DIAN FEBRIYANA - TSE | - |  | INACTIVE
AKD20902500199 | TM04U |  |  |  | GN00008183 | RS NASIONAL DIPONEGORO | SEMARANG | JAWA TENGAH | SEMARANG | MAIN UNIT | CUSTOMER | 22 June 2015 | MUNADI - TSE | 1 January 2011 |  | 22 June 2015 | MUNADI - TSE | - |  | INACTIVE
AKZVV3159 | JSAC8 |  |  |  | GN00001161 | RSUD WALED | CIREBON | JAWA BARAT | CIREBON | MAIN UNIT | CUSTOMER | 23 May 2017 | TRIYONO - TSE AREA BARAT | 15 May 2017 |  | 23 May 2017 | TRIYONO - TSE AREA BARAT | - |  | INACTIVE
alskfjasjalskf | E341P |  |  |  | GN00002985 | WORKSHOOP CSM PUSAT | PUSAT | DKI JAKARTA | JAKARTA TIMUR | MAIN UNIT | EMP | 26 January 2016 | FIRMAN GEA - BU | 1 January 1900 |  | 26 January 2016 | FIRMAN GEA - BU | - |  | INACTIVE
AM0006QR | SAAM2 |  |  |  | GN00001070 | RSU CIANJUR | BOGOR | JAWA BARAT | CIANJUR | MAIN UNIT | CUSTOMER | 19 July 2016 |  | 1 January 2008 |  | 19 July 2016 |  | - |  | INACTIVE
AM17861K13 | CSWMT | X RAY CEILING WITH TABLE | IMAGING | BMI BIOMED. INT. SRL | GN00002975 | POLTEKKES SEMARANG | SEMARANG | JAWA TENGAH | SEMARANG | MAIN UNIT | CUSTOMER | - |  | 28 December 2013 |  | - |  | - |  | ACTIVE
AO7720 | BHTTA | FLOOR STAND CONV. RAD | IMAGING | BMI BIOMED. INT. SRL | GN00000046 | RS JIWA PROVINSI BANGKA ( RSU SUNGAI LIAT ) | PANGKAL PINANG | KEPULAUAN BANGKA BELITUNG | SUNGAI LIAT | MAIN UNIT | CUSTOMER | 6 November 2015 | SATRIA KUSUMA - TSE | 6 November 2015 |  | 6 November 2015 | SATRIA KUSUMA - TSE | - |  | ACTIVE
AZ070355 | DXH01 | BECKMAN COULTER DXH 500 | DIAGNOSTIC 2 | DHH TRADING INDONESIA, PT. | GN00002985 | WORKSHOOP CSM PUSAT | PUSAT | DKI JAKARTA | JAKARTA TIMUR | MAIN UNIT | EMP | - |  | 23 May 2017 |  | - |  | - |  | ACTIVE
AZ100541 | DXH01 | BECKMAN COULTER DXH 500 | DIAGNOSTIC 2 | DHH TRADING INDONESIA, PT. | GN00007903 | LAB THAMRIN DUMAI | PEKAN BARU | RIAU | PEKANBARU | MAIN UNIT | EMP | 18 April 2018 | TRIYONO - TSE AREA BARAT | 18 January 2017 |  | 18 April 2018 | TRIYONO - TSE AREA BARAT | - |  | ACTIVE
AZ100545 | DXH01 | BECKMAN COULTER DXH 500 | DIAGNOSTIC 2 | DHH TRADING INDONESIA, PT. | GN00002985 | WORKSHOOP CSM PUSAT | PUSAT | DKI JAKARTA | JAKARTA TIMUR | MAIN UNIT | EMP | 6 July 2018 | FARIDA ADELINA | 18 January 2017 |  | 6 July 2018 | FARIDA ADELINA | - |  | ACTIVE
AZ100546 | DXH01 | BECKMAN COULTER DXH 500 | DIAGNOSTIC 2 | DHH TRADING INDONESIA, PT. | GN00002985 | WORKSHOOP CSM PUSAT | PUSAT | DKI JAKARTA | JAKARTA TIMUR | MAIN UNIT | EMP | 15 May 2019 | FARIDA ADELINA | 30 April 2021 | ARBIANSYAH - TSE | 15 May 2019 | FARIDA ADELINA | 25 November 2024 | SAHID DERMAWAN - SPV TSE BARAT | ACTIVE
AZ100547 | DXH01 | BECKMAN COULTER DXH 500 | DIAGNOSTIC 2 | DHH TRADING INDONESIA, PT. | GN17080001 | RS MITRA MEDIKA INSANI CABANG AMPLAS | MEDAN | SUMATERA UTARA | MEDAN | MAIN UNIT | EMP | - |  | 12 December 2017 |  | - |  | - |  | ACTIVE
AZ100548 | DXH01 | BECKMAN COULTER DXH 500 | DIAGNOSTIC 2 | DHH TRADING INDONESIA, PT. | GN00000325 | RSU MITRA MEDIKA TANJUNG MULIA | MEDAN | SUMATERA UTARA | MEDAN | MAIN UNIT | EMP | 31 May 2018 |  | 31 May 2018 |  | 31 May 2018 |  | - |  | ACTIVE
AZ110565 | DXH01 | BECKMAN COULTER DXH 500 | DIAGNOSTIC 2 | DHH TRADING INDONESIA, PT. | GN00000430 | RSU RANTAU PRAPAT | PEMATANG SIANTAR | SUMATERA UTARA | RANTAU PRAPAT | MAIN UNIT | EMP | - |  | 3 August 2017 |  | - |  | - |  | ACTIVE
AZ110566 | DXH01 | BECKMAN COULTER DXH 500 | DIAGNOSTIC 2 | DHH TRADING INDONESIA, PT. | GN00002985 | WORKSHOOP CSM PUSAT | PUSAT | DKI JAKARTA | JAKARTA TIMUR | MAIN UNIT | EMP | - |  | 3 December 2018 |  | - |  | - |  | ACTIVE
AZ110567 | DXH01 | BECKMAN COULTER DXH 500 | DIAGNOSTIC 2 | DHH TRADING INDONESIA, PT. | GN00002985 | WORKSHOOP CSM PUSAT | PUSAT | DKI JAKARTA | JAKARTA TIMUR | MAIN UNIT | EMP | - |  | 1 June 2024 |  | - |  | 20 November 2024 | SAHID DERMAWAN - SPV TSE BARAT | ACTIVE
AZ110568 | DXH01 | BECKMAN COULTER DXH 500 | DIAGNOSTIC 2 | DHH TRADING INDONESIA, PT. | GN00002985 | WORKSHOOP CSM PUSAT | PUSAT | DKI JAKARTA | JAKARTA TIMUR | MAIN UNIT | EMP | - |  | 1 June 2024 | ANDRIAS NUGROHO - TSE | - |  | 20 November 2024 | SAHID DERMAWAN - SPV TSE BARAT | ACTIVE
AZ110574 | DXH01 | BECKMAN COULTER DXH 500 | DIAGNOSTIC 2 | DHH TRADING INDONESIA, PT. | GN20070008 | RS. LARASATI | SURABAYA-2 | JAWA TIMUR | SURABAYA | MAIN UNIT | EMP | - |  | 5 March 2025 | YUNAN ARIMUNTIAN - TSE | - |  | 5 March 2025 | SAHID DERMAWAN - SPV TSE BARAT | ACTIVE
AZ110576 | DXH01 | BECKMAN COULTER DXH 500 | DIAGNOSTIC 2 | DHH TRADING INDONESIA, PT. | GN00000325 | RSU MITRA MEDIKA TANJUNG MULIA | MEDAN | SUMATERA UTARA | MEDAN | MAIN UNIT | EMP | - |  | 5 September 2019 |  | - |  | - |  | ACTIVE
B0340B | SHR22 | Mortuary Refrigerator,EO 4Body |  |  | GN00000673 | RSUD DR KANUDJOSO DJATIWIBOWO - BALIKPAPAN | BALIKPAPAN | KALIMANTAN TIMUR | BALIKPAPAN | MAIN UNIT | CUSTOMER | - |  | 1 January 2012 |  | - |  | - |  | INACTIVE
B101295 | F0040 | Liq Solution 400g Botle |  |  | GN00002703 | RSUD PATUT PATUH PATJU | MATARAM | NUSA TENGGARA BARAT | LOMBOK BARAT | MAIN UNIT | CUSTOMER | - |  | 18 November 2015 |  | - |  | - |  | ACTIVE
B111329 | F0020 | ATV 20 tabletop sterilizer |  |  | GN00001512 | RSU DR. SOEBANDI | JEMBER | JAWA TIMUR | JEMBER | MAIN UNIT | CUSTOMER | 6 January 2016 |  | 1 January 1900 |  | 6 January 2016 |  | - |  | ACTIVE
B111760 | F0515 |  |  |  | GN00001083 | RS KANKER DHARMAIS | JAKARTA-2 | DKI JAKARTA | JAKARTA BARAT | MAIN UNIT | CUSTOMER | 7 January 2015 | AGUS FAUZI | 1 June 2011 |  | 7 January 2015 | AGUS FAUZI | - |  | INACTIVE
B112837 | F1150 |  |  |  | GN00002813 | RS Universitas Yarsi | JAKARTA-1 | DKI JAKARTA |  | MAIN UNIT | CUSTOMER | 17 March 2015 | ARDI HERMAWAN - TSE CP | 1 January 2011 |  | 17 March 2015 | ARDI HERMAWAN - TSE CP | - |  | INACTIVE
B113257 | F0060 | ATV 60 TABLETOP AUTOCLAVE | DIAGNOSTIC 2 | FALC INSTRUMENT S.R.L. | GN00002954 | RSUD KARDINAH ( RSUD TEGAL ) | TEGAL | JAWA TENGAH | TEGAL | MAIN UNIT | CUSTOMER | - |  | 31 January 2015 |  | - |  | - |  | ACTIVE
B113259 | F0060 | ATV 60 TABLETOP AUTOCLAVE | DIAGNOSTIC 2 | FALC INSTRUMENT S.R.L. | GN00007598 | PMI BALIKPAPAN | BALIKPAPAN | KALIMANTAN TIMUR | BALIKPAPAN | MAIN UNIT | CUSTOMER | - |  | 17 November 2015 |  | - |  | - |  | ACTIVE
B120008 | F0524 | RECTANGULAR WB-M24/18,5L | DIAGNOSTIC 2 | FALC INSTRUMENT S.R.L. | GN00002283 | BALAI PENYIDIKAN & PENGUJIAN VETERINER MEDAN ( BALITVET ) | MEDAN | SUMATERA UTARA | MEDAN | MAIN UNIT | CUSTOMER | 1 June 2015 | TRIYONO - TSE AREA BARAT | 1 January 2010 |  | 1 June 2015 | TRIYONO - TSE AREA BARAT | - |  | ACTIVE
B121970 | F0524 | RECTANGULAR WB-M24/18,5L | DIAGNOSTIC 2 | FALC INSTRUMENT S.R.L. | GN00000403 | RSUD DELI SERDANG | MEDAN | SUMATERA UTARA | LUBUK PAKAM | MAIN UNIT | CUSTOMER | 23 June 2016 |  | 1 January 2014 |  | 23 June 2016 |  | - |  | ACTIVE
B121971 | F0524 | RECTANGULAR WB-M24/18,5L | DIAGNOSTIC 2 | FALC INSTRUMENT S.R.L. | GN00004673 | RSUD AL-IHSAN BANDUNG | BANDUNG | JAWA BARAT | BANDUNG | MAIN UNIT | CUSTOMER | 1 February 1990 | SUKMA WIJAYA - TSE | 27 February 2010 |  | 1 February 1990 | SUKMA WIJAYA - TSE | - |  | ACTIVE
B121972 | F0524 | RECTANGULAR WB-M24/18,5L | DIAGNOSTIC 2 | FALC INSTRUMENT S.R.L. | GN00004673 | RSUD AL-IHSAN BANDUNG | BANDUNG | JAWA BARAT | BANDUNG | MAIN UNIT | CUSTOMER | 1 February 1990 | SUKMA WIJAYA - TSE | 27 February 2010 |  | 1 February 1990 | SUKMA WIJAYA - TSE | - |  | ACTIVE
B122838 | F0524 | RECTANGULAR WB-M24/18,5L | DIAGNOSTIC 2 | FALC INSTRUMENT S.R.L. | GN00001777 | BALAI PENGUJIAN,PENYIDIKAN PENYAKIT HEWAN DAN KESMAVET (BP3HK) CIKOLE | BANDUNG | JAWA BARAT | BANDUNG | MAIN UNIT | CUSTOMER | 21 August 2014 | SUKMA WIJAYA - TSE | 21 August 2014 |  | 21 August 2014 | SUKMA WIJAYA - TSE | - |  | ACTIVE
B123616 | F0524 | RECTANGULAR WB-M24/18,5L | DIAGNOSTIC 2 | FALC INSTRUMENT S.R.L. | GN00002139 | RS PARU DR. ARIO WIRAWAN SALATIGA | SEMARANG | JAWA TENGAH | SALATIGA | MAIN UNIT | CUSTOMER | 13 April 2015 |  | 2 December 2013 |  | 13 April 2015 |  | - |  | ACTIVE
B123619 | F0524 | RECTANGULAR WB-M24/18,5L | DIAGNOSTIC 2 | FALC INSTRUMENT S.R.L. | GN00000674 | RSUD ABDUL WAHAB SJAHRANIE | SAMARINDA | KALIMANTAN TIMUR | SAMARINDA | MAIN UNIT | CUSTOMER | 8 July 2014 | RIDWAN - TSE | 24 December 2013 |  | 8 July 2014 | RIDWAN - TSE | - |  | ACTIVE
B130797 | F0515 |  |  |  | GN00003061 | RS LARAS PTPN IV | MEDAN | SUMATERA UTARA | SIMALUNGUN | MAIN UNIT | CUSTOMER | 9 October 2014 | ARBIANSYAH - TSE | 1 January 2013 |  | 9 October 2014 | ARBIANSYAH - TSE | - |  | INACTIVE
B131409 | F0040 | Liq Solution 400g Botle |  |  | GN00006628 | RS MAYAPADA LEBAK BULUS (PT NIRMALA KENCANA MAS) | JAKARTA-2 | DKI JAKARTA | JAKARTA SELATAN | MAIN UNIT | CUSTOMER | 12 August 2014 | ARIEF SETIAWAN - TSE CP | 1 January 2012 |  | 12 August 2014 | ARIEF SETIAWAN - TSE CP | - |  | ACTIVE
B132040 | F0020 | ATV 20 tabletop sterilizer |  |  | GN00002165 | RSUD Dr R Koesma tuban pop | SURABAYA-1 | JAWA TIMUR | TUBAN | MAIN UNIT | CUSTOMER | 10 April 2015 |  | 1 January 1900 |  | 10 April 2015 |  | - |  | ACTIVE
B132220 | F0615 | DIGITAL WB-MD 15 | DIAGNOSTIC 2 | FALC INSTRUMENT S.R.L. | GN00002586 | PT BIOFARMA | BANDUNG | JAWA BARAT | BANDUNG | MAIN UNIT | CUSTOMER | 22 June 2015 | SUKMA WIJAYA - TSE | 22 June 2015 |  | 22 June 2015 | SUKMA WIJAYA - TSE | - |  | ACTIVE
B132221 | F0615 | DIGITAL WB-MD 15 | DIAGNOSTIC 2 | FALC INSTRUMENT S.R.L. | GN00002299 | LAB PRAMITA MEDAN | MEDAN | SUMATERA UTARA | MEDAN | MAIN UNIT | CUSTOMER | 3 September 2015 | ARBIANSYAH - TSE | 3 September 2015 |  | 3 September 2015 | ARBIANSYAH - TSE | - |  | ACTIVE
B132872 | F1012 | LBS 1 ULTRASONIC BATH 15 LT | DIAGNOSTIC 2 | FALC INSTRUMENT S.R.L. | GN00001778 | BADAN PENGAWAS OBAT&MAKANAN (BPOM) BANDUNG | BANDUNG | JAWA BARAT | BANDUNG | MAIN UNIT | CUSTOMER | 31 August 2016 | SUKMA WIJAYA - TSE | 31 August 2016 |  | 31 August 2016 | SUKMA WIJAYA - TSE | - |  | ACTIVE
B133542 | F0550 | RECTANGULAR WB-M50/ 50L | DIAGNOSTIC 2 | FALC INSTRUMENT S.R.L. | GN00002915 | RS KEJAKSAAN | JAKARTA-2 | DKI JAKARTA | JAKARTA TIMUR | MAIN UNIT | CUSTOMER | 22 September 2014 | ARIEF SETIAWAN - TSE CP | 13 January 1900 |  | 22 September 2014 | ARIEF SETIAWAN - TSE CP | - |  | ACTIVE
B133543 | F0550 | RECTANGULAR WB-M50/ 50L | DIAGNOSTIC 2 | FALC INSTRUMENT S.R.L. | GN00000480 | RSUD CUT NYAK DHIEN | BANDA ACEH | ACEH | MEULABOH | MAIN UNIT | CUSTOMER | - |  | 9 December 2014 |  | - |  | - |  | ACTIVE
B140688 | F0524 | RECTANGULAR WB-M24/18,5L | DIAGNOSTIC 2 | FALC INSTRUMENT S.R.L. | GN00002396 | RSUD MARIA WALANDA MARAMIS | MANADO | SULAWESI UTARA | MINAHASA | MAIN UNIT | CUSTOMER | 9 October 2014 | GANDHI YANRANGGA | 9 October 2014 |  | 9 October 2014 | GANDHI YANRANGGA | - |  | ACTIVE
B140704 | F0524 | RECTANGULAR WB-M24/18,5L | DIAGNOSTIC 2 | FALC INSTRUMENT S.R.L. | GN00000969 | RSUD LEMBANG | BANDUNG | JAWA BARAT | PALEMBANG | MAIN UNIT | CUSTOMER | 5 December 2014 | SUKMA WIJAYA - TSE | 24 February 2015 |  | 5 December 2014 | SUKMA WIJAYA - TSE | - |  | ACTIVE
B141752 | F2012 | LBS2 ULRA-BATH 15L | DIAGNOSTIC 2 | FALC INSTRUMENT S.R.L. | GN00008541 | B2P2TOOT BALAI PENELITIAN OBAT TAWANGMANGU | SOLO | JAWA TENGAH | JAKARTA SELATAN | MAIN UNIT | CUSTOMER | 3 September 2015 | RAKHMAT | 2 October 2015 |  | 3 September 2015 | RAKHMAT | - |  | ACTIVE
B141824 | F0524 | RECTANGULAR WB-M24/18,5L | DIAGNOSTIC 2 | FALC INSTRUMENT S.R.L. | GN00001777 | BALAI PENGUJIAN,PENYIDIKAN PENYAKIT HEWAN DAN KESMAVET (BP3HK) CIKOLE | BANDUNG | JAWA BARAT | BANDUNG | MAIN UNIT | CUSTOMER | 21 August 2014 | SUKMA WIJAYA - TSE | 21 August 2014 |  | 21 August 2014 | SUKMA WIJAYA - TSE | - |  | ACTIVE
B142433 | F0505 | RECTANGULAR WB-M5/ 5L | DIAGNOSTIC 2 | FALC INSTRUMENT S.R.L. | GN00008614 | LABORATORIUM KLINIK PRAMITA | MEDAN | SUMATERA UTARA | MEDAN | MAIN UNIT | CUSTOMER | 2 October 2015 | ARBIANSYAH - TSE | 2 September 2015 |  | 2 October 2015 | ARBIANSYAH - TSE | - |  | ACTIVE
B142986 | F0524 | RECTANGULAR WB-M24/18,5L | DIAGNOSTIC 2 | FALC INSTRUMENT S.R.L. | GN00001781 | INSTITUT TEKNOLOGI BANDUNG (ITB) | BANDUNG | JAWA BARAT | BANDUNG | MAIN UNIT | CUSTOMER | 19 January 2015 | SUKMA WIJAYA - TSE | 19 January 2015 |  | 19 January 2015 | SUKMA WIJAYA - TSE | - |  | ACTIVE
B143107 | F2008 | LBS2 ULra-Bath 10L |  |  | GN00001781 | INSTITUT TEKNOLOGI BANDUNG (ITB) | BANDUNG | JAWA BARAT | BANDUNG | MAIN UNIT | CUSTOMER | 5 December 2014 | SUKMA WIJAYA - TSE | 21 January 2015 |  | 5 December 2014 | SUKMA WIJAYA - TSE | - |  | ACTIVE
B151222 | F1002 | LBS1 ULRA-BATH 0,6L | DIAGNOSTIC 2 | FALC INSTRUMENT S.R.L. | GN00008037 | INSTITUT PERTANIAN BOGOR (IPB) | BOGOR | JAWA BARAT | BOGOR | MAIN UNIT | CUSTOMER | 18 November 2015 | LEONARDUS ADI | 18 November 2015 |  | 18 November 2015 | LEONARDUS ADI | - |  | ACTIVE
B151343 | F0550 | RECTANGULAR WB-M50/ 50L | DIAGNOSTIC 2 | FALC INSTRUMENT S.R.L. | GN00003153 | BALAI BESAR VETERINER MAROS | MAKASSAR | SULAWESI SELATAN | MAROS | MAIN UNIT | CUSTOMER | 1 July 2015 | HARI UDI RAHARJO - TSE | 1 July 2015 |  | 1 July 2015 | HARI UDI RAHARJO - TSE | - |  | ACTIVE
B151344 | F0550 | RECTANGULAR WB-M50/ 50L | DIAGNOSTIC 2 | FALC INSTRUMENT S.R.L. | GN00002986 | RDC PUSAT - RAWAGELAM | PUSAT | DKI JAKARTA | JAKARTA TIMUR | MAIN UNIT | EMP | 6 August 2015 | BUDI SUROSO - TSE | 1 January 1900 |  | 6 August 2015 | BUDI SUROSO - TSE | - |  | ACTIVE
B151375 | F0020 | ATV 20 tabletop sterilizer |  |  | GN00002248 | RSUD DR SOEGIRI | SURABAYA-1 | JAWA TIMUR | LAMONGAN | MAIN UNIT | CUSTOMER | - |  | 1 January 1900 |  | - |  | - |  | ACTIVE
B152806 | FL010 |  |  |  | GN00002986 | RDC PUSAT - RAWAGELAM | PUSAT | DKI JAKARTA | JAKARTA TIMUR | MAIN UNIT | EMP | 3 September 2015 | TRIYONO - TSE AREA BARAT | 1 January 1900 |  | 3 September 2015 | TRIYONO - TSE AREA BARAT | - |  | INACTIVE
B162705 | F0524 | RECTANGULAR WB-M24/18,5L | DIAGNOSTIC 2 | FALC INSTRUMENT S.R.L. | GN00004893 | RS PENDIDIKAN UNS SURAKARTA | SOLO | JAWA TENGAH | SURAKARTA | MAIN UNIT | CUSTOMER | 7 December 2016 | RIDWAN - TSE | 7 December 2016 |  | 7 December 2016 | RIDWAN - TSE | - |  | ACTIVE
B162926 | F0524 | RECTANGULAR WB-M24/18,5L | DIAGNOSTIC 2 | FALC INSTRUMENT S.R.L. | GN00004893 | RS PENDIDIKAN UNS SURAKARTA | SOLO | JAWA TENGAH | SURAKARTA | MAIN UNIT | CUSTOMER | 7 December 2016 | RIDWAN - TSE | 7 December 2016 |  | 7 December 2016 | RIDWAN - TSE | - |  | ACTIVE
B180475 | F0728 | TRANSP GABLE LID WB-M5 | DIAGNOSTIC 2 | FALC INSTRUMENT S.R.L. | GN00002986 | RDC PUSAT - RAWAGELAM | PUSAT | DKI JAKARTA | JAKARTA TIMUR | MAIN UNIT | EMP | - |  | 23 October 2018 |  | - |  | - |  | ACTIVE
B211011131 | GJB01 | GROSSLAB JUNIOR W STAND | DIAGNOSTIC 2 | SHANDON DIAGNOSTICS Ltd. | GN00000009 | RSU DR CIPTO MANGUNKUSUMO | JAKARTA-1 | DKI JAKARTA | JAKARTA PUSAT | MAIN UNIT | CUSTOMER | - |  | 10 July 2020 | ARDI HERMAWAN - TSE CP | - |  | 10 July 2020 | ARDI HERMAWAN - TSE CP | ACTIVE
B292668 | SDU45 |  |  |  | GN00001654 | BADAN POM JAMBI | JAMBI | JAMBI | JAMBI | MAIN UNIT | CUSTOMER | 26 December 2014 |  | 1 January 1900 |  | 26 December 2014 |  | - |  | INACTIVE
BA040194 | DXH01 | BECKMAN COULTER DXH 500 | DIAGNOSTIC 2 | DHH TRADING INDONESIA, PT. | GN00003775 | PT MUTUAL MEDICA | SEMARANG | JAWA TENGAH | SEMARANG | MAIN UNIT | CUSTOMER | 23 May 2017 | YUNAN ARIMUNTIAN - TSE | 8 September 2025 |  | 23 May 2017 | YUNAN ARIMUNTIAN - TSE | 2 October 2025 | SAHID DERMAWAN - SPV TSE BARAT | ACTIVE
BA040195 | DXH01 | BECKMAN COULTER DXH 500 | DIAGNOSTIC 2 | DHH TRADING INDONESIA, PT. | GN00012197 | RS INDRIATI SOLO BARU | SOLO | JAWA TENGAH | SUKOHARJO | MAIN UNIT | CUSTOMER | 10 July 2018 | TRIYONO - TSE AREA BARAT | 3 October 2017 |  | 10 July 2018 | TRIYONO - TSE AREA BARAT | - |  | ACTIVE
BA040196 | DXH01 | BECKMAN COULTER DXH 500 | DIAGNOSTIC 2 | DHH TRADING INDONESIA, PT. | GN00000584 | LAB. CITO ( INDRAPRASTA ) | SEMARANG | JAWA TENGAH | SEMARANG | MAIN UNIT | EMP | 9 May 2020 | DIAN FEBRIYANA - TSE | 23 May 2017 |  | 9 May 2020 | DIAN FEBRIYANA - TSE | - |  | ACTIVE
BA040197 | DXH01 | BECKMAN COULTER DXH 500 | DIAGNOSTIC 2 | DHH TRADING INDONESIA, PT. | GN00001901 | RSUP SOERADJI KLATEN | YOGYAKARTA | YOGYAKARTA | YOGYAKARTA | MAIN UNIT | CUSTOMER | 12 November 2018 | RIDWAN - TSE | 12 November 2018 |  | 12 November 2018 | RIDWAN - TSE | - |  | ACTIVE
BA040198 | DXH01 | BECKMAN COULTER DXH 500 | DIAGNOSTIC 2 | DHH TRADING INDONESIA, PT. | GN21110007 | RS MURNI TEGUH | DENPASAR | BALI | DENPASAR | MAIN UNIT | EMP | 30 November 2018 | I KADEK - TSE | 17 January 2022 | I KADEK - TSE | 30 November 2018 | I KADEK - TSE | 17 January 2022 | I KADEK - TSE | ACTIVE
BA040258 | DXH01 | BECKMAN COULTER DXH 500 | DIAGNOSTIC 2 | DHH TRADING INDONESIA, PT. | GN00002985 | WORKSHOOP CSM PUSAT | PUSAT | DKI JAKARTA | JAKARTA TIMUR | MAIN UNIT | EMP | - |  | 23 October 2018 |  | - |  | - |  | ACTIVE
BA040259 | DXH01 | BECKMAN COULTER DXH 500 | DIAGNOSTIC 2 | DHH TRADING INDONESIA, PT. | GN00001805 | RSUD SIMO | SOLO | JAWA TENGAH | BOYOLALI | MAIN UNIT | EMP | 9 May 2020 | DIAN FEBRIYANA - TSE | 30 June 2025 |  | 9 May 2020 | DIAN FEBRIYANA - TSE | 1 July 2025 | SAHID DERMAWAN - SPV TSE BARAT | ACTIVE
BA040260 | DXH01 | BECKMAN COULTER DXH 500 | DIAGNOSTIC 2 | DHH TRADING INDONESIA, PT. | GN00002985 | WORKSHOOP CSM PUSAT | PUSAT | DKI JAKARTA | JAKARTA TIMUR | MAIN UNIT | EMP | - |  | 4 October 2023 | BARITA P-SIMAMORA - TSE | - |  | 25 November 2024 | SAHID DERMAWAN - SPV TSE BARAT | ACTIVE
BA040261 | DXH01 | BECKMAN COULTER DXH 500 | DIAGNOSTIC 2 | DHH TRADING INDONESIA, PT. | GN00000287 | RS LATERSIA | MEDAN | SUMATERA UTARA | BINJAI | MAIN UNIT | EMP | - |  | 17 July 2017 |  | - |  | - |  | ACTIVE
BA040262 | DXH01 | BECKMAN COULTER DXH 500 | DIAGNOSTIC 2 | DHH TRADING INDONESIA, PT. | GN00002985 | WORKSHOOP CSM PUSAT | PUSAT | DKI JAKARTA | JAKARTA TIMUR | MAIN UNIT | EMP | 9 May 2020 | DIAN FEBRIYANA - TSE | 31 March 2021 | DIAN FEBRIYANA - TSE | 9 May 2020 | DIAN FEBRIYANA - TSE | 3 March 2025 | SAHID DERMAWAN - SPV TSE BARAT | ACTIVE
BA050348 | DXH01 | BECKMAN COULTER DXH 500 | DIAGNOSTIC 2 | DHH TRADING INDONESIA, PT. | GN00001160 | RSUD Arjawinangun | CIREBON | JAWA BARAT | CIREBON | MAIN UNIT | EMP | 24 May 2019 | MOHAMAD SUKARJO - TSE CP | 24 May 2019 |  | 24 May 2019 | MOHAMAD SUKARJO - TSE CP | - |  | ACTIVE
BA060401 | DXH01 | BECKMAN COULTER DXH 500 | DIAGNOSTIC 2 | DHH TRADING INDONESIA, PT. | GN20010037 | LAB KLINIK CITO DEMAK | KUDUS | JAWA TENGAH | KUDUS | MAIN UNIT | EMP | 6 March 2020 | ANDRIAS NUGROHO - TSE | 6 March 2020 |  | 6 March 2020 | ANDRIAS NUGROHO - TSE | - |  | ACTIVE
BA060402 | DXH01 | BECKMAN COULTER DXH 500 | DIAGNOSTIC 2 | DHH TRADING INDONESIA, PT. | GN00000325 | RSU MITRA MEDIKA TANJUNG MULIA | MEDAN | SUMATERA UTARA | MEDAN | MAIN UNIT | EMP | 3 February 2020 | RIDWAN - TSE | 3 February 2020 |  | 3 February 2020 | RIDWAN - TSE | - |  | ACTIVE
BA060403 | DXH01 | BECKMAN COULTER DXH 500 | DIAGNOSTIC 2 | DHH TRADING INDONESIA, PT. | GN00002985 | WORKSHOOP CSM PUSAT | PUSAT | DKI JAKARTA | JAKARTA TIMUR | MAIN UNIT | EMP | - |  | 28 September 2018 |  | - |  | - |  | ACTIVE
BA060404 | DXH01 | BECKMAN COULTER DXH 500 | DIAGNOSTIC 2 | DHH TRADING INDONESIA, PT. | GN00000421 | RS PT INALUM | PEMATANG SIANTAR | SUMATERA UTARA | ASAHAN | MAIN UNIT | CUSTOMER | - |  | 3 July 2018 |  | - |  | - |  | ACTIVE
BA060405 | DXH01 | BECKMAN COULTER DXH 500 | DIAGNOSTIC 2 | DHH TRADING INDONESIA, PT. | GN00002985 | WORKSHOOP CSM PUSAT | PUSAT | DKI JAKARTA | JAKARTA TIMUR | MAIN UNIT | EMP | - |  | 20 July 2020 | YUNAN ARIMUNTIAN - TSE | - |  | 5 March 2025 | SAHID DERMAWAN - SPV TSE BARAT | ACTIVE
BA080542 | DXH01 | BECKMAN COULTER DXH 500 | DIAGNOSTIC 2 | DHH TRADING INDONESIA, PT. | GN00000374 | RSUD KOTA PINANG - PEMATANG SIANTAR | PEMATANG SIANTAR | SUMATERA UTARA | PEMATANG SIANTAR | MAIN UNIT | EMP | 29 July 2019 | AUGESTA NANDA PRADANA - TSE | 30 April 2021 | BARITA P-SIMAMORA - TSE | 29 July 2019 | AUGESTA NANDA PRADANA - TSE | 30 April 2021 | BARITA P-SIMAMORA - TSE | ACTIVE
BA080550 | DXH01 | BECKMAN COULTER DXH 500 | DIAGNOSTIC 2 | DHH TRADING INDONESIA, PT. | GN22080002 | RS PKU AISYIYAH KENDAL | SEMARANG | JAWA TENGAH | SEMARANG | MAIN UNIT | EMP | 29 June 2019 | IRWIN HADI SUTJAHJONO | 7 July 2023 |  | 29 June 2019 | IRWIN HADI SUTJAHJONO | 23 October 2023 | ANDI ISMAIL - SPV TSE TIMUR | ACTIVE
BA080560 | DXH01 | BECKMAN COULTER DXH 500 | DIAGNOSTIC 2 | DHH TRADING INDONESIA, PT. | GN19060007 | RSIA CEMPAKA AZ ZAHRA | BANDA ACEH | ACEH | BANDA ACEH | MAIN UNIT | EMP | 19 December 2017 | System Auto | 19 December 2017 |  | 19 December 2017 | System Auto | - |  | ACTIVE
BA080561 | DXH01 | BECKMAN COULTER DXH 500 | DIAGNOSTIC 2 | DHH TRADING INDONESIA, PT. | GN19060008 | MAXIMA LABORATORIUM KLINIK - GORONTALO | MANADO | GORONTALO | GORONTALO | MAIN UNIT | EMP | 30 August 2019 | ABU ABDILLAH - TSE | 30 August 2019 |  | 30 August 2019 | ABU ABDILLAH - TSE | - |  | ACTIVE
BA090615 | DXH01 | BECKMAN COULTER DXH 500 | DIAGNOSTIC 2 | DHH TRADING INDONESIA, PT. | GN00005118 | RSUD SULTAN IMANUDIN | BANJARMASIN | KALIMANTAN TENGAH | BANJARMASIN | MAIN UNIT | EMP | 8 March 2020 | SARWANDI - TSE | 8 March 2020 |  | 8 March 2020 | SARWANDI - TSE | - |  | ACTIVE
BA090624 | DXH01 | BECKMAN COULTER DXH 500 | DIAGNOSTIC 2 | DHH TRADING INDONESIA, PT. | GN00005670 | RSI UNISMA | MALANG | JAWA TIMUR | MALANG | MAIN UNIT | EMP | 20 April 2018 | System Auto | 19 July 2022 | AHMAD FATKHUDIN - TSE | 20 April 2018 | System Auto | 19 July 2022 | AHMAD FATKHUDIN - TSE | ACTIVE
BA090626 | DXH01 | BECKMAN COULTER DXH 500 | DIAGNOSTIC 2 | DHH TRADING INDONESIA, PT. | GN00000421 | RS PT INALUM | PEMATANG SIANTAR | SUMATERA UTARA | ASAHAN | MAIN UNIT | EMP | 20 April 2018 | System Auto | 30 August 2021 | AZLI YUDHA - TSE | 20 April 2018 | System Auto | 30 January 2024 | SAHID DERMAWAN - SPV TSE BARAT | ACTIVE
BA090627 | DXH01 | BECKMAN COULTER DXH 500 | DIAGNOSTIC 2 | DHH TRADING INDONESIA, PT. | GN17080001 | RS MITRA MEDIKA INSANI CABANG AMPLAS | MEDAN | SUMATERA UTARA | MEDAN | MAIN UNIT | EMP | 29 January 2018 | MERAMSYAH SYAHRUL | 19 January 2018 |  | 29 January 2018 | MERAMSYAH SYAHRUL | - |  | ACTIVE
BA090628 | DXH01 | BECKMAN COULTER DXH 500 | DIAGNOSTIC 2 | DHH TRADING INDONESIA, PT. | GN00000421 | RS PT INALUM | PEMATANG SIANTAR | SUMATERA UTARA | ASAHAN | MAIN UNIT | EMP | 29 January 2018 | System Auto | 6 July 2023 |  | 29 January 2018 | System Auto | 19 December 2023 | SAHID DERMAWAN - SPV TSE BARAT | ACTIVE
BA090692 | DXH01 | BECKMAN COULTER DXH 500 | DIAGNOSTIC 2 | DHH TRADING INDONESIA, PT. | GN00002985 | WORKSHOOP CSM PUSAT | PUSAT | DKI JAKARTA | JAKARTA TIMUR | MAIN UNIT | EMP | 24 October 2019 |  | 14 September 2023 | KRISTIANTO - TSE | 24 October 2019 |  | 25 November 2024 | SAHID DERMAWAN - SPV TSE BARAT | ACTIVE
BA110856 | DXH01 | BECKMAN COULTER DXH 500 | DIAGNOSTIC 2 | DHH TRADING INDONESIA, PT. | GN00003141 | RS SINAR HUSNI MEDAN | MEDAN | SUMATERA UTARA | MEDAN | MAIN UNIT | EMP | 26 April 2018 |  | 18 June 2021 | BARITA P-SIMAMORA - TSE | 26 April 2018 |  | 13 May 2025 | SAHID DERMAWAN - SPV TSE BARAT | ACTIVE
BA110857 | DXH01 | BECKMAN COULTER DXH 500 | DIAGNOSTIC 2 | DHH TRADING INDONESIA, PT. | GN00002985 | WORKSHOOP CSM PUSAT | PUSAT | DKI JAKARTA | JAKARTA TIMUR | MAIN UNIT | EMP | 26 April 2018 | System Auto | 26 April 2018 |  | 26 April 2018 | System Auto | - |  | ACTIVE
BA110858 | DXH01 | BECKMAN COULTER DXH 500 | DIAGNOSTIC 2 | DHH TRADING INDONESIA, PT. | GN00000374 | RSUD KOTA PINANG - PEMATANG SIANTAR | PEMATANG SIANTAR | SUMATERA UTARA | PEMATANG SIANTAR | MAIN UNIT | EMP | 15 May 2019 | BARITA P-SIMAMORA - TSE | 7 February 2023 |  | 15 May 2019 | BARITA P-SIMAMORA - TSE | 24 January 2024 | SAHID DERMAWAN - SPV TSE BARAT | ACTIVE
BA110859 | DXH01 | BECKMAN COULTER DXH 500 | DIAGNOSTIC 2 | DHH TRADING INDONESIA, PT. | GN18080009 | KLINIK SUCI MEDIKA - BANGKA | PANGKAL PINANG | KEPULAUAN BANGKA BELITUNG | BANGKA | MAIN UNIT | EMP | 26 April 2018 | System Auto | 26 April 2018 |  | 26 April 2018 | System Auto | - |  | ACTIVE
BA110860 | DXH01 | BECKMAN COULTER DXH 500 | DIAGNOSTIC 2 | DHH TRADING INDONESIA, PT. | GN00005735 | RS PRIMA HUSADA - BANJAR ARUM | MALANG | JAWA TIMUR | MALANG | MAIN UNIT | EMP | 26 June 2019 | GANDHI YANRANGGA | 31 January 2024 | GANDHI YANRANGGA | 26 June 2019 | GANDHI YANRANGGA | 7 February 2024 | ANDI ISMAIL - SPV TSE TIMUR | ACTIVE
BA110861 | DXH01 | BECKMAN COULTER DXH 500 | DIAGNOSTIC 2 | DHH TRADING INDONESIA, PT. | GN00011642 | BALAI LABORATORIUM KESEHATAN DAERAH PROVINSI BENGKULU | BENGKULU | BENGKULU | BENGKULU | MAIN UNIT | CUSTOMER | - |  | 9 April 2019 |  | - |  | - |  | ACTIVE
BA110862 | DXH01 | BECKMAN COULTER DXH 500 | DIAGNOSTIC 2 | DHH TRADING INDONESIA, PT. | GN00001205 | RSUD BANYUMAS | PURWOKERTO | JAWA TENGAH | BANYUMAS | MAIN UNIT | EMP | 23 May 2019 | DIAN FEBRIYANA - TSE | 26 April 2018 |  | 23 May 2019 | DIAN FEBRIYANA - TSE | - |  | ACTIVE
BA110863 | DXH01 | BECKMAN COULTER DXH 500 | DIAGNOSTIC 2 | DHH TRADING INDONESIA, PT. | GN00000584 | LAB. CITO ( INDRAPRASTA ) | SEMARANG | JAWA TENGAH | SEMARANG | MAIN UNIT | EMP | 26 April 2018 | System Auto | 31 May 2022 | ANDRIAS NUGROHO - TSE | 26 April 2018 | System Auto | 31 May 2022 | ANDRIAS NUGROHO - TSE | ACTIVE
BA110864 | DXH01 | BECKMAN COULTER DXH 500 | DIAGNOSTIC 2 | DHH TRADING INDONESIA, PT. | GN00000584 | LAB. CITO ( INDRAPRASTA ) | SEMARANG | JAWA TENGAH | SEMARANG | MAIN UNIT | EMP | 9 May 2020 | DIAN FEBRIYANA - TSE | 15 April 2020 |  | 9 May 2020 | DIAN FEBRIYANA - TSE | - |  | ACTIVE
BA110865 | DXH01 | BECKMAN COULTER DXH 500 | DIAGNOSTIC 2 | DHH TRADING INDONESIA, PT. | GN00002299 | LAB PRAMITA MEDAN | MEDAN | SUMATERA UTARA | MEDAN | MAIN UNIT | EMP | 15 May 2019 | FARIDA ADELINA | 26 April 2018 |  | 15 May 2019 | FARIDA ADELINA | - |  | ACTIVE
BA120976 | DXH01 | BECKMAN COULTER DXH 500 | DIAGNOSTIC 2 | DHH TRADING INDONESIA, PT. | GN19030008 | RS PRIMA HUSADA - SUKOREJO | MALANG | JAWA TIMUR | MALANG | MAIN UNIT | EMP | 22 July 2020 | LEO LANANG SIGIT - TSE CP | 20 December 2023 | AUGESTA NANDA PRADANA - TSE | 22 July 2020 | LEO LANANG SIGIT - TSE CP | 7 February 2024 | ANDI ISMAIL - SPV TSE TIMUR | ACTIVE
BA120977 | DXH01 | BECKMAN COULTER DXH 500 | DIAGNOSTIC 2 | DHH TRADING INDONESIA, PT. | GN17040015 | LAB KLINIK MAXIMA PALU | PALU | SULAWESI TENGAH | PALU | MAIN UNIT | EMP | 9 September 2019 | ELIA HAKIM | 10 April 2023 | MOHAMAD SUKARJO - TSE CP | 9 September 2019 | ELIA HAKIM | 19 August 2025 | SAHID DERMAWAN - SPV TSE BARAT | ACTIVE
BA120978 | DXH01 | BECKMAN COULTER DXH 500 | DIAGNOSTIC 2 | DHH TRADING INDONESIA, PT. | GN00002985 | WORKSHOOP CSM PUSAT | PUSAT | DKI JAKARTA | JAKARTA TIMUR | MAIN UNIT | EMP | 26 December 2019 | ABU ABDILLAH - TSE | 26 December 2019 |  | 26 December 2019 | ABU ABDILLAH - TSE | - |  | ACTIVE
BA120979 | DXH01 | BECKMAN COULTER DXH 500 | DIAGNOSTIC 2 | DHH TRADING INDONESIA, PT. | GN00012197 | RS INDRIATI SOLO BARU | SOLO | JAWA TENGAH | SUKOHARJO | MAIN UNIT | EMP | 5 December 2018 | System Auto | 5 December 2018 |  | 5 December 2018 | System Auto | - |  | ACTIVE
BA120980 | DXH01 | BECKMAN COULTER DXH 500 | DIAGNOSTIC 2 | DHH TRADING INDONESIA, PT. | GN21090003 | MAXIMA LABORATORIUM Klinik Makassar | MAKASSAR | SULAWESI SELATAN | MAKASSAR | MAIN UNIT | EMP | - |  | 30 August 2019 |  | - |  | - |  | ACTIVE
BA120981 | DXH01 | BECKMAN COULTER DXH 500 | DIAGNOSTIC 2 | DHH TRADING INDONESIA, PT. | GN00000325 | RSU MITRA MEDIKA TANJUNG MULIA | MEDAN | SUMATERA UTARA | MEDAN | MAIN UNIT | EMP | 24 September 2019 | ABDUL KARIM - TSE | 24 September 2019 |  | 24 September 2019 | ABDUL KARIM - TSE | - |  | ACTIVE
BA120982 | DXH01 | BECKMAN COULTER DXH 500 | DIAGNOSTIC 2 | DHH TRADING INDONESIA, PT. | GN00002164 | RSU DR WAHIDIN S HUSODO | SURABAYA-1 | JAWA TIMUR | MOJOKERTO | MAIN UNIT | EMP | - |  | 4 September 2019 |  | - |  | - |  | ACTIVE
BA120983 | DXH01 | BECKMAN COULTER DXH 500 | DIAGNOSTIC 2 | DHH TRADING INDONESIA, PT. | GN25010014 | LABORATORIUM KLINIK PRATAMI | MEDAN | SUMATERA UTARA | MEDAN | MAIN UNIT | EMP | 15 October 2019 | ABDI PUTRA - TSE | 15 October 2019 |  | 15 October 2019 | ABDI PUTRA - TSE | - |  | ACTIVE
BA120984 | DXH01 | BECKMAN COULTER DXH 500 | DIAGNOSTIC 2 | DHH TRADING INDONESIA, PT. | GN00003341 | LAB CITO - MERAUKE | JAYAPURA | PAPUA | JAYAPURA | MAIN UNIT | EMP | 5 December 2018 | System Auto | 5 December 2018 |  | 5 December 2018 | System Auto | - |  | ACTIVE
BB020096 | DXH01 | BECKMAN COULTER DXH 500 | DIAGNOSTIC 2 | DHH TRADING INDONESIA, PT. | GN00000217 | RSUD BANGKINANG | PEKAN BARU | RIAU | BANGKINANG | MAIN UNIT | EMP | 12 September 2018 | YANDRI - MSS CORE | 30 September 2020 | RUDI SETIAWAN - TSE | 12 September 2018 | YANDRI - MSS CORE | 30 September 2020 | RUDI SETIAWAN - TSE | ACTIVE
BB020097 | DXH01 | BECKMAN COULTER DXH 500 | DIAGNOSTIC 2 | DHH TRADING INDONESIA, PT. | GN00001733 | LAB GATOT SUBROTO | PEMATANG SIANTAR | SUMATERA UTARA | PEMATANG SIANTAR | MAIN UNIT | EMP | 7 August 2019 | BARITA P-SIMAMORA - TSE | 6 September 2018 |  | 7 August 2019 | BARITA P-SIMAMORA - TSE | - |  | ACTIVE
BB020098 | DXH01 | BECKMAN COULTER DXH 500 | DIAGNOSTIC 2 | DHH TRADING INDONESIA, PT. | GN18050006 | RSU PENGAYOMAN | JAKARTA-1 | DKI JAKARTA | JAKARTA TIMUR | MAIN UNIT | CUSTOMER | - |  | 7 January 2021 | MOHAMAD SUKARJO - TSE CP | - |  | 7 January 2021 | MOHAMAD SUKARJO - TSE CP | ACTIVE
BB020099 | DXH01 | BECKMAN COULTER DXH 500 | DIAGNOSTIC 2 | DHH TRADING INDONESIA, PT. | GN00002985 | WORKSHOOP CSM PUSAT | PUSAT | DKI JAKARTA | JAKARTA TIMUR | MAIN UNIT | EMP | 23 May 2019 | DIAN FEBRIYANA - TSE | 10 October 2021 | ARBIANSYAH - TSE | 23 May 2019 | DIAN FEBRIYANA - TSE | 21 July 2025 | SAHID DERMAWAN - SPV TSE BARAT | ACTIVE
BB020100 | DXH01 | BECKMAN COULTER DXH 500 | DIAGNOSTIC 2 | DHH TRADING INDONESIA, PT. | GN00002986 | RDC PUSAT - RAWAGELAM | PUSAT | DKI JAKARTA | JAKARTA TIMUR | MAIN UNIT | EMP | 12 September 2018 | ANTONIUS SAGITA - KALIBRASI | 6 September 2018 |  | 12 September 2018 | ANTONIUS SAGITA - KALIBRASI | - |  | ACTIVE
BB0210216 | DXH01 | BECKMAN COULTER DXH 500 | DIAGNOSTIC 2 | DHH TRADING INDONESIA, PT. | GN00002986 | RDC PUSAT - RAWAGELAM | PUSAT | DKI JAKARTA | JAKARTA TIMUR | MAIN UNIT | EMP | - |  | - |  | - |  | - |  | ACTIVE
BB090152 | DXH01 | BECKMAN COULTER DXH 500 | DIAGNOSTIC 2 | DHH TRADING INDONESIA, PT. | GN00002985 | WORKSHOOP CSM PUSAT | PUSAT | DKI JAKARTA | JAKARTA TIMUR | MAIN UNIT | EMP | - |  | 6 August 2025 | RIDWAN - TSE | 13 September 2023 | LEO LANANG SIGIT - TSE CP | 4 November 2025 | SAHID DERMAWAN - SPV TSE BARAT | ACTIVE
BB090162 | DXH01 | BECKMAN COULTER DXH 500 | DIAGNOSTIC 2 | DHH TRADING INDONESIA, PT. | GN22100050 | RS MURNI TEGUH BANDUNG | BANDUNG | JAWA BARAT | BANDUNG | MAIN UNIT | EMP | - |  | 3 June 2024 |  | 13 September 2023 | LEO LANANG SIGIT - TSE CP | 24 June 2024 | SAHID DERMAWAN - SPV TSE BARAT | ACTIVE
BB090163 | DXH01 | BECKMAN COULTER DXH 500 | DIAGNOSTIC 2 | DHH TRADING INDONESIA, PT. | GN22100052 | LAB BANJAR PATRAMAN | TASIKMALAYA | JAWA BARAT | TASIKMALAYA | MAIN UNIT | EMP | - |  | 14 September 2023 | SUKMA WIJAYA - TSE | 13 September 2023 | LEO LANANG SIGIT - TSE CP | 14 September 2023 | SUKMA WIJAYA - TSE | ACTIVE
BB090164 | DXH01 | BECKMAN COULTER DXH 500 | DIAGNOSTIC 2 | DHH TRADING INDONESIA, PT. | GN24040014 | KALGEN INNOLAB BANDUNG | BANDUNG-2 | JAWA BARAT | BANDUNG | MAIN UNIT | EMP | - |  | 14 September 2023 | MUHAMMAD FAJAR - TSE | 13 September 2023 | LEO LANANG SIGIT - TSE CP | 24 June 2024 | SAHID DERMAWAN - SPV TSE BARAT | ACTIVE
BB090165 | DXH01 | BECKMAN COULTER DXH 500 | DIAGNOSTIC 2 | DHH TRADING INDONESIA, PT. | GN00000584 | LAB. CITO ( INDRAPRASTA ) | SEMARANG | JAWA TENGAH | SEMARANG | MAIN UNIT | EMP | - |  | 7 October 2023 | ANDRIAS NUGROHO - TSE | 13 September 2023 | LEO LANANG SIGIT - TSE CP | 7 October 2023 | ANDRIAS NUGROHO - TSE | ACTIVE
BB090166 | DXH01 | BECKMAN COULTER DXH 500 | DIAGNOSTIC 2 | DHH TRADING INDONESIA, PT. | GN00004495 | RS N-21 GEMILANG | YOGYAKARTA | YOGYAKARTA | MAGELANG | MAIN UNIT | EMP | - |  | 18 July 2023 | ANDRIAS NUGROHO - TSE | 13 September 2023 | LEO LANANG SIGIT - TSE CP | 23 October 2023 | ANDI ISMAIL - SPV TSE TIMUR | ACTIVE
BB090167 | DXH01 | BECKMAN COULTER DXH 500 | DIAGNOSTIC 2 | DHH TRADING INDONESIA, PT. | GN24060007 | LAB KLINIK CITO MAYJEND SUNGKONO SURABAYA | SURABAYA-1 | JAWA TIMUR | SURABAYA | MAIN UNIT | EMP | - |  | 20 July 2023 | MIKKI FAHRIZI - TSE | 13 September 2023 | LEO LANANG SIGIT - TSE CP | 8 June 2024 | ANDI ISMAIL - SPV TSE TIMUR | ACTIVE
BB090168 | DXH01 | BECKMAN COULTER DXH 500 | DIAGNOSTIC 2 | DHH TRADING INDONESIA, PT. | GN00003451 | DINAS KESEHATAN KAB/KOTA. MUARO JAMBI | JAMBI | JAMBI | JAMBI | MAIN UNIT | EMP | - |  | - |  | 27 October 2023 | LEO LANANG SIGIT - TSE CP | - |  | ACTIVE
BB090171 | DXH01 | BECKMAN COULTER DXH 500 | DIAGNOSTIC 2 | DHH TRADING INDONESIA, PT. | GN00000584 | LAB. CITO ( INDRAPRASTA ) | SEMARANG | JAWA TENGAH | SEMARANG | MAIN UNIT | EMP | - |  | 5 October 2023 |  | 26 July 2024 | LEO LANANG SIGIT - TSE CP | 17 December 2024 | ANDI ISMAIL - SPV TSE TIMUR | ACTIVE
BB120125 | DXH01 | BECKMAN COULTER DXH 500 | DIAGNOSTIC 2 | DHH TRADING INDONESIA, PT. | GN00002986 | RDC PUSAT - RAWAGELAM | PUSAT | DKI JAKARTA | JAKARTA TIMUR | MAIN UNIT | EMP | - |  | - |  | - |  | - |  | ACTIVE
BB120188 | DXH01 | BECKMAN COULTER DXH 500 | DIAGNOSTIC 2 | DHH TRADING INDONESIA, PT. | GN00000584 | LAB. CITO ( INDRAPRASTA ) | SEMARANG | JAWA TENGAH | SEMARANG | MAIN UNIT | EMP | - |  | 6 October 2023 |  | 26 July 2024 | LEO LANANG SIGIT - TSE CP | 26 August 2024 | SAHID DERMAWAN - SPV TSE BARAT | ACTIVE
BB120189 | DXH01 | BECKMAN COULTER DXH 500 | DIAGNOSTIC 2 | DHH TRADING INDONESIA, PT. | GN00000165 | RSU RADEN MATTAHER | JAMBI | JAMBI | JAMBI | MAIN UNIT | EMP | - |  | 9 October 2023 |  | 26 July 2024 | LEO LANANG SIGIT - TSE CP | 26 August 2024 | SAHID DERMAWAN - SPV TSE BARAT | ACTIVE
BB120192 | DXH01 | BECKMAN COULTER DXH 500 | DIAGNOSTIC 2 | DHH TRADING INDONESIA, PT. | GN00002986 | RDC PUSAT - RAWAGELAM | PUSAT | DKI JAKARTA | JAKARTA TIMUR | MAIN UNIT | EMP | - |  | - |  | 26 August 2025 | LEO LANANG SIGIT - TSE CP | - |  | ACTIVE
BB120214 | DXH01 | BECKMAN COULTER DXH 500 | DIAGNOSTIC 2 | DHH TRADING INDONESIA, PT. | GN00000325 | RSU MITRA MEDIKA TANJUNG MULIA | MEDAN | SUMATERA UTARA | MEDAN | MAIN UNIT | EMP | - |  | 8 August 2023 | BARITA P-SIMAMORA - TSE | - |  | 16 October 2023 | SAHID DERMAWAN - SPV TSE BARAT | ACTIVE
BB120215 | DXH01 | BECKMAN COULTER DXH 500 | DIAGNOSTIC 2 | DHH TRADING INDONESIA, PT. | GN25020010 | RS SAPTA MEDIKA | PEMATANG SIANTAR | SUMATERA UTARA | PEMATANG SIANTAR | MAIN UNIT | EMP | 27 January 2021 | NOVAN KURNIARTATO - TSE | 21 February 2022 | RUDI SETIAWAN - TSE | 25 January 2021 | NOVAN KURNIARTATO - TSE | 3 March 2025 | SAHID DERMAWAN - SPV TSE BARAT | ACTIVE
BB120216 | DXH01 | BECKMAN COULTER DXH 500 | DIAGNOSTIC 2 | DHH TRADING INDONESIA, PT. | GN00003767 | RS TANJUNGPURA | PONTIANAK | KALIMANTAN BARAT | PONTIANAK | MAIN UNIT | EMP | 27 January 2021 | NOVAN KURNIARTATO - TSE | 19 April 2021 | BARITA P-SIMAMORA - TSE | 25 January 2021 | NOVAN KURNIARTATO - TSE | 19 April 2021 | BARITA P-SIMAMORA - TSE | ACTIVE
BB120217 | DXH01 | BECKMAN COULTER DXH 500 | DIAGNOSTIC 2 | DHH TRADING INDONESIA, PT. | GN00000430 | RSU RANTAU PRAPAT | PEMATANG SIANTAR | SUMATERA UTARA | RANTAU PRAPAT | MAIN UNIT | EMP | - |  | 24 October 2023 | MUHAMMAD FAJAR - TSE | - |  | 24 October 2023 | MUHAMMAD FAJAR - TSE | ACTIVE
BC030335 | DXH01 | BECKMAN COULTER DXH 500 | DIAGNOSTIC 2 | DHH TRADING INDONESIA, PT. | GN00010790 | RS TIARA KASIH SEJATI | PEMATANG SIANTAR | SUMATERA UTARA | PEMATANG SIANTAR | MAIN UNIT | EMP | - |  | 28 March 2022 | BARITA P-SIMAMORA - TSE | - |  | 23 January 2025 | SAHID DERMAWAN - SPV TSE BARAT | ACTIVE
BC030336 | DXH01 | BECKMAN COULTER DXH 500 | DIAGNOSTIC 2 | DHH TRADING INDONESIA, PT. | GN00008613 | LABORATORIUM KLINIK ANUGERAH KABANJAHE | MEDAN | SUMATERA UTARA | MEDAN | MAIN UNIT | EMP | - |  | 14 September 2023 | MUHAMMAD FAJAR - TSE | - |  | 14 September 2023 | MUHAMMAD FAJAR - TSE | ACTIVE
BC030337 | DXH01 | BECKMAN COULTER DXH 500 | DIAGNOSTIC 2 | DHH TRADING INDONESIA, PT. | GN24080010 | LAB MAXIMA BANJARMASIN | BANJARMASIN | KALIMANTAN SELATAN | BANJARMASIN | MAIN UNIT | EMP | - |  | 29 April 2025 |  | - |  | 30 April 2025 | SAHID DERMAWAN - SPV TSE BARAT | ACTIVE
BC030339 | DXH01 | BECKMAN COULTER DXH 500 | DIAGNOSTIC 2 | DHH TRADING INDONESIA, PT. | GN00002985 | WORKSHOOP CSM PUSAT | PUSAT | DKI JAKARTA | JAKARTA TIMUR | MAIN UNIT | EMP | - |  | 12 August 2024 |  | - |  | 27 December 2024 | SAHID DERMAWAN - SPV TSE BARAT | ACTIVE
BC030340 | DXH01 | BECKMAN COULTER DXH 500 | DIAGNOSTIC 2 | DHH TRADING INDONESIA, PT. | GN00002985 | WORKSHOOP CSM PUSAT | PUSAT | DKI JAKARTA | JAKARTA TIMUR | MAIN UNIT | EMP | - |  | 14 September 2023 | MUHAMMAD FAJAR - TSE | - |  | 7 February 2024 | ANDI ISMAIL - SPV TSE TIMUR | ACTIVE
BC030341 | DXH01 | BECKMAN COULTER DXH 500 | DIAGNOSTIC 2 | DHH TRADING INDONESIA, PT. | GN00000301 | RSU WULAN WINDY | MEDAN | SUMATERA UTARA | MEDAN | MAIN UNIT | EMP | - |  | 15 November 2023 | MUHAMMAD FAJAR - TSE | - |  | 30 November 2023 | SAHID DERMAWAN - SPV TSE BARAT | ACTIVE
BC030361 | DXH01 | BECKMAN COULTER DXH 500 | DIAGNOSTIC 2 | DHH TRADING INDONESIA, PT. | GN00005670 | RSI UNISMA | MALANG | JAWA TIMUR | MALANG | MAIN UNIT | EMP | 29 October 2019 | LEO LANANG SIGIT - TSE CP | 30 September 2020 | AHMAD FATKHUDIN - TSE | 29 October 2019 | LEO LANANG SIGIT - TSE CP | 30 September 2020 | AHMAD FATKHUDIN - TSE | ACTIVE
BC030362 | DXH01 | BECKMAN COULTER DXH 500 | DIAGNOSTIC 2 | DHH TRADING INDONESIA, PT. | GN00000450 | RSUD SABANG | BANDA ACEH | ACEH | SABANG | MAIN UNIT | EMP | 1 November 2019 | ABDUL KARIM - TSE | 1 November 2019 |  | 1 November 2019 | ABDUL KARIM - TSE | - |  | ACTIVE
BC030363 | DXH01 | BECKMAN COULTER DXH 500 | DIAGNOSTIC 2 | DHH TRADING INDONESIA, PT. | GN00001936 | POLTEKKES YOGYAKARTA | YOGYAKARTA | YOGYAKARTA | YOGYAKARTA | MAIN UNIT | CUSTOMER | 2 December 2019 | HARI UDI RAHARJO - TSE | 9 December 2019 |  | 2 December 2019 | HARI UDI RAHARJO - TSE | - |  | ACTIVE
BC030364 | DXH01 | BECKMAN COULTER DXH 500 | DIAGNOSTIC 2 | DHH TRADING INDONESIA, PT. | GN00002648 | LAB CITO PURWOKERTO | PURWOKERTO | JAWA TENGAH | PURWOKERTO | MAIN UNIT | CUSTOMER | 29 October 2019 | LEO LANANG SIGIT - TSE CP | 7 December 2020 | HARI UDI RAHARJO - TSE | 29 October 2019 | LEO LANANG SIGIT - TSE CP | 7 December 2020 | HARI UDI RAHARJO - TSE | ACTIVE
BC030369 | DXH01 | BECKMAN COULTER DXH 500 | DIAGNOSTIC 2 | DHH TRADING INDONESIA, PT. | GN00002341 | RS MURNI TEGUH MEMORIAL HOSPITAL ( PT. MURNI SADAR ) | MEDAN | SUMATERA UTARA | MEDAN | MAIN UNIT | EMP | 22 November 2019 | BARITA P-SIMAMORA - TSE | 22 November 2019 |  | 22 November 2019 | BARITA P-SIMAMORA - TSE | - |  | ACTIVE
BC030373 | DXH01 | BECKMAN COULTER DXH 500 | DIAGNOSTIC 2 | DHH TRADING INDONESIA, PT. | GN18110019 | RS ONKOLOGI SENTANI | MALANG | JAWA TIMUR | MALANG | MAIN UNIT | EMP | 29 October 2019 | System Auto | - |  | 29 October 2019 | System Auto | - |  | ACTIVE
BC030376 | DXH01 | BECKMAN COULTER DXH 500 | DIAGNOSTIC 2 | DHH TRADING INDONESIA, PT. | GN00005670 | RSI UNISMA | MALANG | JAWA TIMUR | MALANG | MAIN UNIT | EMP | 14 April 2020 | SAHID DERMAWAN - SPV TSE BARAT | 31 March 2022 | AHMAD FATKHUDIN - TSE | 14 April 2020 | SAHID DERMAWAN - SPV TSE BARAT | 31 March 2022 | AHMAD FATKHUDIN - TSE | ACTIVE
BC030399 | DXH01 | BECKMAN COULTER DXH 500 | DIAGNOSTIC 2 | DHH TRADING INDONESIA, PT. | GN19100117 | RS MURNI TEGUH JAKARTA | JAKARTA-2 | DKI JAKARTA | JAKARTA BARAT | MAIN UNIT | EMP | 23 December 2019 | SAHID DERMAWAN - SPV TSE BARAT | 10 November 2019 |  | 23 December 2019 | SAHID DERMAWAN - SPV TSE BARAT | - |  | ACTIVE
BC030405 | DXH01 | BECKMAN COULTER DXH 500 | DIAGNOSTIC 2 | DHH TRADING INDONESIA, PT. | GN00002967 | RSUD H. ABDUL MANAN SIMATUPANG | MEDAN | SUMATERA UTARA | MEDAN | MAIN UNIT | CUSTOMER | 26 November 2019 | ABDUL KARIM - TSE | 26 November 2019 |  | 26 November 2019 | ABDUL KARIM - TSE | - |  | ACTIVE
BC040601 | DXH01 | BECKMAN COULTER DXH 500 | DIAGNOSTIC 2 | DHH TRADING INDONESIA, PT. | GN00002986 | RDC PUSAT - RAWAGELAM | PUSAT | DKI JAKARTA | JAKARTA TIMUR | MAIN UNIT | EMP | 7 January 2020 | LEO LANANG SIGIT - TSE CP | - |  | 7 January 2020 | LEO LANANG SIGIT - TSE CP | - |  | ACTIVE
BC050526 | DXH01 | BECKMAN COULTER DXH 500 | DIAGNOSTIC 2 | DHH TRADING INDONESIA, PT. | GN00005118 | RSUD SULTAN IMANUDIN | BANJARMASIN | KALIMANTAN TENGAH | BANJARMASIN | MAIN UNIT | CUSTOMER | 24 February 2020 | ANDI ISMAIL - SPV TSE TIMUR | 21 February 2020 |  | 24 February 2020 | ANDI ISMAIL - SPV TSE TIMUR | - |  | ACTIVE
BC050527 | DXH01 | BECKMAN COULTER DXH 500 | DIAGNOSTIC 2 | DHH TRADING INDONESIA, PT. | GN00005735 | RS PRIMA HUSADA - BANJAR ARUM | MALANG | JAWA TIMUR | MALANG | MAIN UNIT | CUSTOMER | 7 January 2020 | LEO LANANG SIGIT - TSE CP | - |  | 7 January 2020 | LEO LANANG SIGIT - TSE CP | - |  | ACTIVE
BC050528 | DXH01 | BECKMAN COULTER DXH 500 | DIAGNOSTIC 2 | DHH TRADING INDONESIA, PT. | GN00012197 | RS INDRIATI SOLO BARU | SOLO | JAWA TENGAH | SUKOHARJO | MAIN UNIT | EMP | 7 January 2020 | LEO LANANG SIGIT - TSE CP | 5 September 2023 |  | 7 January 2020 | LEO LANANG SIGIT - TSE CP | 16 October 2023 | ANDI ISMAIL - SPV TSE TIMUR | ACTIVE
BC050541 | DXH01 | BECKMAN COULTER DXH 500 | DIAGNOSTIC 2 | DHH TRADING INDONESIA, PT. | GN17060058 | PMI KOTA BANDUNG | BANDUNG-2 | JAWA BARAT | BANDUNG | MAIN UNIT | CUSTOMER | 7 January 2020 | LEO LANANG SIGIT - TSE CP | 26 August 2020 | SUKMA WIJAYA - TSE | 7 January 2020 | LEO LANANG SIGIT - TSE CP | - |  | ACTIVE
BC050544 | DXH01 | BECKMAN COULTER DXH 500 | DIAGNOSTIC 2 | DHH TRADING INDONESIA, PT. | GN00000301 | RSU WULAN WINDY | MEDAN | SUMATERA UTARA | MEDAN | MAIN UNIT | EMP | 7 January 2020 | System Auto | - |  | 7 January 2020 | System Auto | - |  | ACTIVE
BC050546 | DXH01 | BECKMAN COULTER DXH 500 | DIAGNOSTIC 2 | DHH TRADING INDONESIA, PT. | GN17040017 | KLINIK SURYA MEDIKA PKU MUHAMMADIYAH | MATARAM | NUSA TENGGARA BARAT | MATARAM | MAIN UNIT | EMP | 7 January 2020 | System Auto | 4 August 2020 | YUNAN ARIMUNTIAN - TSE | 7 January 2020 | System Auto | - |  | ACTIVE
BC050547 | DXH01 | BECKMAN COULTER DXH 500 | DIAGNOSTIC 2 | DHH TRADING INDONESIA, PT. | GN00000403 | RSUD DELI SERDANG | MEDAN | SUMATERA UTARA | LUBUK PAKAM | MAIN UNIT | EMP | 7 January 2020 | LEO LANANG SIGIT - TSE CP | 23 January 2024 |  | 7 January 2020 | LEO LANANG SIGIT - TSE CP | 31 January 2024 | SAHID DERMAWAN - SPV TSE BARAT | ACTIVE
BC050548 | DXH01 | BECKMAN COULTER DXH 500 | DIAGNOSTIC 2 | DHH TRADING INDONESIA, PT. | GN00001641 | RSIA Husada Bunda | MALANG | JAWA TIMUR | MALANG | MAIN UNIT | EMP | 7 January 2020 | System Auto | - |  | 7 January 2020 | System Auto | - |  | ACTIVE
BC050553 | DXH01 | BECKMAN COULTER DXH 500 | DIAGNOSTIC 2 | DHH TRADING INDONESIA, PT. | GN00002985 | WORKSHOOP CSM PUSAT | PUSAT | DKI JAKARTA | JAKARTA TIMUR | MAIN UNIT | EMP | 7 January 2020 | LEO LANANG SIGIT - TSE CP | 18 October 2023 |  | 7 January 2020 | LEO LANANG SIGIT - TSE CP | 18 October 2023 | SAHID DERMAWAN - SPV TSE BARAT | ACTIVE
BC050556 | DXH01 | BECKMAN COULTER DXH 500 | DIAGNOSTIC 2 | DHH TRADING INDONESIA, PT. | GN24030007 | PT MITRA MEDIKA WULAN WINDI | MEDAN | SUMATERA UTARA | MEDAN |  | EMP | 7 January 2020 | LEO LANANG SIGIT - TSE CP | 19 March 2024 |  | 7 January 2020 | LEO LANANG SIGIT - TSE CP | 4 November 2025 | SAHID DERMAWAN - SPV TSE BARAT | ACTIVE
BC050557 | DXH01 | BECKMAN COULTER DXH 500 | DIAGNOSTIC 2 | DHH TRADING INDONESIA, PT. | GN19120008 | RSUD Langensari | TASIKMALAYA | JAWA BARAT | TASIKMALAYA | MAIN UNIT | CUSTOMER | 16 April 2020 | SUKMA WIJAYA - TSE | 16 April 2020 |  | 16 April 2020 | SUKMA WIJAYA - TSE | - |  | ACTIVE
BC050558 | DXH01 | BECKMAN COULTER DXH 500 | DIAGNOSTIC 2 | DHH TRADING INDONESIA, PT. | GN00001805 | RSUD SIMO | SOLO | JAWA TENGAH | BOYOLALI | MAIN UNIT | CUSTOMER | 7 January 2020 | LEO LANANG SIGIT - TSE CP | 24 August 2020 | TEGAR PANDU - TSE | 7 January 2020 | LEO LANANG SIGIT - TSE CP | 24 August 2020 | TEGAR PANDU - TSE | ACTIVE
BC050559 | DXH01 | BECKMAN COULTER DXH 500 | DIAGNOSTIC 2 | DHH TRADING INDONESIA, PT. | GN00002307 | RSUD DR TENGKU MANSYUR | MEDAN | SUMATERA UTARA | MEDAN | MAIN UNIT | EMP | 7 January 2020 | LEO LANANG SIGIT - TSE CP | 2 February 2024 |  | 7 January 2020 | LEO LANANG SIGIT - TSE CP | 14 March 2024 | SAHID DERMAWAN - SPV TSE BARAT | ACTIVE
BC050561 | DXH01 | BECKMAN COULTER DXH 500 | DIAGNOSTIC 2 | DHH TRADING INDONESIA, PT. | GN20040020 | PT. Cryocord Indonesia | JAKARTA-1 | DKI JAKARTA | JAKARTA PUSAT | MAIN UNIT | CUSTOMER | 25 June 2020 | NOVAN KURNIARTATO - TSE | 24 June 2020 | MOHAMAD SUKARJO - TSE CP | 24 June 2020 | NOVAN KURNIARTATO - TSE | 25 June 2020 | NOVAN KURNIARTATO - TSE | ACTIVE
BC050562 | DXH01 | BECKMAN COULTER DXH 500 | DIAGNOSTIC 2 | DHH TRADING INDONESIA, PT. | GN00002985 | WORKSHOOP CSM PUSAT | PUSAT | DKI JAKARTA | JAKARTA TIMUR | MAIN UNIT | EMP | 7 January 2020 | LEO LANANG SIGIT - TSE CP | 6 August 2024 |  | 7 January 2020 | LEO LANANG SIGIT - TSE CP | 30 June 2025 | SAHID DERMAWAN - SPV TSE BARAT | ACTIVE
BC050563 | DXH01 | BECKMAN COULTER DXH 500 | DIAGNOSTIC 2 | DHH TRADING INDONESIA, PT. | GN00000222 | RSUD SELASIH RIAU | PEKAN BARU | RIAU | PANGKALAN KERINCI | MAIN UNIT | CUSTOMER | 7 January 2020 | LEO LANANG SIGIT - TSE CP | 14 December 2020 | RUDI SETIAWAN - TSE | 7 January 2020 | LEO LANANG SIGIT - TSE CP | 14 December 2020 | RUDI SETIAWAN - TSE | ACTIVE
BC050564 | DXH01 | BECKMAN COULTER DXH 500 | DIAGNOSTIC 2 | DHH TRADING INDONESIA, PT. | GN00007903 | LAB THAMRIN DUMAI | PEKAN BARU | RIAU | PEKANBARU | MAIN UNIT | EMP | 7 January 2020 | LEO LANANG SIGIT - TSE CP | 26 March 2024 |  | 7 January 2020 | LEO LANANG SIGIT - TSE CP | 1 April 2024 | SAHID DERMAWAN - SPV TSE BARAT | ACTIVE
BC050565 | DXH01 | BECKMAN COULTER DXH 500 | DIAGNOSTIC 2 | DHH TRADING INDONESIA, PT. | GN00007520 | LAB CITO - JAYAPURA | JAYAPURA | PAPUA | JAYAPURA | MAIN UNIT | EMP | 7 January 2020 | LEO LANANG SIGIT - TSE CP | 21 November 2020 | AUGESTA NANDA PRADANA - TSE | 7 January 2020 | LEO LANANG SIGIT - TSE CP | 21 November 2020 | AUGESTA NANDA PRADANA - TSE | ACTIVE
BC050566 | DXH01 | BECKMAN COULTER DXH 500 | DIAGNOSTIC 2 | DHH TRADING INDONESIA, PT. | GN00002985 | WORKSHOOP CSM PUSAT | PUSAT | DKI JAKARTA | JAKARTA TIMUR | MAIN UNIT | EMP | 7 January 2020 | LEO LANANG SIGIT - TSE CP | 6 September 2024 |  | 7 January 2020 | LEO LANANG SIGIT - TSE CP | 19 February 2025 | SAHID DERMAWAN - SPV TSE BARAT | ACTIVE
BC060602 | DXH01 | BECKMAN COULTER DXH 500 | DIAGNOSTIC 2 | DHH TRADING INDONESIA, PT. | GN00002986 | RDC PUSAT - RAWAGELAM | PUSAT | DKI JAKARTA | JAKARTA TIMUR | MAIN UNIT | EMP | 7 January 2020 | LEO LANANG SIGIT - TSE CP | - |  | 7 January 2020 | LEO LANANG SIGIT - TSE CP | - |  | ACTIVE
BC080900 | DXH01 | BECKMAN COULTER DXH 500 | DIAGNOSTIC 2 | DHH TRADING INDONESIA, PT. | GN00000450 | RSUD SABANG | BANDA ACEH | ACEH | SABANG | MAIN UNIT | EMP | 29 October 2019 | System Auto | 7 February 2024 | KRISTIANTO - TSE | 29 October 2019 | System Auto | 13 August 2025 | SAHID DERMAWAN - SPV TSE BARAT | ACTIVE
BC08192 | DXH09 | DXH 900 HEMATOLOGY SYSTEM WITH FLOOR STAND | DIAGNOSTIC 2 | DHH TRADING INDONESIA, PT. | GN00000165 | RSU RADEN MATTAHER | JAMBI | JAMBI | JAMBI | MAIN UNIT | EMP | - |  | 8 April 2019 |  | - |  | - |  | ACTIVE
BC08193 | DXH09 | DXH 900 HEMATOLOGY SYSTEM WITH FLOOR STAND | DIAGNOSTIC 2 | DHH TRADING INDONESIA, PT. | GN00002986 | RDC PUSAT - RAWAGELAM | PUSAT | DKI JAKARTA | JAKARTA TIMUR | MAIN UNIT | EMP | - |  | 8 April 2019 |  | - |  | - |  | ACTIVE
BD040058 | DXH01 | BECKMAN COULTER DXH 500 | DIAGNOSTIC 2 | DHH TRADING INDONESIA, PT. | GN21020020 | RS LAPANGAN BENTENG VASTENBURG | SOLO | JAWA TENGAH | SURAKARTA | MAIN UNIT | CUSTOMER | 25 January 2022 | TEGAR PANDU - TSE | 3 March 2021 | RIDWAN - TSE | 1 March 2021 | NOVAN KURNIARTATO - TSE | 25 January 2022 | TEGAR PANDU - TSE | ACTIVE
BD040059 | DXH01 | BECKMAN COULTER DXH 500 | DIAGNOSTIC 2 | DHH TRADING INDONESIA, PT. | GN00000355 | RS PUTRI HIJAU - RUMKIT TK II PUTRI HIJAU MEDAN | MEDAN | SUMATERA UTARA | MEDAN | MAIN UNIT | CUSTOMER | 31 January 2022 | NICO HERMAWAN - TSE CP | 27 February 2021 | NICO HERMAWAN - TSE CP | 24 February 2021 | LEO LANANG SIGIT - TSE CP | - |  | ACTIVE
BM1008A | BHTTA | FLOOR STAND CONV. RAD | IMAGING | BMI BIOMED. INT. SRL | GN00008121 | RSUD H.A. SULTAN DAENG RAJA | MAKASSAR | SULAWESI SELATAN | MAKASSAR | MAIN UNIT | CUSTOMER | - |  | 15 December 2014 |  | - |  | - |  | ACTIVE
BMH4032 | VPM10 | Votem Patient Monitor 10 Inch | IMAGING | VOTEM CO., Ltd | GN00001103 | RSIA Hermina Cengkareng ( Daan Mogot ) | JAKARTA-2 | DKI JAKARTA | JAKARTA BARAT | MAIN UNIT | CUSTOMER | 30 November 2020 | ANTONIUS SAGITA - KALIBRASI | 3 March 2021 | ADITIYA NOVANDRA - TSE | 17 November 2020 | ANTONIUS SAGITA - KALIBRASI | 3 March 2021 | ADITIYA NOVANDRA - TSE | ACTIVE
BMKK001 | VPM10 | Votem Patient Monitor 10 Inch | IMAGING | VOTEM CO., Ltd | GN00002236 | RS ERNALDI BAHAR | PALEMBANG | SUMATERA SELATAN | PALEMBANG | MAIN UNIT | CUSTOMER | 22 February 2021 | ANTONIUS SAGITA - KALIBRASI | 27 June 2023 | ADITIYA NOVANDRA - TSE | 16 December 2020 | ANTONIUS SAGITA - KALIBRASI | 20 October 2023 | SAHID DERMAWAN - SPV TSE BARAT | ACTIVE
BML0040 | VPM10 | Votem Patient Monitor 10 Inch | IMAGING | VOTEM CO., Ltd | GN00001051 | RS HERMINA BOGOR | BOGOR | JAWA BARAT | BOGOR | MAIN UNIT | CUSTOMER | 7 January 2021 | ARIEF SETIAWAN - TSE CP | 27 January 2021 | IBNUL AZIZ - TSE | 29 December 2020 | ARIEF SETIAWAN - TSE CP | 27 January 2021 | IBNUL AZIZ - TSE | ACTIVE
BML0041 | VPM10 | Votem Patient Monitor 10 Inch | IMAGING | VOTEM CO., Ltd | GN00001103 | RSIA Hermina Cengkareng ( Daan Mogot ) | JAKARTA-2 | DKI JAKARTA | JAKARTA BARAT | MAIN UNIT | CUSTOMER | 7 January 2021 | ARIEF SETIAWAN - TSE CP | 3 March 2021 | ADITIYA NOVANDRA - TSE | 29 December 2020 | ARIEF SETIAWAN - TSE CP | 3 March 2021 | ADITIYA NOVANDRA - TSE | ACTIVE
BML0042 | VPM10 | Votem Patient Monitor 10 Inch | IMAGING | VOTEM CO., Ltd | GN00001103 | RSIA Hermina Cengkareng ( Daan Mogot ) | JAKARTA-2 | DKI JAKARTA | JAKARTA BARAT | MAIN UNIT | CUSTOMER | 7 January 2021 | ARIEF SETIAWAN - TSE CP | 3 March 2021 | ADITIYA NOVANDRA - TSE | 29 December 2020 | ARIEF SETIAWAN - TSE CP | 3 March 2021 | ADITIYA NOVANDRA - TSE | ACTIVE
BML0043 | VPM10 | Votem Patient Monitor 10 Inch | IMAGING | VOTEM CO., Ltd | GN00001051 | RS HERMINA BOGOR | BOGOR | JAWA BARAT | BOGOR | MAIN UNIT | CUSTOMER | 7 January 2021 | ARIEF SETIAWAN - TSE CP | 27 January 2021 | IBNUL AZIZ - TSE | 29 December 2020 | ARIEF SETIAWAN - TSE CP | 27 January 2021 | IBNUL AZIZ - TSE | ACTIVE
BML0044 | VPM10 | Votem Patient Monitor 10 Inch | IMAGING | VOTEM CO., Ltd | GN00001051 | RS HERMINA BOGOR | BOGOR | JAWA BARAT | BOGOR | MAIN UNIT | CUSTOMER | 7 January 2021 | ARIEF SETIAWAN - TSE CP | 27 January 2021 | IBNUL AZIZ - TSE | 29 December 2020 | ARIEF SETIAWAN - TSE CP | 27 January 2021 | IBNUL AZIZ - TSE | ACTIVE
BML2047 | VPM10 | Votem Patient Monitor 10 Inch | IMAGING | VOTEM CO., Ltd | GN00000954 | RSIA HERMINA PASTEUR | BANDUNG | JAWA BARAT | BANDUNG | MAIN UNIT | CUSTOMER | 15 April 2021 | ANTONIUS SAGITA - KALIBRASI | 16 February 2021 | ARBIANSYAH - TSE | 2 February 2021 | ANTONIUS SAGITA - KALIBRASI | 15 April 2021 | ANTONIUS SAGITA - KALIBRASI | ACTIVE
BML2048 | VPM10 | Votem Patient Monitor 10 Inch | IMAGING | VOTEM CO., Ltd | GN00000954 | RSIA HERMINA PASTEUR | BANDUNG | JAWA BARAT | BANDUNG | MAIN UNIT | CUSTOMER | 15 April 2021 | ANTONIUS SAGITA - KALIBRASI | 16 February 2021 | ARBIANSYAH - TSE | 2 February 2021 | ANTONIUS SAGITA - KALIBRASI | 15 April 2021 | ANTONIUS SAGITA - KALIBRASI | ACTIVE
BML2049 | VPM10 | Votem Patient Monitor 10 Inch | IMAGING | VOTEM CO., Ltd | GN00000954 | RSIA HERMINA PASTEUR | BANDUNG | JAWA BARAT | BANDUNG | MAIN UNIT | CUSTOMER | 15 April 2021 | ANTONIUS SAGITA - KALIBRASI | 16 February 2021 | ARBIANSYAH - TSE | 2 February 2021 | ANTONIUS SAGITA - KALIBRASI | 15 April 2021 | ANTONIUS SAGITA - KALIBRASI | ACTIVE
BML2050 | VPM10 | Votem Patient Monitor 10 Inch | IMAGING | VOTEM CO., Ltd | GN00001103 | RSIA Hermina Cengkareng ( Daan Mogot ) | JAKARTA-2 | DKI JAKARTA | JAKARTA BARAT | MAIN UNIT | CUSTOMER | 15 April 2021 | ANTONIUS SAGITA - KALIBRASI | 3 March 2021 | ADITIYA NOVANDRA - TSE | 2 February 2021 | ANTONIUS SAGITA - KALIBRASI | 15 April 2021 | ANTONIUS SAGITA - KALIBRASI | ACTIVE
BML2051 | VPM10 | Votem Patient Monitor 10 Inch | IMAGING | VOTEM CO., Ltd | GN00001103 | RSIA Hermina Cengkareng ( Daan Mogot ) | JAKARTA-2 | DKI JAKARTA | JAKARTA BARAT | MAIN UNIT | CUSTOMER | 15 April 2021 | ANTONIUS SAGITA - KALIBRASI | 3 March 2021 | ADITIYA NOVANDRA - TSE | 2 February 2021 | ANTONIUS SAGITA - KALIBRASI | 15 April 2021 | ANTONIUS SAGITA - KALIBRASI | ACTIVE
BML2052 | VPM10 | Votem Patient Monitor 10 Inch | IMAGING | VOTEM CO., Ltd | GN00001103 | RSIA Hermina Cengkareng ( Daan Mogot ) | JAKARTA-2 | DKI JAKARTA | JAKARTA BARAT | MAIN UNIT | CUSTOMER | 15 April 2021 | ANTONIUS SAGITA - KALIBRASI | 3 March 2021 | ADITIYA NOVANDRA - TSE | 2 February 2021 | ANTONIUS SAGITA - KALIBRASI | 15 April 2021 | ANTONIUS SAGITA - KALIBRASI | ACTIVE
BML2053 | VPM10 | Votem Patient Monitor 10 Inch | IMAGING | VOTEM CO., Ltd | GN00000954 | RSIA HERMINA PASTEUR | BANDUNG | JAWA BARAT | BANDUNG | MAIN UNIT | CUSTOMER | 15 April 2021 | ANTONIUS SAGITA - KALIBRASI | 16 February 2021 | ARBIANSYAH - TSE | 2 February 2021 | ANTONIUS SAGITA - KALIBRASI | 15 April 2021 | ANTONIUS SAGITA - KALIBRASI | ACTIVE
BML2054 | VPM10 | Votem Patient Monitor 10 Inch | IMAGING | VOTEM CO., Ltd | GN00000954 | RSIA HERMINA PASTEUR | BANDUNG | JAWA BARAT | BANDUNG | MAIN UNIT | CUSTOMER | 15 April 2021 | ANTONIUS SAGITA - KALIBRASI | 16 February 2021 | ARBIANSYAH - TSE | 2 February 2021 | ANTONIUS SAGITA - KALIBRASI | 15 April 2021 | ANTONIUS SAGITA - KALIBRASI | ACTIVE
BML2055 | VPM10 | Votem Patient Monitor 10 Inch | IMAGING | VOTEM CO., Ltd | GN00000954 | RSIA HERMINA PASTEUR | BANDUNG | JAWA BARAT | BANDUNG | MAIN UNIT | CUSTOMER | 15 April 2021 | ANTONIUS SAGITA - KALIBRASI | 16 February 2021 | ARBIANSYAH - TSE | 2 February 2021 | ANTONIUS SAGITA - KALIBRASI | 15 April 2021 | ANTONIUS SAGITA - KALIBRASI | ACTIVE
BML2056 | VPM10 | Votem Patient Monitor 10 Inch | IMAGING | VOTEM CO., Ltd | GN00000954 | RSIA HERMINA PASTEUR | BANDUNG | JAWA BARAT | BANDUNG | MAIN UNIT | CUSTOMER | 15 April 2021 | ANTONIUS SAGITA - KALIBRASI | 16 February 2021 | ARBIANSYAH - TSE | 2 February 2021 | ANTONIUS SAGITA - KALIBRASI | 15 April 2021 | ANTONIUS SAGITA - KALIBRASI | ACTIVE
BMTU031 | VPM10 | Votem Patient Monitor 10 Inch | IMAGING | VOTEM CO., Ltd | GN00002986 | RDC PUSAT - RAWAGELAM | PUSAT | DKI JAKARTA | JAKARTA TIMUR | MAIN UNIT | EMP | - |  | - |  | 15 August 2022 | ANTONIUS SAGITA - KALIBRASI | - |  | ACTIVE
BNAY011 | VPM10 | Votem Patient Monitor 10 Inch | IMAGING | VOTEM CO., Ltd | GN19010005 | RS HERMINA MAKASSAR | MAKASSAR | SULAWESI SELATAN | MAKASSAR | MAIN UNIT | CUSTOMER | 15 April 2021 | ANTONIUS SAGITA - KALIBRASI | 22 March 2021 | AUGESTA NANDA PRADANA - TSE | 19 February 2021 | ANTONIUS SAGITA - KALIBRASI | 15 April 2021 | ANTONIUS SAGITA - KALIBRASI | ACTIVE
BNAY012 | VPM10 | Votem Patient Monitor 10 Inch | IMAGING | VOTEM CO., Ltd | GN19010005 | RS HERMINA MAKASSAR | MAKASSAR | SULAWESI SELATAN | MAKASSAR | MAIN UNIT | CUSTOMER | 15 April 2021 | ANTONIUS SAGITA - KALIBRASI | 22 March 2021 | AUGESTA NANDA PRADANA - TSE | 19 February 2021 | ANTONIUS SAGITA - KALIBRASI | 15 April 2021 | ANTONIUS SAGITA - KALIBRASI | ACTIVE
BNAY013 | VPM10 | Votem Patient Monitor 10 Inch | IMAGING | VOTEM CO., Ltd | GN19010005 | RS HERMINA MAKASSAR | MAKASSAR | SULAWESI SELATAN | MAKASSAR | MAIN UNIT | CUSTOMER | 15 April 2021 | ANTONIUS SAGITA - KALIBRASI | 22 March 2021 | AUGESTA NANDA PRADANA - TSE | 19 February 2021 | ANTONIUS SAGITA - KALIBRASI | 15 April 2021 | ANTONIUS SAGITA - KALIBRASI | ACTIVE
BNAY014 | VPM10 | Votem Patient Monitor 10 Inch | IMAGING | VOTEM CO., Ltd | GN00001103 | RSIA Hermina Cengkareng ( Daan Mogot ) | JAKARTA-2 | DKI JAKARTA | JAKARTA BARAT | MAIN UNIT | CUSTOMER | 15 April 2021 | ANTONIUS SAGITA - KALIBRASI | 28 March 2022 | ADITIYA NOVANDRA - TSE | 19 February 2021 | ANTONIUS SAGITA - KALIBRASI | 28 March 2022 | ADITIYA NOVANDRA - TSE | ACTIVE
BNAY015 | VPM10 | Votem Patient Monitor 10 Inch | IMAGING | VOTEM CO., Ltd | GN20010002 | RS BALIMED KARANGASEM | DENPASAR | BALI | DENPASAR | MAIN UNIT | CUSTOMER | 15 April 2021 | ANTONIUS SAGITA - KALIBRASI | 10 June 2021 | I KADEK - TSE | 19 February 2021 | ANTONIUS SAGITA - KALIBRASI | 10 June 2021 | I KADEK - TSE | ACTIVE
BNAY016 | VPM10 | Votem Patient Monitor 10 Inch | IMAGING | VOTEM CO., Ltd | GN20010002 | RS BALIMED KARANGASEM | DENPASAR | BALI | DENPASAR | MAIN UNIT | CUSTOMER | 15 April 2021 | ANTONIUS SAGITA - KALIBRASI | 29 June 2021 | I KADEK - TSE | 19 February 2021 | ANTONIUS SAGITA - KALIBRASI | 29 June 2021 | I KADEK - TSE | ACTIVE
BNAY017 | VPM10 | Votem Patient Monitor 10 Inch | IMAGING | VOTEM CO., Ltd | GN00011815 | RSU HERMINA ARCAMANIK | BANDUNG | JAWA BARAT | BANDUNG | MAIN UNIT | CUSTOMER | 15 April 2021 | ANTONIUS SAGITA - KALIBRASI | 18 July 2021 | SUKMA WIJAYA - TSE | 19 February 2021 | ANTONIUS SAGITA - KALIBRASI | 18 July 2021 | SUKMA WIJAYA - TSE | ACTIVE
BNAY018 | VPM10 | Votem Patient Monitor 10 Inch | IMAGING | VOTEM CO., Ltd | GN00011815 | RSU HERMINA ARCAMANIK | BANDUNG | JAWA BARAT | BANDUNG | MAIN UNIT | CUSTOMER | 15 April 2021 | ANTONIUS SAGITA - KALIBRASI | 18 July 2021 | SUKMA WIJAYA - TSE | 19 February 2021 | ANTONIUS SAGITA - KALIBRASI | 18 July 2021 | SUKMA WIJAYA - TSE | ACTIVE
BNAY019 | VPM10 | Votem Patient Monitor 10 Inch | IMAGING | VOTEM CO., Ltd | GN00011815 | RSU HERMINA ARCAMANIK | BANDUNG | JAWA BARAT | BANDUNG | MAIN UNIT | CUSTOMER | 15 April 2021 | ANTONIUS SAGITA - KALIBRASI | 18 July 2021 | SUKMA WIJAYA - TSE | 19 February 2021 | ANTONIUS SAGITA - KALIBRASI | 18 July 2021 | SUKMA WIJAYA - TSE | ACTIVE
BNAY020 | VPM10 | Votem Patient Monitor 10 Inch | IMAGING | VOTEM CO., Ltd | GN00006006 | RSB MUHAMMADIYAH KODYA CIREBON | CIREBON | JAWA BARAT | CIREBON | MAIN UNIT | CUSTOMER | 15 April 2021 | ANTONIUS SAGITA - KALIBRASI | 4 August 2021 | ARBIANSYAH - TSE | 19 February 2021 | ANTONIUS SAGITA - KALIBRASI | 4 August 2021 | ARBIANSYAH - TSE | ACTIVE
BNBC001 | VPM10 | Votem Patient Monitor 10 Inch | IMAGING | VOTEM CO., Ltd | GN00010908 | RSI MUHAMMADIYAH MOJOAGUNG | JEMBER | JAWA TIMUR |  | MAIN UNIT | CUSTOMER | 15 April 2021 | ANTONIUS SAGITA - KALIBRASI | 21 October 2021 | YUNAN ARIMUNTIAN - TSE | 31 March 2021 | ANTONIUS SAGITA - KALIBRASI | 21 October 2021 | YUNAN ARIMUNTIAN - TSE | ACTIVE
BNBC002 | VPM10 | Votem Patient Monitor 10 Inch | IMAGING | VOTEM CO., Ltd | GN00010908 | RSI MUHAMMADIYAH MOJOAGUNG | JEMBER | JAWA TIMUR |  | MAIN UNIT | CUSTOMER | 15 April 2021 | ANTONIUS SAGITA - KALIBRASI | 21 October 2021 | YUNAN ARIMUNTIAN - TSE | 31 March 2021 | ANTONIUS SAGITA - KALIBRASI | 21 October 2021 | YUNAN ARIMUNTIAN - TSE | ACTIVE
BNBC003 | VPM10 | Votem Patient Monitor 10 Inch | IMAGING | VOTEM CO., Ltd | GN00010908 | RSI MUHAMMADIYAH MOJOAGUNG | JEMBER | JAWA TIMUR |  | MAIN UNIT | CUSTOMER | 15 April 2021 | ANTONIUS SAGITA - KALIBRASI | 21 October 2021 | YUNAN ARIMUNTIAN - TSE | 31 March 2021 | ANTONIUS SAGITA - KALIBRASI | 21 October 2021 | YUNAN ARIMUNTIAN - TSE | ACTIVE
BNBC004 | VPM10 | Votem Patient Monitor 10 Inch | IMAGING | VOTEM CO., Ltd | GN00010908 | RSI MUHAMMADIYAH MOJOAGUNG | JEMBER | JAWA TIMUR |  | MAIN UNIT | CUSTOMER | 15 April 2021 | ANTONIUS SAGITA - KALIBRASI | 21 October 2021 | YUNAN ARIMUNTIAN - TSE | 31 March 2021 | ANTONIUS SAGITA - KALIBRASI | 21 October 2021 | YUNAN ARIMUNTIAN - TSE | ACTIVE
BNBC005 | VPM10 | Votem Patient Monitor 10 Inch | IMAGING | VOTEM CO., Ltd | GN00010908 | RSI MUHAMMADIYAH MOJOAGUNG | JEMBER | JAWA TIMUR |  | MAIN UNIT | CUSTOMER | 15 April 2021 | ANTONIUS SAGITA - KALIBRASI | 21 October 2021 | YUNAN ARIMUNTIAN - TSE | 31 March 2021 | ANTONIUS SAGITA - KALIBRASI | 21 October 2021 | YUNAN ARIMUNTIAN - TSE | ACTIVE
BNBC006 | VPM10 | Votem Patient Monitor 10 Inch | IMAGING | VOTEM CO., Ltd | GN00001246 | RS BALIMED | DENPASAR | BALI | DENPASAR | MAIN UNIT | EMP | 15 April 2021 | ANTONIUS SAGITA - KALIBRASI | - |  | 31 March 2021 | ANTONIUS SAGITA - KALIBRASI | 6 July 2021 | System Auto | ACTIVE
BNBC007 | VPM10 | Votem Patient Monitor 10 Inch | IMAGING | VOTEM CO., Ltd | GN00002233 | RS HERMINA PALEMBANG | PALEMBANG | SUMATERA SELATAN | PALEMBANG | MAIN UNIT | CUSTOMER | 15 April 2021 | ANTONIUS SAGITA - KALIBRASI | 30 September 2021 | ABDI PUTRA - TSE | 31 March 2021 | ANTONIUS SAGITA - KALIBRASI | 30 September 2021 | ABDI PUTRA - TSE | ACTIVE
BNBC008 | VPM10 | Votem Patient Monitor 10 Inch | IMAGING | VOTEM CO., Ltd | GN00002233 | RS HERMINA PALEMBANG | PALEMBANG | SUMATERA SELATAN | PALEMBANG | MAIN UNIT | CUSTOMER | 15 April 2021 | ANTONIUS SAGITA - KALIBRASI | 30 September 2021 | ABDI PUTRA - TSE | 31 March 2021 | ANTONIUS SAGITA - KALIBRASI | 30 September 2021 | ABDI PUTRA - TSE | ACTIVE
BNBC009 | VPM10 | Votem Patient Monitor 10 Inch | IMAGING | VOTEM CO., Ltd | GN00002233 | RS HERMINA PALEMBANG | PALEMBANG | SUMATERA SELATAN | PALEMBANG | MAIN UNIT | CUSTOMER | 15 April 2021 | ANTONIUS SAGITA - KALIBRASI | 30 September 2021 | ABDI PUTRA - TSE | 31 March 2021 | ANTONIUS SAGITA - KALIBRASI | 30 September 2021 | ABDI PUTRA - TSE | ACTIVE
BNBC010 | VPM10 | Votem Patient Monitor 10 Inch | IMAGING | VOTEM CO., Ltd | GN00002986 | RDC PUSAT - RAWAGELAM | PUSAT | DKI JAKARTA | JAKARTA TIMUR | MAIN UNIT | EMP | 15 April 2021 | ANTONIUS SAGITA - KALIBRASI | - |  | 31 March 2021 | ANTONIUS SAGITA - KALIBRASI | - |  | ACTIVE
BNBC011 | VPM10 | Votem Patient Monitor 10 Inch | IMAGING | VOTEM CO., Ltd | GN00002986 | RDC PUSAT - RAWAGELAM | PUSAT | DKI JAKARTA | JAKARTA TIMUR | MAIN UNIT | EMP | 15 April 2021 | ANTONIUS SAGITA - KALIBRASI | - |  | 31 March 2021 | ANTONIUS SAGITA - KALIBRASI | - |  | ACTIVE
BNBC012 | VPM10 | Votem Patient Monitor 10 Inch | IMAGING | VOTEM CO., Ltd | GN00002811 | RSIA HERMINA JATINEGARA | JAKARTA-1 | DKI JAKARTA | JAKARTA TIMUR | MAIN UNIT | CUSTOMER | 15 April 2021 | ANTONIUS SAGITA - KALIBRASI | 27 November 2021 | ARDI HERMAWAN - TSE CP | 31 March 2021 | ANTONIUS SAGITA - KALIBRASI | 27 November 2021 | ARDI HERMAWAN - TSE CP | ACTIVE
BNBC013 | VPM10 | Votem Patient Monitor 10 Inch | IMAGING | VOTEM CO., Ltd | GN00002811 | RSIA HERMINA JATINEGARA | JAKARTA-1 | DKI JAKARTA | JAKARTA TIMUR | MAIN UNIT | CUSTOMER | 15 April 2021 | ANTONIUS SAGITA - KALIBRASI | 27 November 2021 | ARDI HERMAWAN - TSE CP | 31 March 2021 | ANTONIUS SAGITA - KALIBRASI | 27 November 2021 | ARDI HERMAWAN - TSE CP | ACTIVE
BNBC015 | VPM10 | Votem Patient Monitor 10 Inch | IMAGING | VOTEM CO., Ltd | GN00002811 | RSIA HERMINA JATINEGARA | JAKARTA-1 | DKI JAKARTA | JAKARTA TIMUR | MAIN UNIT | CUSTOMER | 15 April 2021 | ANTONIUS SAGITA - KALIBRASI | 27 November 2021 | ARDI HERMAWAN - TSE CP | 31 March 2021 | ANTONIUS SAGITA - KALIBRASI | 27 November 2021 | ARDI HERMAWAN - TSE CP | ACTIVE
BNBP033 | PM10E | Votem Patient Monitor 10" w/EtCO2 | IMAGING | VOTEM CO., Ltd | GN00002986 | RDC PUSAT - RAWAGELAM | PUSAT | DKI JAKARTA | JAKARTA TIMUR | MAIN UNIT | EMP | 31 May 2021 | ANTONIUS SAGITA - KALIBRASI | - |  | 28 April 2021 | ANTONIUS SAGITA - KALIBRASI | - |  | ACTIVE
BNGS009 | VPM10 | Votem Patient Monitor 10 Inch | IMAGING | VOTEM CO., Ltd | GN00001246 | RS BALIMED | DENPASAR | BALI | DENPASAR | MAIN UNIT | EMP | 21 April 2022 | ANTONIUS SAGITA - KALIBRASI | - |  | 10 August 2021 | ANTONIUS SAGITA - KALIBRASI | 21 April 2022 | ANTONIUS SAGITA - KALIBRASI | ACTIVE
BNGS010 | VPM10 | Votem Patient Monitor 10 Inch | IMAGING | VOTEM CO., Ltd | GN00001080 | RS HERMINA GALAXY | BEKASI | JAWA BARAT | BEKASI | MAIN UNIT | CUSTOMER | 21 April 2022 | ANTONIUS SAGITA - KALIBRASI | 28 September 2021 | GATOT SURYA ADIPUTRA - TSE | 10 August 2021 | ANTONIUS SAGITA - KALIBRASI | 21 April 2022 | ANTONIUS SAGITA - KALIBRASI | ACTIVE
BNGS011 | VPM10 | Votem Patient Monitor 10 Inch | IMAGING | VOTEM CO., Ltd | GN00001080 | RS HERMINA GALAXY | BEKASI | JAWA BARAT | BEKASI | MAIN UNIT | CUSTOMER | 21 April 2022 | ANTONIUS SAGITA - KALIBRASI | 28 September 2021 | GATOT SURYA ADIPUTRA - TSE | 10 August 2021 | ANTONIUS SAGITA - KALIBRASI | 21 April 2022 | ANTONIUS SAGITA - KALIBRASI | ACTIVE
BNGS012 | VPM10 | Votem Patient Monitor 10 Inch | IMAGING | VOTEM CO., Ltd | GN00002811 | RSIA HERMINA JATINEGARA | JAKARTA-1 | DKI JAKARTA | JAKARTA TIMUR | MAIN UNIT | CUSTOMER | 21 April 2022 | ANTONIUS SAGITA - KALIBRASI | 27 November 2021 | ARDI HERMAWAN - TSE CP | 10 August 2021 | ANTONIUS SAGITA - KALIBRASI | 21 April 2022 | ANTONIUS SAGITA - KALIBRASI | ACTIVE
BNGS013 | VPM10 | Votem Patient Monitor 10 Inch | IMAGING | VOTEM CO., Ltd | GN00000235 | RS IBNU SINA PADANG PANJANG | PADANG | SUMATERA BARAT | PADANG PANJANG | MAIN UNIT | EMP | 21 April 2022 | ANTONIUS SAGITA - KALIBRASI | 8 August 2025 |  | 10 August 2021 | ANTONIUS SAGITA - KALIBRASI | 11 September 2025 | SAHID DERMAWAN - SPV TSE BARAT | ACTIVE
BNGS014 | VPM10 | Votem Patient Monitor 10 Inch | IMAGING | VOTEM CO., Ltd | GN00002374 | RS BETHESDA TOMOHON | MANADO | SULAWESI UTARA | TOMOHON | MAIN UNIT | CUSTOMER | 21 April 2022 | ANTONIUS SAGITA - KALIBRASI | 3 June 2022 | RAFLY A CHALID - TSE | 10 August 2021 | ANTONIUS SAGITA - KALIBRASI | 3 June 2022 | RAFLY A CHALID - TSE | ACTIVE
BNGS015 | VPM10 | Votem Patient Monitor 10 Inch | IMAGING | VOTEM CO., Ltd | GN00002374 | RS BETHESDA TOMOHON | MANADO | SULAWESI UTARA | TOMOHON | MAIN UNIT | CUSTOMER | 21 April 2022 | ANTONIUS SAGITA - KALIBRASI | 3 June 2022 | RAFLY A CHALID - TSE | 15 September 2021 | ANTONIUS SAGITA - KALIBRASI | 3 June 2022 | RAFLY A CHALID - TSE | ACTIVE
BNGS016 | VPM10 | Votem Patient Monitor 10 Inch | IMAGING | VOTEM CO., Ltd | GN00002374 | RS BETHESDA TOMOHON | MANADO | SULAWESI UTARA | TOMOHON | MAIN UNIT | CUSTOMER | 21 April 2022 | ANTONIUS SAGITA - KALIBRASI | 3 June 2022 | RAFLY A CHALID - TSE | 15 September 2021 | ANTONIUS SAGITA - KALIBRASI | 3 June 2022 | RAFLY A CHALID - TSE | ACTIVE
BNGS017 | VPM10 | Votem Patient Monitor 10 Inch | IMAGING | VOTEM CO., Ltd | GN00002374 | RS BETHESDA TOMOHON | MANADO | SULAWESI UTARA | TOMOHON | MAIN UNIT | CUSTOMER | 21 April 2022 | ANTONIUS SAGITA - KALIBRASI | 3 June 2022 | RAFLY A CHALID - TSE | 15 September 2021 | ANTONIUS SAGITA - KALIBRASI | 3 June 2022 | RAFLY A CHALID - TSE | ACTIVE
BNGS018 | VPM10 | Votem Patient Monitor 10 Inch | IMAGING | VOTEM CO., Ltd | GN00002374 | RS BETHESDA TOMOHON | MANADO | SULAWESI UTARA | TOMOHON | MAIN UNIT | CUSTOMER | 21 April 2022 | ANTONIUS SAGITA - KALIBRASI | 3 June 2022 | RAFLY A CHALID - TSE | 15 September 2021 | ANTONIUS SAGITA - KALIBRASI | 3 June 2022 | RAFLY A CHALID - TSE | ACTIVE
BNGS019 | VPM10 | Votem Patient Monitor 10 Inch | IMAGING | VOTEM CO., Ltd | GN00002374 | RS BETHESDA TOMOHON | MANADO | SULAWESI UTARA | TOMOHON | MAIN UNIT | CUSTOMER | 21 April 2022 | ANTONIUS SAGITA - KALIBRASI | 3 June 2022 | RAFLY A CHALID - TSE | 15 September 2021 | ANTONIUS SAGITA - KALIBRASI | 3 June 2022 | RAFLY A CHALID - TSE | ACTIVE
BNGS020 | VPM10 | Votem Patient Monitor 10 Inch | IMAGING | VOTEM CO., Ltd | GN00002374 | RS BETHESDA TOMOHON | MANADO | SULAWESI UTARA | TOMOHON | MAIN UNIT | CUSTOMER | 21 April 2022 | ANTONIUS SAGITA - KALIBRASI | 3 June 2022 | RAFLY A CHALID - TSE | 15 September 2021 | ANTONIUS SAGITA - KALIBRASI | 3 June 2022 | RAFLY A CHALID - TSE | ACTIVE
BNGS021 | VPM10 | Votem Patient Monitor 10 Inch | IMAGING | VOTEM CO., Ltd | GN00002374 | RS BETHESDA TOMOHON | MANADO | SULAWESI UTARA | TOMOHON | MAIN UNIT | CUSTOMER | 21 April 2022 | ANTONIUS SAGITA - KALIBRASI | 3 June 2022 | RAFLY A CHALID - TSE | 15 September 2021 | ANTONIUS SAGITA - KALIBRASI | 3 June 2022 | RAFLY A CHALID - TSE | ACTIVE
BNGS022 | VPM10 | Votem Patient Monitor 10 Inch | IMAGING | VOTEM CO., Ltd | GN00002374 | RS BETHESDA TOMOHON | MANADO | SULAWESI UTARA | TOMOHON | MAIN UNIT | CUSTOMER | 21 April 2022 | ANTONIUS SAGITA - KALIBRASI | 3 June 2022 | RAFLY A CHALID - TSE | 15 September 2021 | ANTONIUS SAGITA - KALIBRASI | 3 June 2022 | RAFLY A CHALID - TSE | ACTIVE
BNGS023 | VPM10 | Votem Patient Monitor 10 Inch | IMAGING | VOTEM CO., Ltd | GN00002374 | RS BETHESDA TOMOHON | MANADO | SULAWESI UTARA | TOMOHON | MAIN UNIT | CUSTOMER | 21 April 2022 | ANTONIUS SAGITA - KALIBRASI | 3 June 2022 | RAFLY A CHALID - TSE | 15 September 2021 | ANTONIUS SAGITA - KALIBRASI | 3 June 2022 | RAFLY A CHALID - TSE | ACTIVE
BNGS024 | VPM10 | Votem Patient Monitor 10 Inch | IMAGING | VOTEM CO., Ltd | GN00002986 | RDC PUSAT - RAWAGELAM | PUSAT | DKI JAKARTA | JAKARTA TIMUR | MAIN UNIT | EMP | 21 April 2022 | ANTONIUS SAGITA - KALIBRASI | - |  | 15 September 2021 | ANTONIUS SAGITA - KALIBRASI | - |  | ACTIVE
BNGS025 | VPM10 | Votem Patient Monitor 10 Inch | IMAGING | VOTEM CO., Ltd | GN00010908 | RSI MUHAMMADIYAH MOJOAGUNG | JEMBER | JAWA TIMUR |  | MAIN UNIT | CUSTOMER | 21 April 2022 | ANTONIUS SAGITA - KALIBRASI | 19 October 2022 | FAJAR LESMANA - TSE | 15 September 2021 | ANTONIUS SAGITA - KALIBRASI | 19 October 2022 | FAJAR LESMANA - TSE | ACTIVE
BNGS026 | VPM10 | Votem Patient Monitor 10 Inch | IMAGING | VOTEM CO., Ltd | GN00010908 | RSI MUHAMMADIYAH MOJOAGUNG | JEMBER | JAWA TIMUR |  | MAIN UNIT | CUSTOMER | 21 April 2022 | ANTONIUS SAGITA - KALIBRASI | 19 October 2022 | FAJAR LESMANA - TSE | 15 September 2021 | ANTONIUS SAGITA - KALIBRASI | 19 October 2022 | FAJAR LESMANA - TSE | ACTIVE
BNGS027 | VPM10 | Votem Patient Monitor 10 Inch | IMAGING | VOTEM CO., Ltd | GN00010908 | RSI MUHAMMADIYAH MOJOAGUNG | JEMBER | JAWA TIMUR |  | MAIN UNIT | CUSTOMER | 21 April 2022 | ANTONIUS SAGITA - KALIBRASI | 19 October 2022 | FAJAR LESMANA - TSE | 15 September 2021 | ANTONIUS SAGITA - KALIBRASI | 19 October 2022 | FAJAR LESMANA - TSE | ACTIVE
BNGS028 | VPM10 | Votem Patient Monitor 10 Inch | IMAGING | VOTEM CO., Ltd | GN00010908 | RSI MUHAMMADIYAH MOJOAGUNG | JEMBER | JAWA TIMUR |  | MAIN UNIT | CUSTOMER | 21 April 2022 | ANTONIUS SAGITA - KALIBRASI | 19 October 2022 | FAJAR LESMANA - TSE | 15 September 2021 | ANTONIUS SAGITA - KALIBRASI | 19 October 2022 | FAJAR LESMANA - TSE | ACTIVE
BOJL013 | VPM10 | Votem Patient Monitor 10 Inch | IMAGING | VOTEM CO., Ltd | GN00002986 | RDC PUSAT - RAWAGELAM | PUSAT | DKI JAKARTA | JAKARTA TIMUR | MAIN UNIT | EMP | 9 November 2022 | ANTONIUS SAGITA - KALIBRASI | - |  | 23 March 2023 |  | - |  | ACTIVE
BOJL014 | VPM10 | Votem Patient Monitor 10 Inch | IMAGING | VOTEM CO., Ltd | GN20110006 | RS CEMPAKA LIMA | BANDA ACEH | ACEH | BANDA ACEH | MAIN UNIT | CUSTOMER | 9 November 2022 | ANTONIUS SAGITA - KALIBRASI | 31 October 2024 |  | 23 March 2023 |  | 2 December 2024 | SAHID DERMAWAN - SPV TSE BARAT | ACTIVE
BOJL015 | VPM10 | Votem Patient Monitor 10 Inch | IMAGING | VOTEM CO., Ltd | GN20110006 | RS CEMPAKA LIMA | BANDA ACEH | ACEH | BANDA ACEH | MAIN UNIT | CUSTOMER | 9 November 2022 | ANTONIUS SAGITA - KALIBRASI | 31 October 2024 |  | 23 March 2023 |  | 2 December 2024 | SAHID DERMAWAN - SPV TSE BARAT | ACTIVE
BOJL016 | VPM10 | Votem Patient Monitor 10 Inch | IMAGING | VOTEM CO., Ltd | GN20110006 | RS CEMPAKA LIMA | BANDA ACEH | ACEH | BANDA ACEH | MAIN UNIT | CUSTOMER | 9 November 2022 | ANTONIUS SAGITA - KALIBRASI | 31 October 2024 |  | 23 March 2023 |  | 2 December 2024 | SAHID DERMAWAN - SPV TSE BARAT | ACTIVE
BOJL017 | VPM10 | Votem Patient Monitor 10 Inch | IMAGING | VOTEM CO., Ltd | GN20110006 | RS CEMPAKA LIMA | BANDA ACEH | ACEH | BANDA ACEH | MAIN UNIT | CUSTOMER | 9 November 2022 | ANTONIUS SAGITA - KALIBRASI | 31 October 2024 |  | 23 March 2023 |  | 2 December 2024 | SAHID DERMAWAN - SPV TSE BARAT | ACTIVE
BOJL018 | VPM10 | Votem Patient Monitor 10 Inch | IMAGING | VOTEM CO., Ltd | GN20110006 | RS CEMPAKA LIMA | BANDA ACEH | ACEH | BANDA ACEH | MAIN UNIT | CUSTOMER | 9 November 2022 | ANTONIUS SAGITA - KALIBRASI | 31 October 2024 |  | 23 March 2023 |  | 2 December 2024 | SAHID DERMAWAN - SPV TSE BARAT | ACTIVE
BOJL019 | VPM10 | Votem Patient Monitor 10 Inch | IMAGING | VOTEM CO., Ltd | GN00009197 | RSU . PELITA INSANI | BANJARMASIN | KALIMANTAN SELATAN | AMUNTAI | MAIN UNIT | CUSTOMER | 9 November 2022 | ANTONIUS SAGITA - KALIBRASI | 27 March 2025 |  | 23 March 2023 |  | 2 April 2025 | SAHID DERMAWAN - SPV TSE BARAT | ACTIVE
BOJL020 | VPM10 | Votem Patient Monitor 10 Inch | IMAGING | VOTEM CO., Ltd | GN00009197 | RSU . PELITA INSANI | BANJARMASIN | KALIMANTAN SELATAN | AMUNTAI | MAIN UNIT | CUSTOMER | 9 November 2022 | ANTONIUS SAGITA - KALIBRASI | 28 April 2025 |  | 23 March 2023 |  | 30 April 2025 | SAHID DERMAWAN - SPV TSE BARAT | ACTIVE
BOJL021 | VPM10 | Votem Patient Monitor 10 Inch | IMAGING | VOTEM CO., Ltd | GN00002986 | RDC PUSAT - RAWAGELAM | PUSAT | DKI JAKARTA | JAKARTA TIMUR | MAIN UNIT | EMP | 9 November 2022 | ANTONIUS SAGITA - KALIBRASI | - |  | 23 March 2023 |  | - |  | ACTIVE
BOJL022 | VPM10 | Votem Patient Monitor 10 Inch | IMAGING | VOTEM CO., Ltd | GN00002986 | RDC PUSAT - RAWAGELAM | PUSAT | DKI JAKARTA | JAKARTA TIMUR | MAIN UNIT | EMP | 9 November 2022 | ANTONIUS SAGITA - KALIBRASI | - |  | 23 March 2023 |  | - |  | ACTIVE
BR10076 | MDGMX |  |  |  | GN00002889 | POLTEKKES JAKARTA II | JAKARTA-2 | DKI JAKARTA | JAKARTA BARAT | MAIN UNIT | CUSTOMER | 26 September 2016 |  | 1 January 2011 |  | 26 September 2016 |  | - |  | INACTIVE
BUNDL06145949 | FDRSM | DRYPIX SMART | IMAGING | FUJIFILM INDONESIA, PT. | GN00006945 | RSUD MALINGPING | TANGERANG | BANTEN |  | MAIN UNIT | CUSTOMER | - |  | 13 February 2022 | ADITIYA NOVANDRA - TSE | 11 January 2022 | ARIEF SETIAWAN - TSE CP | 13 February 2022 | ADITIYA NOVANDRA - TSE | ACTIVE
BUNDL06145963 | FDRSM | DRYPIX SMART | IMAGING | FUJIFILM INDONESIA, PT. | GN00001241 | RSUD Dr. R. Sosodoro Djatikoesoemo | SURABAYA-1 | JAWA TIMUR | BOJONEGORO | MAIN UNIT | CUSTOMER | 15 April 2021 | ANTONIUS SAGITA - KALIBRASI | 6 March 2021 | YUNAN ARIMUNTIAN - TSE | 1 March 2021 | ANTONIUS SAGITA - KALIBRASI | 15 April 2021 | ANTONIUS SAGITA - KALIBRASI | ACTIVE
BUNDL06145964 | FDRSM | DRYPIX SMART | IMAGING | FUJIFILM INDONESIA, PT. | GN00004209 | RSU PROV. NUSA TENGGARA BARAT ( NTB ) | MATARAM | NUSA TENGGARA BARAT | MATARAM | MAIN UNIT | CUSTOMER | 22 October 2020 | ANTONIUS SAGITA - KALIBRASI | 7 October 2020 | I KADEK - TSE | 31 August 2020 | ANTONIUS SAGITA - KALIBRASI | 22 October 2020 | ANTONIUS SAGITA - KALIBRASI | ACTIVE
BUNDL06336278 | FDRLI | DRYPIX LITE | IMAGING | FUJIFILM INDONESIA, PT. | GN00001411 | RSU LARANTUKA | KUPANG | NUSA TENGGARA TIMUR | FLORES TIMUR | MAIN UNIT | CUSTOMER | - |  | 18 March 2021 | GANDHI YANRANGGA | 10 March 2021 | ARIEF SETIAWAN - TSE CP | 18 March 2021 | GANDHI YANRANGGA | ACTIVE
BUNDL06347301 | FDRSM | DRYPIX SMART | IMAGING | FUJIFILM INDONESIA, PT. | GN00007786 | RSUD MANOKWARI | JAYAPURA | PAPUA | MANOKWARI | MAIN UNIT | CUSTOMER | 10 August 2020 | ANTONIUS SAGITA - KALIBRASI | 24 July 2020 | PHILIP LAKRISNA - TSE | 23 July 2020 | ANTONIUS SAGITA - KALIBRASI | 10 August 2020 | ANTONIUS SAGITA - KALIBRASI | ACTIVE
BUNDL06347313 | FDRSM | DRYPIX SMART | IMAGING | FUJIFILM INDONESIA, PT. | GN00000009 | RSU DR CIPTO MANGUNKUSUMO | JAKARTA-1 | DKI JAKARTA | JAKARTA PUSAT | MAIN UNIT | CUSTOMER | 15 April 2021 | ANTONIUS SAGITA - KALIBRASI | 17 March 2021 | ARDI HERMAWAN - TSE CP | 15 March 2021 | ANTONIUS SAGITA - KALIBRASI | 15 April 2021 | ANTONIUS SAGITA - KALIBRASI | ACTIVE
BUNDL06347316 | FDRSM | DRYPIX SMART | IMAGING | FUJIFILM INDONESIA, PT. | GN00012192 | RSU PREMBUN KEBUMEN | PURWOKERTO | JAWA TENGAH | PURWOKERTO | MAIN UNIT | CUSTOMER | 10 August 2020 | ANTONIUS SAGITA - KALIBRASI | 7 July 2020 | RIDWAN - TSE | 3 July 2020 | ANTONIUS SAGITA - KALIBRASI | 10 August 2020 | ANTONIUS SAGITA - KALIBRASI | ACTIVE
BUNDL06347331 | FDRSM | DRYPIX SMART | IMAGING | FUJIFILM INDONESIA, PT. | GN00000959 | RS KHUSUS IBU DAN ANAK KOTA BANDUNG (ASTANA ANYAR) | BANDUNG | JAWA BARAT | BANDUNG | MAIN UNIT | CUSTOMER | - |  | 15 December 2020 | ARBIANSYAH - TSE | 7 December 2020 | ARIEF SETIAWAN - TSE CP | 15 December 2020 | ARBIANSYAH - TSE | ACTIVE
BUNDL06447915 | FDRSM | DRYPIX SMART | IMAGING | FUJIFILM INDONESIA, PT. | GN19080004 | RSUD Bumi Panua | MANADO | GORONTALO | GORONTALO | MAIN UNIT | CUSTOMER | 22 October 2020 | ANTONIUS SAGITA - KALIBRASI | 11 September 2020 | RIDWAN - TSE | 11 September 2020 | ANTONIUS SAGITA - KALIBRASI | 22 October 2020 | ANTONIUS SAGITA - KALIBRASI | ACTIVE
BUNDL06447939 | FDRSM | DRYPIX SMART | IMAGING | FUJIFILM INDONESIA, PT. | GN00008189 | RSUD MERAUKE | JAYAPURA | PAPUA | JAYAPURA | MAIN UNIT | EMP | 22 October 2020 | ANTONIUS SAGITA - KALIBRASI | 22 October 2020 |  | 31 August 2020 | ANTONIUS SAGITA - KALIBRASI | 25 January 2025 | ANDI ISMAIL - SPV TSE TIMUR | ACTIVE
BUNDL06447941 | FDRSM | DRYPIX SMART | IMAGING | FUJIFILM INDONESIA, PT. | GN19100011 | RSUP dr. J. Leimena | MAKASSAR | MALUKU | AMBON | MAIN UNIT | CUSTOMER | 30 November 2020 | ANTONIUS SAGITA - KALIBRASI | 10 November 2020 | SARWANDI - TSE | 2 November 2020 | ANTONIUS SAGITA - KALIBRASI | 30 November 2020 | ANTONIUS SAGITA - KALIBRASI | ACTIVE
BUNDL06447944 | FDRSM | DRYPIX SMART | IMAGING | FUJIFILM INDONESIA, PT. | GN00000278 | RSU PROF DR MA HANAFIAH (BATU SANGKAR) | PADANG | SUMATERA BARAT | BATUSANGKAR | MAIN UNIT | CUSTOMER | 22 October 2020 | ANTONIUS SAGITA - KALIBRASI | 26 October 2020 | ABDI PUTRA - TSE | 7 September 2020 | ANTONIUS SAGITA - KALIBRASI | 26 October 2020 | ABDI PUTRA - TSE | ACTIVE
BUNDL06447948 | FDRSM | DRYPIX SMART | IMAGING | FUJIFILM INDONESIA, PT. | GN00001906 | RSUD KAB SLEMAN | YOGYAKARTA | YOGYAKARTA | YOGYAKARTA | MAIN UNIT | CUSTOMER | 22 October 2020 | ANTONIUS SAGITA - KALIBRASI | 24 August 2020 | RIDWAN - TSE | 10 August 2020 | ANTONIUS SAGITA - KALIBRASI | 22 October 2020 | ANTONIUS SAGITA - KALIBRASI | ACTIVE
BUNDL06447970 | FDRSM | DRYPIX SMART | IMAGING | FUJIFILM INDONESIA, PT. | GN00005353 | RSUD BIAK | JAYAPURA | PAPUA | JAYAPURA | MAIN UNIT | CUSTOMER | 22 October 2020 | ANTONIUS SAGITA - KALIBRASI | 1 September 2020 | GANDHI YANRANGGA | 28 August 2020 | ANTONIUS SAGITA - KALIBRASI | 22 October 2020 | ANTONIUS SAGITA - KALIBRASI | ACTIVE
BUNDL06648718 | FDRSM | DRYPIX SMART | IMAGING | FUJIFILM INDONESIA, PT. | GN00002020 | RSJ SOEROJO MAGELANG | YOGYAKARTA | YOGYAKARTA | YOGYAKARTA | MAIN UNIT | CUSTOMER | 22 October 2020 | ANTONIUS SAGITA - KALIBRASI | 1 October 2020 | DIAN FEBRIYANA - TSE | 1 October 2020 | ANTONIUS SAGITA - KALIBRASI | 22 October 2020 | ANTONIUS SAGITA - KALIBRASI | ACTIVE
BUNDL06748888 | FDRSM | DRYPIX SMART | IMAGING | FUJIFILM INDONESIA, PT. | GN00006724 | RSU MOKOPIDO TOLI-TOLI | PALU | SULAWESI TENGAH | TOLI-TOLI | MAIN UNIT | CUSTOMER | - |  | 23 February 2021 | DIAN FEBRIYANA - TSE | 18 February 2021 | ARIEF SETIAWAN - TSE CP | 23 February 2021 | DIAN FEBRIYANA - TSE | ACTIVE
BUNDL06748899 | FDRSM | DRYPIX SMART | IMAGING | FUJIFILM INDONESIA, PT. | GN00001720 | RSU SUMBAWA BESAR | MATARAM | NUSA TENGGARA BARAT | MATARAM | MAIN UNIT | CUSTOMER | 22 February 2021 | ANTONIUS SAGITA - KALIBRASI | 22 December 2020 | I KADEK - TSE | 7 December 2020 | ANTONIUS SAGITA - KALIBRASI | 22 February 2021 | ANTONIUS SAGITA - KALIBRASI | ACTIVE
BUNDL06748909 | FDRSM | DRYPIX SMART | IMAGING | FUJIFILM INDONESIA, PT. | GN00002139 | RS PARU DR. ARIO WIRAWAN SALATIGA | SEMARANG | JAWA TENGAH | SALATIGA | MAIN UNIT | CUSTOMER | 30 November 2020 | ANTONIUS SAGITA - KALIBRASI | 13 November 2020 | ANDRIAS NUGROHO - TSE | 13 November 2020 | ANTONIUS SAGITA - KALIBRASI | 30 November 2020 | ANTONIUS SAGITA - KALIBRASI | ACTIVE
BUNDL06748924 | FDRSM | DRYPIX SMART | IMAGING | FUJIFILM INDONESIA, PT. | GN00002020 | RSJ SOEROJO MAGELANG | YOGYAKARTA | YOGYAKARTA | YOGYAKARTA | MAIN UNIT | CUSTOMER | - |  | 26 July 2022 | DIAN FEBRIYANA - TSE | 25 July 2022 | ANTONIUS SAGITA - KALIBRASI | 26 July 2022 | DIAN FEBRIYANA - TSE | ACTIVE
BUNDL06748931 | FDRSM | DRYPIX SMART | IMAGING | FUJIFILM INDONESIA, PT. | GN18090001 | RSUD SIMPANG LIMA GUMUL | KEDIRI | JAWA TIMUR | KEDIRI | MAIN UNIT | CUSTOMER | 30 November 2020 | ANTONIUS SAGITA - KALIBRASI | 1 November 2020 | PHILIP LAKRISNA - TSE | 26 October 2020 | ANTONIUS SAGITA - KALIBRASI | 30 November 2020 | ANTONIUS SAGITA - KALIBRASI | ACTIVE
BUNDL06748933 | FDRSM | DRYPIX SMART | IMAGING | FUJIFILM INDONESIA, PT. | GN00012184 | RSUK DUREN SAWIT | JAKARTA-1 | DKI JAKARTA | JAKARTA PUSAT | MAIN UNIT | CUSTOMER | 7 January 2021 | ARIEF SETIAWAN - TSE CP | 28 May 2021 | ARDI HERMAWAN - TSE CP | 3 November 2020 | ARIEF SETIAWAN - TSE CP | 28 May 2021 | ARDI HERMAWAN - TSE CP | ACTIVE
BUNDL06749099 | FDRSM | DRYPIX SMART | IMAGING | FUJIFILM INDONESIA, PT. | GN00011268 | RSUD SK LERIK | KUPANG | NUSA TENGGARA TIMUR | KUPANG | MAIN UNIT | CUSTOMER | 15 April 2021 | ANTONIUS SAGITA - KALIBRASI | 31 December 2020 | I KADEK - TSE | 30 December 2020 | ANTONIUS SAGITA - KALIBRASI | 15 April 2021 | ANTONIUS SAGITA - KALIBRASI | ACTIVE
BUNDL06749115 | FDRSM | DRYPIX SMART | IMAGING | FUJIFILM INDONESIA, PT. | GN00002986 | RDC PUSAT - RAWAGELAM | PUSAT | DKI JAKARTA | JAKARTA TIMUR | MAIN UNIT | EMP | 15 April 2021 | ANTONIUS SAGITA - KALIBRASI | - |  | 31 December 2020 | ANTONIUS SAGITA - KALIBRASI | - |  | ACTIVE
BUNDL06849478 | FDRSM | DRYPIX SMART | IMAGING | FUJIFILM INDONESIA, PT. | GN00002295 | RSAL DR RAMELAN | SURABAYA-1 | JAWA TIMUR |  | MAIN UNIT | CUSTOMER | 15 April 2021 | ANTONIUS SAGITA - KALIBRASI | 25 January 2021 | GANDHI YANRANGGA | 21 January 2021 | ANTONIUS SAGITA - KALIBRASI | 15 April 2021 | ANTONIUS SAGITA - KALIBRASI | ACTIVE
BUNDL06849483 | FDRSM | DRYPIX SMART | IMAGING | FUJIFILM INDONESIA, PT. | GN00002986 | RDC PUSAT - RAWAGELAM | PUSAT | DKI JAKARTA | JAKARTA TIMUR | MAIN UNIT | EMP | 15 April 2021 | ANTONIUS SAGITA - KALIBRASI | - |  | 15 March 2021 | ANTONIUS SAGITA - KALIBRASI | - |  | ACTIVE
BUNDL06849494 | FDRSM | DRYPIX SMART | IMAGING | FUJIFILM INDONESIA, PT. | GN00000525 | RSUD DR REHATTA KELET | SEMARANG | JAWA TENGAH | JEPARA | MAIN UNIT | CUSTOMER | 22 February 2021 | ANTONIUS SAGITA - KALIBRASI | 28 December 2020 | ANDRIAS NUGROHO - TSE | 7 December 2020 | ANTONIUS SAGITA - KALIBRASI | 22 February 2021 | ANTONIUS SAGITA - KALIBRASI | ACTIVE
BUNDL06849496 | FDRSM | DRYPIX SMART | IMAGING | FUJIFILM INDONESIA, PT. | GN18100028 | RSUD BATU BARA | MEDAN | SUMATERA UTARA | MEDAN | MAIN UNIT | CUSTOMER | - |  | 30 June 2021 | BARITA P-SIMAMORA - TSE | 24 June 2021 | ARIEF SETIAWAN - TSE CP | 30 June 2021 | BARITA P-SIMAMORA - TSE | ACTIVE
BUNDL06849506 | FDRSM | DRYPIX SMART | IMAGING | FUJIFILM INDONESIA, PT. | GN00002986 | RDC PUSAT - RAWAGELAM | PUSAT | DKI JAKARTA | JAKARTA TIMUR | MAIN UNIT | EMP | - |  | - |  | 26 July 2022 | ANTONIUS SAGITA - KALIBRASI | - |  | ACTIVE
BUNDL06849515 | FDRSM | DRYPIX SMART | IMAGING | FUJIFILM INDONESIA, PT. | GN00002139 | RS PARU DR. ARIO WIRAWAN SALATIGA | SEMARANG | JAWA TENGAH | SALATIGA | MAIN UNIT | CUSTOMER | 15 April 2021 | ANTONIUS SAGITA - KALIBRASI | 1 February 2021 | MUNADI - TSE | 21 January 2021 | ANTONIUS SAGITA - KALIBRASI | 15 April 2021 | ANTONIUS SAGITA - KALIBRASI | ACTIVE
BUNDL06849517 | FDRSM | DRYPIX SMART | IMAGING | FUJIFILM INDONESIA, PT. | GN00011692 | BALAI BESAR KESEHATAN PARU MASYARAKAT | MAKASSAR | SULAWESI SELATAN | MAKASSAR | MAIN UNIT | CUSTOMER | 22 February 2021 | ANTONIUS SAGITA - KALIBRASI | 7 December 2020 | AUGESTA NANDA PRADANA - TSE | 7 December 2020 | ANTONIUS SAGITA - KALIBRASI | 22 February 2021 | ANTONIUS SAGITA - KALIBRASI | ACTIVE
BUNDL07049954 | FDRSM | DRYPIX SMART | IMAGING | FUJIFILM INDONESIA, PT. | GN20010136 | RSUD Komodo | KUPANG | NUSA TENGGARA TIMUR | KUPANG | MAIN UNIT | CUSTOMER | 15 April 2021 | ANTONIUS SAGITA - KALIBRASI | 9 February 2021 | ANDRIAS NUGROHO - TSE | 25 January 2021 | ANTONIUS SAGITA - KALIBRASI | 15 April 2021 | ANTONIUS SAGITA - KALIBRASI | ACTIVE
BUNDL07049981 | FDRSM | DRYPIX SMART | IMAGING | FUJIFILM INDONESIA, PT. | GN00011692 | BALAI BESAR KESEHATAN PARU MASYARAKAT | MAKASSAR | SULAWESI SELATAN | MAKASSAR | MAIN UNIT | CUSTOMER | 15 April 2021 | ANTONIUS SAGITA - KALIBRASI | 31 December 2020 | MUNADI - TSE | 30 December 2020 | ANTONIUS SAGITA - KALIBRASI | 15 April 2021 | ANTONIUS SAGITA - KALIBRASI | ACTIVE
BUNDL07050213 | FDRSM | DRYPIX SMART | IMAGING | FUJIFILM INDONESIA, PT. | GN00000533 | RSUD TUGUREJO | SEMARANG | JAWA TENGAH | SEMARANG | MAIN UNIT | CUSTOMER | 21 April 2022 | ANTONIUS SAGITA - KALIBRASI | 29 December 2021 | MUNADI - TSE | 15 December 2021 | ANTONIUS SAGITA - KALIBRASI | 21 April 2022 | ANTONIUS SAGITA - KALIBRASI | ACTIVE
BUNDL07050234 | FDRSM | DRYPIX SMART | IMAGING | FUJIFILM INDONESIA, PT. | GN00000846 | RSU LABUANG BAJI | MAKASSAR | SULAWESI SELATAN | MAKASSAR | MAIN UNIT | CUSTOMER | 15 April 2021 | ANTONIUS SAGITA - KALIBRASI | 29 March 2021 | AUGESTA NANDA PRADANA - TSE | 25 March 2021 | ANTONIUS SAGITA - KALIBRASI | 15 April 2021 | ANTONIUS SAGITA - KALIBRASI | ACTIVE
BUNDL07050235 | FDRSM | DRYPIX SMART | IMAGING | FUJIFILM INDONESIA, PT. | GN00000755 | RSU UNDATA PALU | PALU | SULAWESI TENGAH | PALU | MAIN UNIT | CUSTOMER | 15 April 2021 | ANTONIUS SAGITA - KALIBRASI | 17 February 2021 | DIAN FEBRIYANA - TSE | 17 February 2021 | ANTONIUS SAGITA - KALIBRASI | 15 April 2021 | ANTONIUS SAGITA - KALIBRASI | ACTIVE
BUNDL07250722 | FDRSM | DRYPIX SMART | IMAGING | FUJIFILM INDONESIA, PT. | GN00000077 | RS HANDAYANI | BANDAR LAMPUNG | LAMPUNG | BANDAR LAMPUNG | MAIN UNIT | CUSTOMER | - |  | 29 April 2022 | ABDI PUTRA - TSE | 7 March 2022 | ARIEF SETIAWAN - TSE CP | 29 April 2022 | ABDI PUTRA - TSE | ACTIVE
BUNDL16151195 | FDRSM | DRYPIX SMART | IMAGING | FUJIFILM INDONESIA, PT. | GN00000526 | RSUD KOTA SEMARANG | SEMARANG | JAWA TENGAH | SEMARANG | MAIN UNIT | CUSTOMER | 21 April 2022 | ANTONIUS SAGITA - KALIBRASI | 27 August 2021 | ANDRIAS NUGROHO - TSE | 25 August 2021 | ANTONIUS SAGITA - KALIBRASI | 21 April 2022 | ANTONIUS SAGITA - KALIBRASI | ACTIVE
BUNDL16151200 | FDRSM | DRYPIX SMART | IMAGING | FUJIFILM INDONESIA, PT. | GN00008032 | RSU PARU KARANG TEMBOK | SURABAYA-2 | JAWA TIMUR | SURABAYA | MAIN UNIT | CUSTOMER | 21 April 2022 | ANTONIUS SAGITA - KALIBRASI | 19 August 2021 | MIKKI FAHRIZI - TSE | 16 August 2021 | ANTONIUS SAGITA - KALIBRASI | 21 April 2022 | ANTONIUS SAGITA - KALIBRASI | ACTIVE
BUNDL16339519 | FDRLI | DRYPIX LITE | IMAGING | FUJIFILM INDONESIA, PT. | GN00008007 | RS HERMINA BANYUMANIK | SEMARANG | JAWA TENGAH | SEMARANG | MAIN UNIT | CUSTOMER | 21 April 2022 | ANTONIUS SAGITA - KALIBRASI | 31 August 2021 | MUNADI - TSE | 25 August 2021 | ANTONIUS SAGITA - KALIBRASI | 21 April 2022 | ANTONIUS SAGITA - KALIBRASI | ACTIVE
BUNDL16753706 | FDRSM | DRYPIX SMART | IMAGING | FUJIFILM INDONESIA, PT. | GN00000685 | RSUD HARAPAN INSAN SENDAWAR | SAMARINDA | KALIMANTAN TIMUR | SAMARINDA | MAIN UNIT | CUSTOMER | - |  | 25 July 2022 | PHILIP LAKRISNA - TSE | 25 July 2022 | ANTONIUS SAGITA - KALIBRASI | 25 July 2022 | PHILIP LAKRISNA - TSE | ACTIVE
BUNDL16854180 | FDRSM | DRYPIX SMART | IMAGING | FUJIFILM INDONESIA, PT. | GN00001409 | RSU PROF DR W Z JOHANES | KUPANG | NUSA TENGGARA TIMUR | KUPANG | MAIN UNIT | CUSTOMER | - |  | 27 July 2022 | I KADEK - TSE | 25 July 2022 | ANTONIUS SAGITA - KALIBRASI | 27 July 2022 | I KADEK - TSE | ACTIVE
BUNDL16854184 | FDRSM | DRYPIX SMART | IMAGING | FUJIFILM INDONESIA, PT. | GN00001416 | RS TK.IV WIRASAKTI KUPANG | KUPANG | NUSA TENGGARA TIMUR | KUPANG | MAIN UNIT | CUSTOMER | 21 April 2022 | ANTONIUS SAGITA - KALIBRASI | 21 February 2022 | I KADEK - TSE | 14 February 2022 | ANTONIUS SAGITA - KALIBRASI | 21 April 2022 | ANTONIUS SAGITA - KALIBRASI | ACTIVE
BUNDL16854206 | FDRSM | DRYPIX SMART | IMAGING | FUJIFILM INDONESIA, PT. | GN22080047 | RS MANDALIKA PROV NTB | MATARAM | NUSA TENGGARA BARAT | MATARAM | MAIN UNIT | CUSTOMER | - |  | 31 August 2022 | AHMAD FATKHUDIN - TSE | 12 August 2022 | ANTONIUS SAGITA - KALIBRASI | 31 August 2022 | AHMAD FATKHUDIN - TSE | ACTIVE
BUNDL16854215 | FDRSM | DRYPIX SMART | IMAGING | FUJIFILM INDONESIA, PT. | GN00000099 | RSUD M YUNUS | BENGKULU | BENGKULU | BENGKULU | MAIN UNIT | CUSTOMER | - |  | - |  | 9 August 2022 | ARIEF SETIAWAN - TSE CP | - |  | ACTIVE
BUNDL17256301 | FDRSM | DRYPIX SMART | IMAGING | FUJIFILM INDONESIA, PT. | GN00005614 | RS BAITUL HIKMAH KENDAL | SEMARANG | JAWA TENGAH | SEMARANG | MAIN UNIT | CUSTOMER | - |  | 7 September 2022 | AHMAD FATKHUDIN - TSE | 31 August 2022 | ANTONIUS SAGITA - KALIBRASI | 7 September 2022 | AHMAD FATKHUDIN - TSE | ACTIVE
BUNDL18810819 | FDRLI | DRYPIX LITE | IMAGING | FUJIFILM INDONESIA, PT. | GN00001970 | RSIA HERMINA BEKASI | BEKASI | JAWA BARAT | BEKASI | MAIN UNIT | CUSTOMER | - |  | 26 January 2022 | GATOT SURYA ADIPUTRA - TSE | 11 January 2022 | ARIEF SETIAWAN - TSE CP | 26 January 2022 | GATOT SURYA ADIPUTRA - TSE | ACTIVE
BUNDL26156554 | FDRSM | DRYPIX SMART | IMAGING | FUJIFILM INDONESIA, PT. | GN00000675 | RSUD TARAKAN | SAMARINDA | KALIMANTAN TIMUR | SAMARINDA | MAIN UNIT | CUSTOMER | - |  | 30 August 2022 | YUNAN ARIMUNTIAN - TSE | 24 August 2022 | ANTONIUS SAGITA - KALIBRASI | 30 August 2022 | YUNAN ARIMUNTIAN - TSE | ACTIVE
BUNDL26156574 | FDRSM | DRYPIX SMART | IMAGING | FUJIFILM INDONESIA, PT. | GN21110005 | RSUD KRMT Wongsonegoro | SEMARANG | JAWA TENGAH | SEMARANG | MAIN UNIT | CUSTOMER | - |  | 23 June 2022 | ANDRIAS NUGROHO - TSE | 13 June 2022 | ARIEF SETIAWAN - TSE CP | 23 June 2022 | ANDRIAS NUGROHO - TSE | ACTIVE
BUNDL26257168 | FDRSM | DRYPIX SMART | IMAGING | FUJIFILM INDONESIA, PT. | GN00003187 | RS UMMI | BOGOR | JAWA BARAT | BOGOR | MAIN UNIT | CUSTOMER | - |  | - |  | 12 August 2022 | ARIEF SETIAWAN - TSE CP | - |  | ACTIVE
BUNDL26458474 | FDRSM | DRYPIX SMART | IMAGING | FUJIFILM INDONESIA, PT. | GN00001771 | RSUD DR WAHIDIN SUDIROHUSODO | MAKASSAR | SULAWESI SELATAN | MAKASSAR | MAIN UNIT | CUSTOMER | - |  | 17 October 2022 | RAFLY A CHALID - TSE | 10 October 2022 | ANTONIUS SAGITA - KALIBRASI | 17 October 2022 | RAFLY A CHALID - TSE | ACTIVE
BUNDL76234269 | FDRPL | DRYPIX PLUS | IMAGING | FUJIFILM INDONESIA, PT. | GN22050008 | YAYASAN KANKER INDONESIA | JAKARTA-1 | DKI JAKARTA | JAKARTA PUSAT | MAIN UNIT | CUSTOMER | 21 April 2022 | ANTONIUS SAGITA - KALIBRASI | 26 May 2022 | ARDI HERMAWAN - TSE CP | 21 April 2022 | ANTONIUS SAGITA - KALIBRASI | 26 May 2022 | ARDI HERMAWAN - TSE CP | ACTIVE
BUNDL86670628 | FCRT2 | CR IR 392 RU2 PNTM = : E (PRIMA T2) | IMAGING | FUJIFILM INDONESIA, PT. | GN00003172 | RS PARU DR. M. GOENAWAN PARTOWIDIGDO | BOGOR | JAWA BARAT | BOGOR | MAIN UNIT | CUSTOMER | - |  | - |  | 11 April 2022 | ARIEF SETIAWAN - TSE CP | - |  | ACTIVE
BUNDL86740204 | FDSMP | DRYPIX SMART BOOKBIL | IMAGING | FUJIFILM INDONESIA, PT. | GN19020018 | RS MITRA KELUARGA BINTARO | JAKARTA-2 | DKI JAKARTA | TANGERANG SELATAN | MAIN UNIT | CUSTOMER | 22 September 2020 | ARIEF SETIAWAN - TSE CP | - |  | 31 August 2020 | ARIEF SETIAWAN - TSE CP | 22 September 2020 | ARIEF SETIAWAN - TSE CP | ACTIVE
BUNDL86840603 | FDRSM | DRYPIX SMART | IMAGING | FUJIFILM INDONESIA, PT. | GN00006697 | RSU HASRI AINUN HABIBI | MANADO | GORONTALO | BOBONG | MAIN UNIT | CUSTOMER | 10 August 2020 | ANTONIUS SAGITA - KALIBRASI | 15 July 2020 | MIKKI FAHRIZI - TSE | 15 July 2020 | ANTONIUS SAGITA - KALIBRASI | 10 August 2020 | ANTONIUS SAGITA - KALIBRASI | ACTIVE
BUNDL86840667 | FDRSM | DRYPIX SMART | IMAGING | FUJIFILM INDONESIA, PT. | GN00001466 | RSUD SIDOARJO | SURABAYA-1 | JAWA TIMUR | SIDOARJO | MAIN UNIT | CUSTOMER | 22 October 2020 | ANTONIUS SAGITA - KALIBRASI | 31 August 2020 | GANDHI YANRANGGA | 25 August 2020 | ANTONIUS SAGITA - KALIBRASI | 22 October 2020 | ANTONIUS SAGITA - KALIBRASI | ACTIVE
BUNDL86840697 | FDRSM | DRYPIX SMART | IMAGING | FUJIFILM INDONESIA, PT. | GN20010004 | RSUD BANTARGEBANG | BEKASI | JAWA BARAT | BEKASI | MAIN UNIT | CUSTOMER | 7 January 2021 | ARIEF SETIAWAN - TSE CP | 10 February 2021 | GATOT SURYA ADIPUTRA - TSE | 17 November 2020 | ARIEF SETIAWAN - TSE CP | 10 February 2021 | GATOT SURYA ADIPUTRA - TSE | ACTIVE
BUNDL86852795 | FEFDR | FDR D-EVO II | IMAGING | FUJIFILM INDONESIA, PT. | GN00002208 | RS JIWA MENUR | SURABAYA-1 | JAWA TIMUR | SURABAYA | MAIN UNIT | CUSTOMER | - |  | 11 April 2020 |  | 11 April 2022 | ARIEF SETIAWAN - TSE CP | - |  | ACTIVE
BUNDL96142349 | FDRSM | DRYPIX SMART | IMAGING | FUJIFILM INDONESIA, PT. | GN00001672 | RSUD JAYAPURA | JAYAPURA | PAPUA | JAYAPURA | MAIN UNIT | CUSTOMER | 22 October 2020 | ANTONIUS SAGITA - KALIBRASI | 24 September 2020 | AUGESTA NANDA PRADANA - TSE | 22 September 2020 | ANTONIUS SAGITA - KALIBRASI | 22 October 2020 | ANTONIUS SAGITA - KALIBRASI | ACTIVE
BUNDL96142358 | FDRSM | DRYPIX SMART | IMAGING | FUJIFILM INDONESIA, PT. | GN00000883 | RSUD MOROWALI | PALU | SULAWESI TENGAH | BUNGKU | MAIN UNIT | CUSTOMER | 22 October 2020 | ANTONIUS SAGITA - KALIBRASI | 25 September 2020 | AUGESTA NANDA PRADANA - TSE | 25 September 2020 | ANTONIUS SAGITA - KALIBRASI | 22 October 2020 | ANTONIUS SAGITA - KALIBRASI | ACTIVE
BUNDL96142369 | FDRSM | DRYPIX SMART | IMAGING | FUJIFILM INDONESIA, PT. | GN00002396 | RSUD MARIA WALANDA MARAMIS | MANADO | SULAWESI UTARA | MINAHASA | MAIN UNIT | CUSTOMER | 22 October 2020 | ANTONIUS SAGITA - KALIBRASI | 21 September 2020 | RIDWAN - TSE | 17 September 2020 | ANTONIUS SAGITA - KALIBRASI | 22 October 2020 | ANTONIUS SAGITA - KALIBRASI | ACTIVE
BUNDL96543566 | FDRSM | DRYPIX SMART | IMAGING | FUJIFILM INDONESIA, PT. | GN00007725 | RS TNI AU DODY SARJOTO MAKASSAR | MAKASSAR | SULAWESI SELATAN | MAKASSAR | MAIN UNIT | CUSTOMER | - |  | 9 February 2021 | AUGESTA NANDA PRADANA - TSE | 28 January 2021 | ARIEF SETIAWAN - TSE CP | 9 February 2021 | AUGESTA NANDA PRADANA - TSE | ACTIVE
BUNDL96543580 | FDRSM | DRYPIX SMART | IMAGING | FUJIFILM INDONESIA, PT. | GN18090001 | RSUD SIMPANG LIMA GUMUL | KEDIRI | JAWA TIMUR | KEDIRI | MAIN UNIT | CUSTOMER | - |  | 26 July 2022 | FAJAR FAHMI - TSE | 25 July 2022 | ANTONIUS SAGITA - KALIBRASI | 26 July 2022 | FAJAR FAHMI - TSE | ACTIVE
BUNDL96543584 | FDRSM | DRYPIX SMART | IMAGING | FUJIFILM INDONESIA, PT. | GN00007422 | RSUD BARRU | MAKASSAR | SULAWESI SELATAN | BARRU | MAIN UNIT | CUSTOMER | 15 April 2021 | ANTONIUS SAGITA - KALIBRASI | 25 March 2021 | PHILIP LAKRISNA - TSE | 12 March 2021 | ANTONIUS SAGITA - KALIBRASI | 15 April 2021 | ANTONIUS SAGITA - KALIBRASI | ACTIVE
BUNDL96543701 | FDRSM | DRYPIX SMART | IMAGING | FUJIFILM INDONESIA, PT. | GN19110004 | RSUD SULTAN FATAH | SEMARANG | JAWA TENGAH | SEMARANG | MAIN UNIT | CUSTOMER | 22 October 2020 | ANTONIUS SAGITA - KALIBRASI | 10 November 2020 | MUNADI - TSE | 2 October 2020 | ANTONIUS SAGITA - KALIBRASI | 10 November 2020 | MUNADI - TSE | ACTIVE
BUNDL96543707 | FDRSM | DRYPIX SMART | IMAGING | FUJIFILM INDONESIA, PT. | GN00001143 | RS Ciputra Citra Raya | TANGERANG | BANTEN | TENGGARONG | MAIN UNIT | CUSTOMER | 26 January 2022 | ADITIYA NOVANDRA - TSE | 31 July 2021 | ADITIYA NOVANDRA - TSE | 16 July 2021 | ARIEF SETIAWAN - TSE CP | 26 January 2022 | ADITIYA NOVANDRA - TSE | ACTIVE
BUNDL96543715 | FDRSM | DRYPIX SMART | IMAGING | FUJIFILM INDONESIA, PT. | GN00004589 | RSUP SARDJITO YOGYAKARTA | YOGYAKARTA | YOGYAKARTA | YOGYAKARTA | MAIN UNIT | CUSTOMER | 16 March 2020 | ANDI ISMAIL - SPV TSE TIMUR | 16 March 2020 |  | 16 March 2020 | ANDI ISMAIL - SPV TSE TIMUR | 25 January 2025 | ANDI ISMAIL - SPV TSE TIMUR | ACTIVE
BUNDL96623142 | FDRSM | DRYPIX SMART | IMAGING | FUJIFILM INDONESIA, PT. | GN00000532 | RSUD SUNAN KALIJAGA DEMAK | SEMARANG | JAWA TENGAH | DEMAK | MAIN UNIT | CUSTOMER | 15 April 2021 | ANTONIUS SAGITA - KALIBRASI | 14 June 2022 | ANDRIAS NUGROHO - TSE | 8 March 2021 | ANTONIUS SAGITA - KALIBRASI | 14 June 2022 | ANDRIAS NUGROHO - TSE | ACTIVE
C05B5037 | JS001 | BIO SAFE-CAB TYPE-A2 900 | DIAGNOSTIC 2 | JS RESEARCH INC. | GN00006669 | YAY RS IBNU SINA | MAKASSAR | SULAWESI SELATAN | MAKASSAR | MAIN UNIT | CUSTOMER | - |  | 31 July 2025 |  | 4 August 2025 | LEO LANANG SIGIT - TSE CP | 4 August 2025 | SAHID DERMAWAN - SPV TSE BARAT | ACTIVE
C09B5023 | JS001 | BIO SAFE-CAB TYPE-A2 900 | DIAGNOSTIC 2 | JS RESEARCH INC. | GN00002986 | RDC PUSAT - RAWAGELAM | PUSAT | DKI JAKARTA | JAKARTA TIMUR | MAIN UNIT | EMP | - |  | - |  | 10 November 2025 | ERIS MAHRUS HADI - TSE CP | - |  | ACTIVE
C09B5024 | JS001 | BIO SAFE-CAB TYPE-A2 900 | DIAGNOSTIC 2 | JS RESEARCH INC. | GN00002986 | RDC PUSAT - RAWAGELAM | PUSAT | DKI JAKARTA | JAKARTA TIMUR | MAIN UNIT | EMP | - |  | - |  | 10 November 2025 | ERIS MAHRUS HADI - TSE CP | - |  | ACTIVE
C09B5025 | JS001 | BIO SAFE-CAB TYPE-A2 900 | DIAGNOSTIC 2 | JS RESEARCH INC. | GN00002986 | RDC PUSAT - RAWAGELAM | PUSAT | DKI JAKARTA | JAKARTA TIMUR | MAIN UNIT | EMP | - |  | - |  | 10 November 2025 | ERIS MAHRUS HADI - TSE CP | - |  | ACTIVE
C09B5033 | JS002 | BIOHAZARD SAFETY CABINET TYPE A2 (1200 MM) | DIAGNOSTIC 2 | JS RESEARCH INC. | GN25110007 | PUSKESMAS GESANG | JEMBER | JAWA TIMUR | JEMBER | MAIN UNIT | CUSTOMER | - |  | 11 November 2025 |  | 10 November 2025 | ERIS MAHRUS HADI - TSE CP | 18 November 2025 | SAHID DERMAWAN - SPV TSE BARAT | ACTIVE
C09B5034 | JS002 | BIOHAZARD SAFETY CABINET TYPE A2 (1200 MM) | DIAGNOSTIC 2 | JS RESEARCH INC. | GN00002986 | RDC PUSAT - RAWAGELAM | PUSAT | DKI JAKARTA | JAKARTA TIMUR | MAIN UNIT | EMP | - |  | - |  | 10 November 2025 | ERIS MAHRUS HADI - TSE CP | - |  | ACTIVE
C09B5035 | JS002 | BIOHAZARD SAFETY CABINET TYPE A2 (1200 MM) | DIAGNOSTIC 2 | JS RESEARCH INC. | GN00008859 | RSUD. PASIRIAN | JEMBER | JAWA TIMUR | JEMBER | MAIN UNIT | CUSTOMER | - |  | 10 November 2025 |  | 10 November 2025 | ERIS MAHRUS HADI - TSE CP | 13 November 2025 | SAHID DERMAWAN - SPV TSE BARAT | ACTIVE
C09B5036 | JS002 | BIOHAZARD SAFETY CABINET TYPE A2 (1200 MM) | DIAGNOSTIC 2 | JS RESEARCH INC. | GN00002986 | RDC PUSAT - RAWAGELAM | PUSAT | DKI JAKARTA | JAKARTA TIMUR | MAIN UNIT | EMP | - |  | - |  | 10 November 2025 | ERIS MAHRUS HADI - TSE CP | - |  | ACTIVE
C1013331 | E8240 |  |  |  | GN00001205 | RSUD BANYUMAS | PURWOKERTO | JAWA TENGAH | BANYUMAS | MAIN UNIT | CUSTOMER | 25 August 2014 | DIAN FEBRIYANA - TSE | 1 January 1900 |  | 25 August 2014 | DIAN FEBRIYANA - TSE | - |  | INACTIVE
C1013332 | E8240 |  |  |  | GN00000989 | RSU Haji Jakarta | JAKARTA-1 | DKI JAKARTA | JAKARTA TIMUR | MAIN UNIT | CUSTOMER | 1 February 1990 | BUDI SUROSO - TSE | 1 January 1900 |  | 1 February 1990 | BUDI SUROSO - TSE | - |  | INACTIVE
C1013354 | E8240 |  |  |  | GN00001212 | RSUD BREBES | TEGAL | JAWA TENGAH | BREBES | MAIN UNIT | CUSTOMER | 28 August 2014 | MUNADI - TSE | 28 August 2014 |  | 28 August 2014 | MUNADI - TSE | - |  | INACTIVE
C1199C1506 | SCFSE | CRYOTOME FSE UNIT ONLY | DIAGNOSTIC 2 | SHANDON DIAGNOSTICS Ltd. | GN00008397 | RS TK II DR. SOEPRAOEN | MALANG | JAWA TIMUR | MALANG | MAIN UNIT | CUSTOMER | 14 September 2016 | NGATARI | 1 January 1900 |  | 14 September 2016 | NGATARI | - |  | ACTIVE
C492301312 | SCY02 | CYTOSPIN 4 CENTRIFUGE | DIAGNOSTIC 2 | SHANDON DIAGNOSTICS Ltd. | GN00000292 | RSUD DR H RM DJOELHAM | MEDAN | SUMATERA UTARA | BINJAI | MAIN UNIT | CUSTOMER | - |  | 30 December 2013 |  | - |  | - |  | ACTIVE
C53584L0709 | SCFSE | CRYOTOME FSE UNIT ONLY | DIAGNOSTIC 2 | SHANDON DIAGNOSTICS Ltd. | GN00000129 | RSUP DR MOHAMMAD HOESIN | PALEMBANG | SUMATERA SELATAN | PALEMBANG | MAIN UNIT | CUSTOMER | - |  | 4 January 2012 |  | - |  | - |  | ACTIVE
CA1252E0102 | SCT04 | CITADEL 2000 | DIAGNOSTIC 2 | SHANDON DIAGNOSTICS Ltd. | GN00001466 | RSUD SIDOARJO | SURABAYA-1 | JAWA TIMUR | SIDOARJO | MAIN UNIT | CUSTOMER | 10 April 2015 |  | 1 January 1900 |  | 10 April 2015 |  | - |  | ACTIVE
CA1262E0106 | SCT04 | CITADEL 2000 | DIAGNOSTIC 2 | SHANDON DIAGNOSTICS Ltd. | GN00000944 | RS SANTOSA KEBON JATI | BANDUNG | JAWA BARAT | BANDUNG | MAIN UNIT | CUSTOMER | 3 May 2016 | TRIYONO - TSE AREA BARAT | 1 December 2010 |  | 3 May 2016 | TRIYONO - TSE AREA BARAT | - |  | ACTIVE
CA1266E0107 | SCT04 | CITADEL 2000 | DIAGNOSTIC 2 | SHANDON DIAGNOSTICS Ltd. | GN00002096 | RSUD TARAKAN | JAKARTA-2 | DKI JAKARTA | JAKARTA PUSAT | MAIN UNIT | CUSTOMER | 26 September 2016 |  | 1 May 2012 |  | 26 September 2016 |  | - |  | ACTIVE
CA1328EO307 | SCT04 | CITADEL 2000 | DIAGNOSTIC 2 | SHANDON DIAGNOSTICS Ltd. | GN00003153 | BALAI BESAR VETERINER MAROS | MAKASSAR | SULAWESI SELATAN | MAROS | MAIN UNIT | CUSTOMER | 21 July 2014 | HARI UDI RAHARJO - TSE | 1 January 1900 |  | 21 July 2014 | HARI UDI RAHARJO - TSE | - |  | ACTIVE
CB1260E0101 | SCT04 | CITADEL 2000 | DIAGNOSTIC 2 | SHANDON DIAGNOSTICS Ltd. | GN00001077 | RS PELNI PETAMBURAN | JAKARTA-2 | DKI JAKARTA | JAKARTA BARAT | MAIN UNIT | CUSTOMER | 26 September 2016 |  | 1 June 2012 |  | 26 September 2016 |  | - |  | ACTIVE
CB1405E0302 | SCT04 | CITADEL 2000 | DIAGNOSTIC 2 | SHANDON DIAGNOSTICS Ltd. | GN00006210 | PT CHAROEN POKPHAND INDONESIA | JAKARTA-1 | DKI JAKARTA | JAKARTA UTARA | MAIN UNIT | CUSTOMER | - |  | 1 January 2005 |  | - |  | - |  | ACTIVE
CB1621E0601 | SCT04 | CITADEL 2000 | DIAGNOSTIC 2 | SHANDON DIAGNOSTICS Ltd. | GN00006348 | TGR MOCHTAR RIADY INSTITUTE FOR N THE MOCHTAR RIAD | TANGERANG | BANTEN | TANGERANG | MAIN UNIT | CUSTOMER | 1 February 1990 | PETRUS SIMON | 1 January 1900 |  | 1 February 1990 | PETRUS SIMON | - |  | ACTIVE
CB1678E0608 | SCT04 | CITADEL 2000 | DIAGNOSTIC 2 | SHANDON DIAGNOSTICS Ltd. | GN00000506 | RS MARDI RAHAYU | SEMARANG | JAWA TENGAH | KUDUS | MAIN UNIT | CUSTOMER | 1 February 1990 | MUNADI - TSE | 1 January 2007 |  | 1 February 1990 | MUNADI - TSE | - |  | ACTIVE
CB1680E0608 | SCT04 | CITADEL 2000 | DIAGNOSTIC 2 | SHANDON DIAGNOSTICS Ltd. | GN00000514 | RS ST. ELISABETH (RJ) | SEMARANG | JAWA TENGAH | SEMARANG | MAIN UNIT | CUSTOMER | - |  | 1 January 1900 |  | - |  | - |  | ACTIVE
CB1685E0609 | SCT04 | CITADEL 2000 | DIAGNOSTIC 2 | SHANDON DIAGNOSTICS Ltd. | GN00000005 | RSUD KARAWANG | BEKASI | JAWA BARAT | BEKASI | MAIN UNIT | CUSTOMER | 1 February 1990 | MOHAMAD SUKARJO - TSE CP | 13 May 2010 |  | 1 February 1990 | MOHAMAD SUKARJO - TSE CP | - |  | ACTIVE
CB1696E0611 | SCT04 | CITADEL 2000 | DIAGNOSTIC 2 | SHANDON DIAGNOSTICS Ltd. | GN00001220 | RSUP SANGLAH DENPASAR | DENPASAR | BALI | DENPASAR | MAIN UNIT | CUSTOMER | 17 November 2014 | I KADEK - TSE | 8 March 2007 |  | 17 November 2014 | I KADEK - TSE | - |  | ACTIVE
CB1733E0703 | SCT04 | CITADEL 2000 | DIAGNOSTIC 2 | SHANDON DIAGNOSTICS Ltd. | GN00002178 | RSUD DR SOETOMO SURABAYA | SURABAYA-1 | JAWA TIMUR | SURABAYA | MAIN UNIT | CUSTOMER | - |  | 1 January 1900 |  | - |  | - |  | ACTIVE
CB1777E0711 | SCT04 | CITADEL 2000 | DIAGNOSTIC 2 | SHANDON DIAGNOSTICS Ltd. | GN00001131 | RSUD SERANG | TANGERANG | BANTEN | SERANG | MAIN UNIT | CUSTOMER | 1 February 1990 | TRIYONO - TSE AREA BARAT | 1 January 2010 |  | 1 February 1990 | TRIYONO - TSE AREA BARAT | - |  | ACTIVE
CB1794E0801 | SCT04 | CITADEL 2000 | DIAGNOSTIC 2 | SHANDON DIAGNOSTICS Ltd. | GN00000786 | RS PENDIDIKAN UNHAS | MAKASSAR | SULAWESI SELATAN | MAKASSAR | MAIN UNIT | CUSTOMER | 10 April 2015 |  | 1 January 1900 |  | 10 April 2015 |  | - |  | ACTIVE
CB1802E0803 | SCT04 | CITADEL 2000 | DIAGNOSTIC 2 | SHANDON DIAGNOSTICS Ltd. | GN00001877 | LAB CITO YOGYAKARTA ATMO | YOGYAKARTA | YOGYAKARTA | YOGYAKARTA | MAIN UNIT | CUSTOMER | 1 February 1990 | DIAN FEBRIYANA - TSE | 1 January 1900 |  | 1 February 1990 | DIAN FEBRIYANA - TSE | - |  | ACTIVE
CB1803E0803 | SCT04 | CITADEL 2000 | DIAGNOSTIC 2 | SHANDON DIAGNOSTICS Ltd. | GN00000125 | RS CHARITAS PALEMBANG | PALEMBANG | SUMATERA SELATAN | PALEMBANG | MAIN UNIT | CUSTOMER | 18 December 2014 | INDRA BUDI GUNAWAN | 1 August 2008 |  | 18 December 2014 | INDRA BUDI GUNAWAN | - |  | ACTIVE
CB1842E0807 | SCT04 | CITADEL 2000 | DIAGNOSTIC 2 | SHANDON DIAGNOSTICS Ltd. | GN00000535 | RSUP DR KARIADI | SEMARANG | JAWA TENGAH | SEMARANG | MAIN UNIT | CUSTOMER | 25 March 2015 | MUNADI - TSE | 1 January 2010 |  | 25 March 2015 | MUNADI - TSE | - |  | ACTIVE
CB1844E0807 | SCT04 | CITADEL 2000 | DIAGNOSTIC 2 | SHANDON DIAGNOSTICS Ltd. | GN00002818 | PT. INNOLAB SAINS INTERNATIONAL ( KALGEN INNOLAB ) | JAKARTA-1 | DKI JAKARTA | JAKARTA TIMUR | MAIN UNIT | CUSTOMER | - |  | 1 January 2012 |  | - |  | - |  | ACTIVE
CB1891E0905 | SCT04 | CITADEL 2000 | DIAGNOSTIC 2 | SHANDON DIAGNOSTICS Ltd. | GN00001918 | RS ISLAM KLATEN | YOGYAKARTA | YOGYAKARTA | YOGYAKARTA | MAIN UNIT | CUSTOMER | 17 April 2015 |  | 1 January 1900 |  | 17 April 2015 |  | - |  | ACTIVE
CB1920E0910 | SCT04 | CITADEL 2000 | DIAGNOSTIC 2 | SHANDON DIAGNOSTICS Ltd. | GN00001972 | RS MITRA KELUARGA BEKASI TIMUR | BEKASI | JAWA BARAT | BEKASI | MAIN UNIT | CUSTOMER | 1 February 1990 | GATOT SURYA ADIPUTRA - TSE | 3 March 2011 |  | 1 February 1990 | GATOT SURYA ADIPUTRA - TSE | - |  | ACTIVE
CB1950E1006 | SCT04 | CITADEL 2000 | DIAGNOSTIC 2 | SHANDON DIAGNOSTICS Ltd. | GN00001009 | MRCCC Siloam Hospitals Semanggi | JAKARTA-1 | DKI JAKARTA | JAKARTA PUSAT | MAIN UNIT | CUSTOMER | 1 February 1990 | INDRA BUDI GUNAWAN | 1 January 2012 |  | 1 February 1990 | INDRA BUDI GUNAWAN | - |  | ACTIVE
CB1951E1006 | SCT04 | CITADEL 2000 | DIAGNOSTIC 2 | SHANDON DIAGNOSTICS Ltd. | GN00001717 | RSUD KOTA MATARAM | MATARAM | NUSA TENGGARA BARAT | MATARAM | MAIN UNIT | CUSTOMER | 1 February 1990 | I KADEK - TSE | 1 January 1900 |  | 1 February 1990 | I KADEK - TSE | - |  | ACTIVE
CB1952E1006 | SCT04 | CITADEL 2000 | DIAGNOSTIC 2 | SHANDON DIAGNOSTICS Ltd. | GN00002178 | RSUD DR SOETOMO SURABAYA | SURABAYA-1 | JAWA TIMUR | SURABAYA | MAIN UNIT | CUSTOMER | 10 April 2015 |  | 1 January 1900 |  | 10 April 2015 |  | - |  | ACTIVE
CB1986E1206 | SCT04 | CITADEL 2000 | DIAGNOSTIC 2 | SHANDON DIAGNOSTICS Ltd. | GN00002476 | RSUD CARUBAN | KEDIRI | JAWA TIMUR | MADIUN | MAIN UNIT | CUSTOMER | 1 February 1990 | ANDI ISMAIL - SPV TSE TIMUR | 1 January 1900 |  | 1 February 1990 | ANDI ISMAIL - SPV TSE TIMUR | - |  | ACTIVE
CB2-15060222 | B1551 |  |  |  | GN00002985 | WORKSHOOP CSM PUSAT | PUSAT | DKI JAKARTA | JAKARTA TIMUR | MAIN UNIT | EMP | 15 August 2018 | TRIYONO - TSE AREA BARAT | 15 August 2018 |  | 15 August 2018 | TRIYONO - TSE AREA BARAT | - |  | INACTIVE
CB2033E1308 | SCT04 | CITADEL 2000 | DIAGNOSTIC 2 | SHANDON DIAGNOSTICS Ltd. | GN00000513 | RS ROEMANI SEMARANG | SEMARANG | JAWA TENGAH | SEMARANG | MAIN UNIT | CUSTOMER | - |  | 16 December 2013 |  | - |  | - |  | ACTIVE
CB2042E1604 | SCT04 | CITADEL 2000 | DIAGNOSTIC 2 | SHANDON DIAGNOSTICS Ltd. | GN00000073 | RSUD MENGGALA TULANG BAWANG | BANDAR LAMPUNG | LAMPUNG | BANDAR LAMPUNG | MAIN UNIT | CUSTOMER | 28 September 2017 |  | 28 September 2017 |  | 28 September 2017 |  | - |  | ACTIVE
CB2047E1311 | SCT04 | CITADEL 2000 | DIAGNOSTIC 2 | SHANDON DIAGNOSTICS Ltd. | GN00001909 | RSUD MUNTILAN | YOGYAKARTA | YOGYAKARTA | YOGYAKARTA | MAIN UNIT | CUSTOMER | - |  | 1 June 2013 |  | - |  | - |  | ACTIVE
CB2050E1606 | SCT04 | CITADEL 2000 | DIAGNOSTIC 2 | SHANDON DIAGNOSTICS Ltd. | GN00002985 | WORKSHOOP CSM PUSAT | PUSAT | DKI JAKARTA | JAKARTA TIMUR | MAIN UNIT | EMP | 7 October 2020 | FAJAR FAHMI - TSE | 18 July 2022 | MUNADI - TSE | 7 October 2020 | FAJAR FAHMI - TSE | 25 November 2024 | SAHID DERMAWAN - SPV TSE BARAT | ACTIVE
CB205161312 | SCT04 | CITADEL 2000 | DIAGNOSTIC 2 | SHANDON DIAGNOSTICS Ltd. | GN00001966 | RS SILOAM ( PT SILOAM INTERNATIONAL HOSPITALS ) CIKARANG | BEKASI | JAWA BARAT | CIKARANG | MAIN UNIT | CUSTOMER | 31 December 2014 |  | 28 February 2014 |  | 31 December 2014 |  | - |  | ACTIVE
CB2052E1312 | SCT04 | CITADEL 2000 | DIAGNOSTIC 2 | SHANDON DIAGNOSTICS Ltd. | GN00001967 | RS DEWI SRI | BEKASI | JAWA BARAT | KARAWANG | MAIN UNIT | CUSTOMER | 22 January 2015 | SURYADI | 8 January 2014 |  | 22 January 2015 | SURYADI | - |  | ACTIVE
CB2057E1401 | SCT04 | CITADEL 2000 | DIAGNOSTIC 2 | SHANDON DIAGNOSTICS Ltd. | GN00008486 | FAKULTAS KEDOKTERAN UNSOED | PURWOKERTO | JAWA TENGAH | PURWOKERTO | MAIN UNIT | CUSTOMER | 25 February 2015 | DIAN FEBRIYANA - TSE | 11 September 2014 |  | 25 February 2015 | DIAN FEBRIYANA - TSE | - |  | ACTIVE
CB2058E1401 | SCT04 | CITADEL 2000 | DIAGNOSTIC 2 | SHANDON DIAGNOSTICS Ltd. | GN00000629 | RSUD ULIN | BANJARMASIN | KALIMANTAN SELATAN | BANJARMASIN | MAIN UNIT | CUSTOMER | - |  | 30 September 2014 |  | - |  | - |  | ACTIVE
CB2063E1403 | SCT04 | CITADEL 2000 | DIAGNOSTIC 2 | SHANDON DIAGNOSTICS Ltd. | GN00001334 | RSUD Sanjiwani Gianyar | DENPASAR | BALI |  | MAIN UNIT | CUSTOMER | 17 November 2014 | I KADEK - TSE | 12 June 2014 |  | 17 November 2014 | I KADEK - TSE | - |  | ACTIVE
CB2096E1408 | SCT04 | CITADEL 2000 | DIAGNOSTIC 2 | SHANDON DIAGNOSTICS Ltd. | GN00005553 | DR ANDI FAJAR WELA | MAKASSAR | SULAWESI SELATAN | MAKASSAR | MAIN UNIT | CUSTOMER | 9 January 2015 | HARI UDI RAHARJO - TSE | 9 January 2015 |  | 9 January 2015 | HARI UDI RAHARJO - TSE | - |  | ACTIVE
CB2102E1411 | SCT04 | CITADEL 2000 | DIAGNOSTIC 2 | SHANDON DIAGNOSTICS Ltd. | GN00002459 | RSUD PACITAN | KEDIRI | JAWA TIMUR | PACITAN | MAIN UNIT | CUSTOMER | - |  | 25 August 2015 |  | - |  | - |  | ACTIVE
CB2105E1412 | SCT04 | CITADEL 2000 | DIAGNOSTIC 2 | SHANDON DIAGNOSTICS Ltd. | GN00008397 | RS TK II DR. SOEPRAOEN | MALANG | JAWA TIMUR | MALANG | MAIN UNIT | CUSTOMER | 25 February 2015 | ZENZEN | 25 February 2015 |  | 25 February 2015 | ZENZEN | - |  | ACTIVE
CB2106E1412 | SCT04 | CITADEL 2000 | DIAGNOSTIC 2 | SHANDON DIAGNOSTICS Ltd. | GN00001783 | RS PKU Muhammadiyah Surakarta | SOLO | JAWA TENGAH | SURAKARTA | MAIN UNIT | CUSTOMER | 3 November 2018 | TEGAR PANDU - TSE | 3 November 2018 |  | 3 November 2018 | TEGAR PANDU - TSE | - |  | ACTIVE
CB2122E1507 | SCT04 | CITADEL 2000 | DIAGNOSTIC 2 | SHANDON DIAGNOSTICS Ltd. | GN00003411 | RSUD DR. H. RM. SOESELO | TEGAL | JAWA TENGAH | TEGAL | MAIN UNIT | CUSTOMER | 20 October 2015 | MUNADI - TSE | 20 October 2015 |  | 20 October 2015 | MUNADI - TSE | - |  | ACTIVE
CB2124E1507 | SCT04 | CITADEL 2000 | DIAGNOSTIC 2 | SHANDON DIAGNOSTICS Ltd. | GN00000484 | RSUD KOTA IDI RAYEUK | BANDA ACEH | ACEH | ACEH TIMUR | MAIN UNIT | CUSTOMER | 3 May 2016 | TRIYONO - TSE AREA BARAT | 22 October 2015 |  | 3 May 2016 | TRIYONO - TSE AREA BARAT | - |  | ACTIVE
CB2125E1507 | SCT04 | CITADEL 2000 | DIAGNOSTIC 2 | SHANDON DIAGNOSTICS Ltd. | GN00008183 | RS NASIONAL DIPONEGORO | SEMARANG | JAWA TENGAH | SEMARANG | MAIN UNIT | CUSTOMER | 28 October 2015 | MUNADI - TSE | 28 October 2015 |  | 28 October 2015 | MUNADI - TSE | - |  | ACTIVE
CB2126E1507 | SCT04 | CITADEL 2000 | DIAGNOSTIC 2 | SHANDON DIAGNOSTICS Ltd. | GN00003801 | RSU DR H SOEWONDO KENDAL | SEMARANG | JAWA TENGAH | SEMARANG | MAIN UNIT | CUSTOMER | - |  | 1 January 1900 |  | - |  | - |  | ACTIVE
CB2127E1607 | SCT04 | CITADEL 2000 | DIAGNOSTIC 2 | SHANDON DIAGNOSTICS Ltd. | GN00000409 | RSUD KABAN JAHE | MEDAN | SUMATERA UTARA | KABANJAHE | MAIN UNIT | CUSTOMER | 26 November 2015 | ARBIANSYAH - TSE | 26 November 2015 |  | 26 November 2015 | ARBIANSYAH - TSE | - |  | ACTIVE
CB2129E1508 | SCT04 | CITADEL 2000 | DIAGNOSTIC 2 | SHANDON DIAGNOSTICS Ltd. | GN00000226 | RSU INDRASARI RENGAT | PEKAN BARU | RIAU | RENGAT | MAIN UNIT | CUSTOMER | 28 September 2017 | TRIYONO - TSE AREA BARAT | 23 June 2016 |  | 28 September 2017 | TRIYONO - TSE AREA BARAT | - |  | ACTIVE
CB2131E1509 | SCT04 | CITADEL 2000 | DIAGNOSTIC 2 | SHANDON DIAGNOSTICS Ltd. | GN00001335 | RSUD WANGAYA | DENPASAR | BALI | DENPASAR | MAIN UNIT | CUSTOMER | - |  | - |  | 9 July 2020 | NURIL MAGHFIROH - TSE CSR | - |  | ACTIVE
CB5035E1704 | SCT04 | CITADEL 2000 | DIAGNOSTIC 2 | SHANDON DIAGNOSTICS Ltd. | GN00002952 | RUMKIT TK III WIJAYAKUSUMA | PURWOKERTO | JAWA TENGAH | PURWOKERTO | MAIN UNIT | EMP | - |  | 22 August 2023 |  | - |  | 23 October 2023 | ANDI ISMAIL - SPV TSE TIMUR | ACTIVE
CB503SE1704 | SCT04 | CITADEL 2000 | DIAGNOSTIC 2 | SHANDON DIAGNOSTICS Ltd. | GN00002818 | PT. INNOLAB SAINS INTERNATIONAL ( KALGEN INNOLAB ) | JAKARTA-1 | DKI JAKARTA | JAKARTA TIMUR | MAIN UNIT | EMP | 13 September 2017 | TRIYONO - TSE AREA BARAT | 1 January 1900 |  | 13 September 2017 | TRIYONO - TSE AREA BARAT | - |  | ACTIVE
CB5051E1706 | SCT04 | CITADEL 2000 | DIAGNOSTIC 2 | SHANDON DIAGNOSTICS Ltd. | GN00011810 | LAB ABC | JAKARTA-2 | DKI JAKARTA | JAKARTA BARAT | MAIN UNIT | CUSTOMER | 15 November 2018 | ARBIANSYAH - TSE | 15 November 2018 |  | 15 November 2018 | ARBIANSYAH - TSE | - |  | ACTIVE
CC0363C1011 | CKHC2 | CRYOTOME LOW-PROFILE BLADE HOLDER FOR FSE | DIAGNOSTIC 2 | SHANDON DIAGNOSTICS Ltd. | GN00001009 | MRCCC Siloam Hospitals Semanggi | JAKARTA-1 | DKI JAKARTA | JAKARTA PUSAT | MAIN UNIT | CUSTOMER | 1 February 1990 | INDRA BUDI GUNAWAN | 1 January 2012 |  | 1 February 1990 | INDRA BUDI GUNAWAN | - |  | ACTIVE
CC0439C1107 | SCFSE | CRYOTOME FSE UNIT ONLY | DIAGNOSTIC 2 | SHANDON DIAGNOSTICS Ltd. | GN00000516 | RS TELOGOREJO | SEMARANG | JAWA TENGAH | SEMARANG | MAIN UNIT | CUSTOMER | 1 February 1990 | MUNADI - TSE | 1 January 1900 |  | 1 February 1990 | MUNADI - TSE | - |  | ACTIVE
CC0464C1109 | SCFSE | CRYOTOME FSE UNIT ONLY | DIAGNOSTIC 2 | SHANDON DIAGNOSTICS Ltd. | GN00000535 | RSUP DR KARIADI | SEMARANG | JAWA TENGAH | SEMARANG | MAIN UNIT | CUSTOMER | 5 February 2018 | ANDRIAS NUGROHO - TSE | 5 February 2018 |  | 5 February 2018 | ANDRIAS NUGROHO - TSE | - |  | ACTIVE
CC0997C1406 | SCFSE | CRYOTOME FSE UNIT ONLY | DIAGNOSTIC 2 | SHANDON DIAGNOSTICS Ltd. | GN00001083 | RS KANKER DHARMAIS | JAKARTA-2 | DKI JAKARTA | JAKARTA BARAT | MAIN UNIT | CUSTOMER | 24 March 2015 | PETRUS SIMON | 1 June 2011 |  | 24 March 2015 | PETRUS SIMON | - |  | ACTIVE
CC1045C1408 | SCFSE | CRYOTOME FSE UNIT ONLY | DIAGNOSTIC 2 | SHANDON DIAGNOSTICS Ltd. | GN00002092 | RS PUSAT PERTAMINA | JAKARTA-2 | DKI JAKARTA | JAKARTA SELATAN | MAIN UNIT | CUSTOMER | - |  | 1 January 2013 |  | - |  | - |  | ACTIVE
CC1169C1504 | SCFSE | CRYOTOME FSE UNIT ONLY | DIAGNOSTIC 2 | SHANDON DIAGNOSTICS Ltd. | GN00001070 | RSU CIANJUR | BOGOR | JAWA BARAT | CIANJUR | MAIN UNIT | CUSTOMER | 29 July 2015 | SURYADI | 29 June 2015 |  | 29 July 2015 | SURYADI | - |  | ACTIVE
CC1170C1504 | SCFSE | CRYOTOME FSE UNIT ONLY | DIAGNOSTIC 2 | SHANDON DIAGNOSTICS Ltd. | GN00004589 | RSUP SARDJITO YOGYAKARTA | YOGYAKARTA | YOGYAKARTA | YOGYAKARTA | MAIN UNIT | CUSTOMER | 31 August 2015 | DIAN FEBRIYANA - TSE | 26 August 2015 |  | 31 August 2015 | DIAN FEBRIYANA - TSE | - |  | ACTIVE
CC1171C1504 | SCFSE | CRYOTOME FSE UNIT ONLY | DIAGNOSTIC 2 | SHANDON DIAGNOSTICS Ltd. | GN00000974 | RSUP HASAN SADIKIN ( RSHS ) | BANDUNG | JAWA BARAT | BANDUNG | MAIN UNIT | CUSTOMER | 4 August 2015 | MOHAMAD SUKARJO - TSE CP | 1 July 2015 |  | 4 August 2015 | MOHAMAD SUKARJO - TSE CP | - |  | ACTIVE
CC1200C1506 | SCFSE | CRYOTOME FSE UNIT ONLY | DIAGNOSTIC 2 | SHANDON DIAGNOSTICS Ltd. | GN00001320 | RSUD MANGUSADA BADUNG | DENPASAR | BALI | BADUNG | MAIN UNIT | CUSTOMER | 19 December 2017 | I KADEK - TSE | 19 December 2017 |  | 19 December 2017 | I KADEK - TSE | - |  | ACTIVE
CC1228C1507 | CRSME |  |  |  | GN00003153 | BALAI BESAR VETERINER MAROS | MAKASSAR | SULAWESI SELATAN | MAROS | MAIN UNIT | CUSTOMER | 18 April 2016 | HARI UDI RAHARJO - TSE | 18 April 2016 |  | 18 April 2016 | HARI UDI RAHARJO - TSE | - |  | INACTIVE
CC1232C1508 | SCFSE | CRYOTOME FSE UNIT ONLY | DIAGNOSTIC 2 | SHANDON DIAGNOSTICS Ltd. | GN00001102 | RSUD Cengkareng | JAKARTA-2 | DKI JAKARTA | JAKARTA BARAT | MAIN UNIT | CUSTOMER | - |  | 4 May 2016 |  | - |  | - |  | ACTIVE
CC1233C1508 | SCFSE | CRYOTOME FSE UNIT ONLY | DIAGNOSTIC 2 | SHANDON DIAGNOSTICS Ltd. | GN00000535 | RSUP DR KARIADI | SEMARANG | JAWA TENGAH | SEMARANG | MAIN UNIT | CUSTOMER | 7 October 2015 | MUNADI - TSE | 7 October 2015 |  | 7 October 2015 | MUNADI - TSE | - |  | ACTIVE
CC1234C1603 | SCFSE | CRYOTOME FSE UNIT ONLY | DIAGNOSTIC 2 | SHANDON DIAGNOSTICS Ltd. | GN17040007 | RS SILOAM PANGKAL PINANG | PANGKAL PINANG | KEPULAUAN BANGKA BELITUNG | PANGKAL PINANG | MAIN UNIT | CUSTOMER | 10 April 2017 | LEONARDUS ADI | 9 April 2017 |  | 10 April 2017 | LEONARDUS ADI | - |  | ACTIVE
CC1315C1603 | SCFSE | CRYOTOME FSE UNIT ONLY | DIAGNOSTIC 2 | SHANDON DIAGNOSTICS Ltd. | GN17060056 | RS Siloam Bogor | BOGOR | JAWA BARAT | BOGOR | MAIN UNIT | CUSTOMER | 4 July 2017 | IBNUL AZIZ - TSE | 4 July 2017 |  | 4 July 2017 | IBNUL AZIZ - TSE | - |  | ACTIVE
CC1316C1603 | SCFSE | CRYOTOME FSE UNIT ONLY | DIAGNOSTIC 2 | SHANDON DIAGNOSTICS Ltd. | GN00002985 | WORKSHOOP CSM PUSAT | PUSAT | DKI JAKARTA | JAKARTA TIMUR | MAIN UNIT | EMP | - |  | 22 May 2018 |  | - |  | - |  | ACTIVE
CC1319C1602 | SCFSE | CRYOTOME FSE UNIT ONLY | DIAGNOSTIC 2 | SHANDON DIAGNOSTICS Ltd. | GN00004893 | RS PENDIDIKAN UNS SURAKARTA | SOLO | JAWA TENGAH | SURAKARTA | MAIN UNIT | CUSTOMER | 14 September 2016 | MUNADI - TSE | 14 September 2016 |  | 14 September 2016 | MUNADI - TSE | - |  | ACTIVE
CC1319C1603 | SCFSE | CRYOTOME FSE UNIT ONLY | DIAGNOSTIC 2 | SHANDON DIAGNOSTICS Ltd. | GN00004893 | RS PENDIDIKAN UNS SURAKARTA | SOLO | JAWA TENGAH | SURAKARTA | MAIN UNIT | CUSTOMER | 28 October 2016 | ANDRIAS NUGROHO - TSE | 14 September 2016 |  | 28 October 2016 | ANDRIAS NUGROHO - TSE | - |  | ACTIVE
CC1323C1603 | ECA12 | CRYOSTAT WITH DOUBLE COMPRESSOR AND FORMALIN FUMIGATION | DIAGNOSTIC 2 | SHANDON DIAGNOSTICS Ltd. | GN00001471 | RSU DR MOEWARDI SURAKARTA | SOLO | JAWA TENGAH | SURAKARTA | MAIN UNIT | CUSTOMER | - |  | 20 September 2016 |  | - |  | - |  | ACTIVE
CC1325C1603 | SCFSE | CRYOTOME FSE UNIT ONLY | DIAGNOSTIC 2 | SHANDON DIAGNOSTICS Ltd. | GN17100016 | RS SILOAM ( PT SILOAM INTERNATIONAL HOSPITALS ) - JEMBER | JEMBER | JAWA TIMUR | JEMBER | MAIN UNIT | CUSTOMER | - |  | 12 October 2017 |  | - |  | - |  | ACTIVE
CC1326C1603 | SCFSE | CRYOTOME FSE UNIT ONLY | DIAGNOSTIC 2 | SHANDON DIAGNOSTICS Ltd. | GN00002460 | RSUD NGANJUK | KEDIRI | JAWA TIMUR | NGANJUK | MAIN UNIT | CUSTOMER | - |  | 25 October 2016 |  | - |  | - |  | ACTIVE
CHM00022401EP | E355S | MICROTOME HM355S | DIAGNOSTIC 2 | EPREDIA NETHERLANDS B.V | GN00002986 | RDC PUSAT - RAWAGELAM | PUSAT | DKI JAKARTA | JAKARTA TIMUR | MAIN UNIT | EMP | - |  | - |  | 3 April 2024 | LEO LANANG SIGIT - TSE CP | - |  | ACTIVE
CHM00032401Ep | E355S | MICROTOME HM355S | DIAGNOSTIC 2 | EPREDIA NETHERLANDS B.V | GN00002985 | WORKSHOOP CSM PUSAT | PUSAT | DKI JAKARTA | JAKARTA TIMUR | MAIN UNIT | EMP | - |  | - |  | 3 April 2024 | LEO LANANG SIGIT - TSE CP | - |  | ACTIVE
CHM00042401EP | E355S | MICROTOME HM355S | DIAGNOSTIC 2 | EPREDIA NETHERLANDS B.V | GN25080014 | EKA HOSPITAL MT HARYONO | PEJATEN | DKI JAKARTA | JAKARTA SELATAN | MAIN UNIT | CUSTOMER | - |  | 29 August 2025 |  | 3 April 2024 | LEO LANANG SIGIT - TSE CP | 11 September 2025 | SAHID DERMAWAN - SPV TSE BARAT | ACTIVE
CHM00052401EP | E355S | MICROTOME HM355S | DIAGNOSTIC 2 | EPREDIA NETHERLANDS B.V | GN00002986 | RDC PUSAT - RAWAGELAM | PUSAT | DKI JAKARTA | JAKARTA TIMUR | MAIN UNIT | EMP | - |  | - |  | 3 April 2024 | LEO LANANG SIGIT - TSE CP | - |  | ACTIVE
CHM00062401EP | E355S | MICROTOME HM355S | DIAGNOSTIC 2 | EPREDIA NETHERLANDS B.V | GN00003001 | PT. ENSEVAL MEDIKA PRIMA - HO | PUSAT | DKI JAKARTA | JAKARTA TIMUR | MAIN UNIT | EMP | - |  | - |  | 3 April 2024 | LEO LANANG SIGIT - TSE CP | - |  | ACTIVE
CHM00072401EP | E355S | MICROTOME HM355S | DIAGNOSTIC 2 | EPREDIA NETHERLANDS B.V | GN00002986 | RDC PUSAT - RAWAGELAM | PUSAT | DKI JAKARTA | JAKARTA TIMUR | MAIN UNIT | EMP | - |  | - |  | 3 April 2024 | LEO LANANG SIGIT - TSE CP | - |  | ACTIVE
CHM00082401EP | E355S | MICROTOME HM355S | DIAGNOSTIC 2 | EPREDIA NETHERLANDS B.V | GN00002986 | RDC PUSAT - RAWAGELAM | PUSAT | DKI JAKARTA | JAKARTA TIMUR | MAIN UNIT | EMP | - |  | - |  | 3 April 2024 | LEO LANANG SIGIT - TSE CP | - |  | ACTIVE
CHM00092401EP | E355S | MICROTOME HM355S | DIAGNOSTIC 2 | EPREDIA NETHERLANDS B.V | GN00002986 | RDC PUSAT - RAWAGELAM | PUSAT | DKI JAKARTA | JAKARTA TIMUR | MAIN UNIT | EMP | - |  | - |  | 3 April 2024 | LEO LANANG SIGIT - TSE CP | - |  | ACTIVE
CHM00262401EP | EC140 | HM325 with blade holder and UCC | DIAGNOSTIC 2 | EPREDIA NETHERLANDS B.V | GN00002986 | RDC PUSAT - RAWAGELAM | PUSAT | DKI JAKARTA | JAKARTA TIMUR | MAIN UNIT | EMP | - |  | - |  | 22 February 2024 | LEO LANANG SIGIT - TSE CP | - |  | ACTIVE
CHM00272401EP | EC140 | HM325 with blade holder and UCC | DIAGNOSTIC 2 | EPREDIA NETHERLANDS B.V | GN00007939 | RS SANTOSA KOPO | BANDUNG | JAWA BARAT | BANDUNG | MAIN UNIT | CUSTOMER | - |  | 2 October 2024 |  | 22 February 2024 | LEO LANANG SIGIT - TSE CP | 5 November 2024 | SAHID DERMAWAN - SPV TSE BARAT | ACTIVE
CHM00282401EP | EC140 | HM325 with blade holder and UCC | DIAGNOSTIC 2 | EPREDIA NETHERLANDS B.V | GN00001028 | RS MITRA KELUARGA KELAPA GADING | JAKARTA-1 | DKI JAKARTA | JAKARTA UTARA | MAIN UNIT | EMP | - |  | 11 November 2024 |  | 22 February 2024 | LEO LANANG SIGIT - TSE CP | 27 March 2025 | SAHID DERMAWAN - SPV TSE BARAT | ACTIVE
CHM00292401EP | EC140 | HM325 with blade holder and UCC | DIAGNOSTIC 2 | EPREDIA NETHERLANDS B.V | GN00007155 | RSUD SINGAPARNA KAB TASIK | TASIKMALAYA | JAWA BARAT | SINGAPARNA | MAIN UNIT | EMP | - |  | - |  | 22 February 2024 | LEO LANANG SIGIT - TSE CP | - |  | ACTIVE
CHM00302401EP | EC140 | HM325 with blade holder and UCC | DIAGNOSTIC 2 | EPREDIA NETHERLANDS B.V | GN17060075 | CIPUTRA MITRA HOSPITAL | BANJARMASIN | KALIMANTAN SELATAN | BANJARMASIN | MAIN UNIT | EMP | - |  | 17 October 2024 |  | 22 February 2024 | LEO LANANG SIGIT - TSE CP | 17 December 2024 | ANDI ISMAIL - SPV TSE TIMUR | ACTIVE
CHM00312401EP | EC140 | HM325 with blade holder and UCC | DIAGNOSTIC 2 | EPREDIA NETHERLANDS B.V | GN24120011 | BALI INTERNATIONAL HOSPITAL - RS BIH | DENPASAR | BALI | DENPASAR | MAIN UNIT | CUSTOMER | - |  | 15 January 2025 |  | 22 February 2024 | LEO LANANG SIGIT - TSE CP | 20 January 2025 | ANDI ISMAIL - SPV TSE TIMUR | ACTIVE
CHM00322401EP | EC140 | HM325 with blade holder and UCC | DIAGNOSTIC 2 | EPREDIA NETHERLANDS B.V | GN00001162 | RSUD INDRAMAYU | CIREBON | JAWA BARAT | INDRAMAYU | MAIN UNIT | CUSTOMER | - |  | 12 December 2024 |  | 22 February 2024 | LEO LANANG SIGIT - TSE CP | 6 January 2025 | SAHID DERMAWAN - SPV TSE BARAT | ACTIVE
CHM00332401EP | EC140 | HM325 with blade holder and UCC | DIAGNOSTIC 2 | EPREDIA NETHERLANDS B.V | GN00002986 | RDC PUSAT - RAWAGELAM | PUSAT | DKI JAKARTA | JAKARTA TIMUR | MAIN UNIT | EMP | - |  | - |  | 22 February 2024 | LEO LANANG SIGIT - TSE CP | - |  | ACTIVE
CHM00342401EP | EC140 | HM325 with blade holder and UCC | DIAGNOSTIC 2 | EPREDIA NETHERLANDS B.V | GN00001501 | RS PARU JEMBER | JEMBER | JAWA TIMUR | JEMBER | MAIN UNIT | CUSTOMER | - |  | 25 October 2024 |  | 22 February 2024 | LEO LANANG SIGIT - TSE CP | 5 November 2024 | ANDI ISMAIL - SPV TSE TIMUR | ACTIVE
CHM00352401EP | EC140 | HM325 with blade holder and UCC | DIAGNOSTIC 2 | EPREDIA NETHERLANDS B.V | GN00001077 | RS PELNI PETAMBURAN | JAKARTA-2 | DKI JAKARTA | JAKARTA BARAT | MAIN UNIT | CUSTOMER | - |  | 12 November 2024 |  | 22 February 2024 | LEO LANANG SIGIT - TSE CP | 2 December 2024 | SAHID DERMAWAN - SPV TSE BARAT | ACTIVE
CHM00362401EP | EC140 | HM325 with blade holder and UCC | DIAGNOSTIC 2 | EPREDIA NETHERLANDS B.V | GN00001028 | RS MITRA KELUARGA KELAPA GADING | JAKARTA-1 | DKI JAKARTA | JAKARTA UTARA | MAIN UNIT | EMP | - |  | - |  | 22 February 2024 | LEO LANANG SIGIT - TSE CP | - |  | ACTIVE
CHM00512401EP | EC140 | HM325 with blade holder and UCC | DIAGNOSTIC 2 | EPREDIA NETHERLANDS B.V | GN00002986 | RDC PUSAT - RAWAGELAM | PUSAT | DKI JAKARTA | JAKARTA TIMUR | MAIN UNIT | EMP | - |  | - |  | 22 February 2024 | LEO LANANG SIGIT - TSE CP | - |  | ACTIVE
CHM00522401EP | EC140 | HM325 with blade holder and UCC | DIAGNOSTIC 2 | EPREDIA NETHERLANDS B.V | GN20060001 | RS. HELSA JATIRAHAYU | BEKASI | JAWA BARAT | BEKASI | MAIN UNIT | CUSTOMER | - |  | 24 June 2025 |  | 22 February 2024 | LEO LANANG SIGIT - TSE CP | 1 July 2025 | SAHID DERMAWAN - SPV TSE BARAT | ACTIVE
CHM00532401EP | EC140 | HM325 with blade holder and UCC | DIAGNOSTIC 2 | EPREDIA NETHERLANDS B.V | GN00001334 | RSUD Sanjiwani Gianyar | DENPASAR | BALI |  | MAIN UNIT | CUSTOMER | - |  | 12 June 2025 |  | 22 February 2024 | LEO LANANG SIGIT - TSE CP | 19 June 2025 | SAHID DERMAWAN - SPV TSE BARAT | ACTIVE
CHM00542401EP | EC140 | HM325 with blade holder and UCC | DIAGNOSTIC 2 | EPREDIA NETHERLANDS B.V | GN00001322 | RS Emma | SURABAYA-1 | JAWA TIMUR |  | MAIN UNIT | CUSTOMER | - |  | 12 June 2025 |  | 22 February 2024 | LEO LANANG SIGIT - TSE CP | 19 June 2025 | SAHID DERMAWAN - SPV TSE BARAT | ACTIVE
CHM00552401EP | EC140 | HM325 with blade holder and UCC | DIAGNOSTIC 2 | EPREDIA NETHERLANDS B.V | GN21050022 | RSUD PANDEGA PANGANDARAN | TASIKMALAYA | JAWA BARAT | TASIKMALAYA | MAIN UNIT | CUSTOMER | - |  | 26 June 2025 |  | 22 February 2024 | LEO LANANG SIGIT - TSE CP | 1 July 2025 | SAHID DERMAWAN - SPV TSE BARAT | ACTIVE
CHM00562401EP | EC140 | HM325 with blade holder and UCC | DIAGNOSTIC 2 | EPREDIA NETHERLANDS B.V | GN00002986 | RDC PUSAT - RAWAGELAM | PUSAT | DKI JAKARTA | JAKARTA TIMUR | MAIN UNIT | EMP | - |  | - |  | 22 February 2024 | LEO LANANG SIGIT - TSE CP | - |  | ACTIVE
CHM00572401EP | EC140 | HM325 with blade holder and UCC | DIAGNOSTIC 2 | EPREDIA NETHERLANDS B.V | GN19020012 | RSUD GRATI | MALANG | JAWA TIMUR | MALANG | MAIN UNIT | CUSTOMER | - |  | 26 August 2025 |  | 22 February 2024 | LEO LANANG SIGIT - TSE CP | 2 October 2025 | SAHID DERMAWAN - SPV TSE BARAT | ACTIVE
CHM00642401EP | E355S | MICROTOME HM355S | DIAGNOSTIC 2 | EPREDIA NETHERLANDS B.V | GN00002986 | RDC PUSAT - RAWAGELAM | PUSAT | DKI JAKARTA | JAKARTA TIMUR | MAIN UNIT | EMP | - |  | - |  | 3 April 2024 | LEO LANANG SIGIT - TSE CP | - |  | ACTIVE
CHM00652401EP | E355S | MICROTOME HM355S | DIAGNOSTIC 2 | EPREDIA NETHERLANDS B.V | GN00002986 | RDC PUSAT - RAWAGELAM | PUSAT | DKI JAKARTA | JAKARTA TIMUR | MAIN UNIT | EMP | - |  | - |  | 3 April 2024 | LEO LANANG SIGIT - TSE CP | - |  | ACTIVE
CHM00662401EP | E355S | MICROTOME HM355S | DIAGNOSTIC 2 | EPREDIA NETHERLANDS B.V | GN00002986 | RDC PUSAT - RAWAGELAM | PUSAT | DKI JAKARTA | JAKARTA TIMUR | MAIN UNIT | EMP | - |  | - |  | 3 April 2024 | LEO LANANG SIGIT - TSE CP | - |  | ACTIVE
CHM00672401EP | E355S | MICROTOME HM355S | DIAGNOSTIC 2 | EPREDIA NETHERLANDS B.V | GN00002986 | RDC PUSAT - RAWAGELAM | PUSAT | DKI JAKARTA | JAKARTA TIMUR | MAIN UNIT | EMP | - |  | - |  | 3 April 2024 | LEO LANANG SIGIT - TSE CP | - |  | ACTIVE
CHM01852402EP | E355S | MICROTOME HM355S | DIAGNOSTIC 2 | EPREDIA NETHERLANDS B.V | GN00002239 | UNIV SRIWIJAYA | PALEMBANG | SUMATERA SELATAN | PALEMBANG | MAIN UNIT | CUSTOMER | - |  | 29 October 2024 |  | 4 April 2024 | LEO LANANG SIGIT - TSE CP | 5 November 2024 | SAHID DERMAWAN - SPV TSE BARAT | ACTIVE
CHM01862402EP | E355S | MICROTOME HM355S | DIAGNOSTIC 2 | EPREDIA NETHERLANDS B.V | GN24120001 | FAK KEDOKTERAN UNIV ANDALAS | PADANG | SUMATERA BARAT | PADANG | MAIN UNIT | CUSTOMER | - |  | 4 December 2024 |  | 4 April 2024 | LEO LANANG SIGIT - TSE CP | 6 January 2025 | SAHID DERMAWAN - SPV TSE BARAT | ACTIVE
CHM01992402EP | E355S | MICROTOME HM355S | DIAGNOSTIC 2 | EPREDIA NETHERLANDS B.V | GN00000150 | RSUD OKU TIMUR (GUMAWANG) | PALEMBANG | SUMATERA SELATAN | BELITUNG | MAIN UNIT | CUSTOMER | - |  | 26 June 2025 |  | 4 April 2024 | LEO LANANG SIGIT - TSE CP | 1 July 2025 | SAHID DERMAWAN - SPV TSE BARAT | ACTIVE
CHM02002402EP | E355S | MICROTOME HM355S | DIAGNOSTIC 2 | EPREDIA NETHERLANDS B.V | GN00002986 | RDC PUSAT - RAWAGELAM | PUSAT | DKI JAKARTA | JAKARTA TIMUR | MAIN UNIT | EMP | - |  | - |  | 4 April 2024 | LEO LANANG SIGIT - TSE CP | - |  | ACTIVE
CHM02122502EP | EC140 | HM325 with blade holder and UCC | DIAGNOSTIC 2 | EPREDIA NETHERLANDS B.V | GN20010006 | RS PERMATA KELUARGA LIPPO CIKARANG | BEKASI | JAWA BARAT | BEKASI | MAIN UNIT | CUSTOMER | - |  | 30 July 2025 |  | 30 April 2025 | ERIS MAHRUS HADI - TSE CP | 4 August 2025 | SAHID DERMAWAN - SPV TSE BARAT | ACTIVE
CHM02132502EP | EC140 | HM325 with blade holder and UCC | DIAGNOSTIC 2 | EPREDIA NETHERLANDS B.V | GN00000167 | RSUD H. HANAFI - MUARA BUNGO | JAMBI | JAMBI | MUARA BUNGO | MAIN UNIT | CUSTOMER | - |  | 23 September 2025 |  | 30 April 2025 | ERIS MAHRUS HADI - TSE CP | 2 October 2025 | SAHID DERMAWAN - SPV TSE BARAT | ACTIVE
CHM02692305EP | SF355 | MICROM HM355S UNIT | DIAGNOSTIC 2 | SHANDON DIAGNOSTICS Ltd. | GN00000009 | RSU DR CIPTO MANGUNKUSUMO | JAKARTA-1 | DKI JAKARTA | JAKARTA PUSAT | MAIN UNIT | CUSTOMER | - |  | 13 November 2024 |  | 29 August 2023 | LEO LANANG SIGIT - TSE CP | 28 November 2024 | SAHID DERMAWAN - SPV TSE BARAT | ACTIVE
CHM02702305EP | SF355 | MICROM HM355S UNIT | DIAGNOSTIC 2 | SHANDON DIAGNOSTICS Ltd. | GN00001471 | RSU DR MOEWARDI SURAKARTA | SOLO | JAWA TENGAH | SURAKARTA | MAIN UNIT | CUSTOMER | - |  | 29 November 2024 |  | 29 August 2023 | LEO LANANG SIGIT - TSE CP | 3 December 2024 | SAHID DERMAWAN - SPV TSE BARAT | ACTIVE
CHM02712305EP | SF355 | MICROM HM355S UNIT | DIAGNOSTIC 2 | SHANDON DIAGNOSTICS Ltd. | GN23070011 | RSUD BATARA SIANG | MAKASSAR | SULAWESI SELATAN | MAKASSAR | MAIN UNIT | CUSTOMER | - |  | 26 June 2025 |  | 29 August 2023 | LEO LANANG SIGIT - TSE CP | 1 July 2025 | SAHID DERMAWAN - SPV TSE BARAT | ACTIVE
CHM02722305EP | SF355 | MICROM HM355S UNIT | DIAGNOSTIC 2 | SHANDON DIAGNOSTICS Ltd. | GN00002160 | RSU HAJI SURABAYA | SURABAYA-1 | JAWA TIMUR | SURABAYA | MAIN UNIT | CUSTOMER | - |  | 28 May 2025 |  | 29 August 2023 | LEO LANANG SIGIT - TSE CP | 30 October 2025 | ANDI ISMAIL - SPV TSE TIMUR | ACTIVE
CHM02852305EP | SF120 | COOL-CUT SYTEM | DIAGNOSTIC 2 | SHANDON DIAGNOSTICS Ltd. | GN00000129 | RSUP DR MOHAMMAD HOESIN | PALEMBANG | SUMATERA SELATAN | PALEMBANG | MAIN UNIT | EMP | - |  | - |  | 29 August 2023 | LEO LANANG SIGIT - TSE CP | - |  | ACTIVE
CHM03622306EP | SF200 | SECTION TRANSFER SYSTEM | DIAGNOSTIC 2 | SHANDON DIAGNOSTICS Ltd. | GN00002986 | RDC PUSAT - RAWAGELAM | PUSAT | DKI JAKARTA | JAKARTA TIMUR | MAIN UNIT | EMP | - |  | - |  | 29 August 2023 | LEO LANANG SIGIT - TSE CP | - |  | ACTIVE
CHM03632306EP | SF200 | SECTION TRANSFER SYSTEM | DIAGNOSTIC 2 | SHANDON DIAGNOSTICS Ltd. | GN00000638 | RSUD DAMANHURI BARABAI | BANJARMASIN | KALIMANTAN SELATAN | BANJARMASIN | MAIN UNIT | EMP | - |  | - |  | 29 August 2023 | LEO LANANG SIGIT - TSE CP | - |  | ACTIVE
CHM05932508EP | EC140 | HM325 with blade holder and UCC | DIAGNOSTIC 2 | EPREDIA NETHERLANDS B.V | GN00000009 | RSU DR CIPTO MANGUNKUSUMO | JAKARTA-1 | DKI JAKARTA | JAKARTA PUSAT | MAIN UNIT | EMP | - |  | - |  | 2 October 2025 | ERIS MAHRUS HADI - TSE CP | - |  | ACTIVE
CHM05942508EP | EC140 | HM325 with blade holder and UCC | DIAGNOSTIC 2 | EPREDIA NETHERLANDS B.V | GN00009332 | RS SILOAM ( PT SILOAM INTERNATIONAL HOSPITAL ) PT GRAMARI | MEDAN | SUMATERA UTARA | MEDAN | MAIN UNIT | CUSTOMER | - |  | 27 October 2025 |  | 2 October 2025 | ERIS MAHRUS HADI - TSE CP | 3 November 2025 | SAHID DERMAWAN - SPV TSE BARAT | ACTIVE
CHM05952508EP | EC140 | HM325 with blade holder and UCC | DIAGNOSTIC 2 | EPREDIA NETHERLANDS B.V | GN00002986 | RDC PUSAT - RAWAGELAM | PUSAT | DKI JAKARTA | JAKARTA TIMUR | MAIN UNIT | EMP | - |  | - |  | 2 October 2025 | ERIS MAHRUS HADI - TSE CP | - |  | ACTIVE
CHM05962508EP | EC140 | HM325 with blade holder and UCC | DIAGNOSTIC 2 | EPREDIA NETHERLANDS B.V | GN00002986 | RDC PUSAT - RAWAGELAM | PUSAT | DKI JAKARTA | JAKARTA TIMUR | MAIN UNIT | EMP | - |  | - |  | 2 October 2025 | ERIS MAHRUS HADI - TSE CP | - |  | ACTIVE
CHM05972508EP | EC140 | HM325 with blade holder and UCC | DIAGNOSTIC 2 | EPREDIA NETHERLANDS B.V | GN00002986 | RDC PUSAT - RAWAGELAM | PUSAT | DKI JAKARTA | JAKARTA TIMUR | MAIN UNIT | EMP | - |  | - |  | 10 November 2025 | ERIS MAHRUS HADI - TSE CP | - |  | ACTIVE
CHM05982508EP | EC140 | HM325 with blade holder and UCC | DIAGNOSTIC 2 | EPREDIA NETHERLANDS B.V | GN00002986 | RDC PUSAT - RAWAGELAM | PUSAT | DKI JAKARTA | JAKARTA TIMUR | MAIN UNIT | EMP | - |  | - |  | 10 November 2025 | ERIS MAHRUS HADI - TSE CP | - |  | ACTIVE
CHM05992508EP | EC140 | HM325 with blade holder and UCC | DIAGNOSTIC 2 | EPREDIA NETHERLANDS B.V | GN00002986 | RDC PUSAT - RAWAGELAM | PUSAT | DKI JAKARTA | JAKARTA TIMUR | MAIN UNIT | EMP | - |  | - |  | 10 November 2025 | ERIS MAHRUS HADI - TSE CP | - |  | ACTIVE
CHM06002508EP | EC140 | HM325 with blade holder and UCC | DIAGNOSTIC 2 | EPREDIA NETHERLANDS B.V | GN00002986 | RDC PUSAT - RAWAGELAM | PUSAT | DKI JAKARTA | JAKARTA TIMUR | MAIN UNIT | EMP | - |  | - |  | 10 November 2025 | ERIS MAHRUS HADI - TSE CP | - |  | ACTIVE
CHM07272509EP | EC140 | HM325 with blade holder and UCC | DIAGNOSTIC 2 | EPREDIA NETHERLANDS B.V | GN00002986 | RDC PUSAT - RAWAGELAM | PUSAT | DKI JAKARTA | JAKARTA TIMUR | MAIN UNIT | EMP | - |  | - |  | 11 November 2025 | ERIS MAHRUS HADI - TSE CP | - |  | ACTIVE
CHM07552510EP | EC140 | HM325 with blade holder and UCC | DIAGNOSTIC 2 | EPREDIA NETHERLANDS B.V | GN00002986 | RDC PUSAT - RAWAGELAM | PUSAT | DKI JAKARTA | JAKARTA TIMUR | MAIN UNIT | EMP | - |  | - |  | 11 November 2025 | ERIS MAHRUS HADI - TSE CP | - |  | ACTIVE
CHM0756252510EP | EC140 | HM325 with blade holder and UCC | DIAGNOSTIC 2 | EPREDIA NETHERLANDS B.V | GN00002986 | RDC PUSAT - RAWAGELAM | PUSAT | DKI JAKARTA | JAKARTA TIMUR | MAIN UNIT | EMP | - |  | - |  | 11 November 2025 | ERIS MAHRUS HADI - TSE CP | - |  | ACTIVE
CHM07572510EP | EC140 | HM325 with blade holder and UCC | DIAGNOSTIC 2 | EPREDIA NETHERLANDS B.V | GN00002986 | RDC PUSAT - RAWAGELAM | PUSAT | DKI JAKARTA | JAKARTA TIMUR | MAIN UNIT | EMP | - |  | - |  | 11 November 2025 | ERIS MAHRUS HADI - TSE CP | - |  | ACTIVE
CHM07582510EP | EC140 | HM325 with blade holder and UCC | DIAGNOSTIC 2 | EPREDIA NETHERLANDS B.V | GN00002986 | RDC PUSAT - RAWAGELAM | PUSAT | DKI JAKARTA | JAKARTA TIMUR | MAIN UNIT | EMP | - |  | - |  | 11 November 2025 | ERIS MAHRUS HADI - TSE CP | - |  | ACTIVE
CI84230001 | EUS15 | Elva Ultrasonography 15 | IMAGING | NEUSOFT MED SYSTEMS CO., LTD. | GN00004925 | RSI PKU MUHAMMADIYAH | BANJARMASIN | KALIMANTAN SELATAN | BANJARMASIN | MAIN UNIT | CUSTOMER | - |  | 1 January 2024 |  | 1 December 2023 | ANTONIUS SAGITA - KALIBRASI | 25 April 2025 | ANDI ISMAIL - SPV TSE TIMUR | ACTIVE
CI84230002 | EUS15 | Elva Ultrasonography 15 | IMAGING | NEUSOFT MED SYSTEMS CO., LTD. | GN00002985 | WORKSHOOP CSM PUSAT | PUSAT | DKI JAKARTA | JAKARTA TIMUR | MAIN UNIT | EMP | - |  | 21 April 2025 |  | 1 December 2023 | ANTONIUS SAGITA - KALIBRASI | 21 April 2025 | SAHID DERMAWAN - SPV TSE BARAT | ACTIVE
CI84230003 | EUS15 | Elva Ultrasonography 15 | IMAGING | NEUSOFT MED SYSTEMS CO., LTD. | GN00002985 | WORKSHOOP CSM PUSAT | PUSAT | DKI JAKARTA | JAKARTA TIMUR | MAIN UNIT | EMP | - |  | 29 September 2025 |  | 1 December 2023 | ANTONIUS SAGITA - KALIBRASI | 9 October 2025 | SAHID DERMAWAN - SPV TSE BARAT | ACTIVE
CI84240001 | EUS15 | Elva Ultrasonography 15 | IMAGING | NEUSOFT MED SYSTEMS CO., LTD. | GN00011637 | RS DIAN HUSADA MOJOKERTO | SURABAYA-2 | JAWA TIMUR |  | MAIN UNIT | CUSTOMER | - |  | 30 July 2024 |  | 18 April 2024 | ARIEF SETIAWAN - TSE CP | 10 September 2024 | ANDI ISMAIL - SPV TSE TIMUR | ACTIVE
CI84240002 | EUS15 | Elva Ultrasonography 15 | IMAGING | NEUSOFT MED SYSTEMS CO., LTD. | GN00002985 | WORKSHOOP CSM PUSAT | PUSAT | DKI JAKARTA | JAKARTA TIMUR |  | EMP | - |  | 6 January 2025 |  | 18 April 2024 | ARIEF SETIAWAN - TSE CP | 1 October 2025 | SAHID DERMAWAN - SPV TSE BARAT | ACTIVE
CI84240003 | EUS15 | Elva Ultrasonography 15 | IMAGING | NEUSOFT MED SYSTEMS CO., LTD. | GN23070005 | KLINIK PAKAM MEDICAL CENTER | MEDAN | SUMATERA UTARA | MEDAN | MAIN UNIT | CUSTOMER | - |  | 16 May 2024 |  | 18 April 2024 | ARIEF SETIAWAN - TSE CP | 24 May 2024 | SAHID DERMAWAN - SPV TSE BARAT | ACTIVE
CI84240004 | EUS15 | Elva Ultrasonography 15 | IMAGING | NEUSOFT MED SYSTEMS CO., LTD. | GN25020014 | EKA HOSPITAL MARGONDA | DEPOK | JAWA BARAT | DEPOK | MAIN UNIT | CUSTOMER | - |  | 21 November 2024 |  | 18 April 2024 | ARIEF SETIAWAN - TSE CP | 27 February 2025 | SAHID DERMAWAN - SPV TSE BARAT | ACTIVE
CI84240005 | EUS15 | Elva Ultrasonography 15 | IMAGING | NEUSOFT MED SYSTEMS CO., LTD. | GN25020014 | EKA HOSPITAL MARGONDA | DEPOK | JAWA BARAT | DEPOK | MAIN UNIT | CUSTOMER | - |  | 21 November 2024 |  | 18 April 2024 | ARIEF SETIAWAN - TSE CP | 27 February 2025 | SAHID DERMAWAN - SPV TSE BARAT | ACTIVE
CI84240006 | EUS15 | Elva Ultrasonography 15 | IMAGING | NEUSOFT MED SYSTEMS CO., LTD. | GN25020014 | EKA HOSPITAL MARGONDA | DEPOK | JAWA BARAT | DEPOK | MAIN UNIT | CUSTOMER | - |  | 16 December 2024 |  | 6 January 2025 | ARIEF SETIAWAN - TSE CP | 27 February 2025 | SAHID DERMAWAN - SPV TSE BARAT | ACTIVE
CI84240007 | EUS15 | Elva Ultrasonography 15 | IMAGING | NEUSOFT MED SYSTEMS CO., LTD. | GN25020014 | EKA HOSPITAL MARGONDA | DEPOK | JAWA BARAT | DEPOK | MAIN UNIT | CUSTOMER | - |  | 16 December 2024 |  | 6 January 2025 | ARIEF SETIAWAN - TSE CP | 27 February 2025 | SAHID DERMAWAN - SPV TSE BARAT | ACTIVE
CI84240008 | EUS15 | Elva Ultrasonography 15 | IMAGING | NEUSOFT MED SYSTEMS CO., LTD. | GN25020014 | EKA HOSPITAL MARGONDA | DEPOK | JAWA BARAT | DEPOK | MAIN UNIT | CUSTOMER | - |  | 16 December 2024 |  | 6 January 2025 | ARIEF SETIAWAN - TSE CP | 27 February 2025 | SAHID DERMAWAN - SPV TSE BARAT | ACTIVE
CI84240009 | EUS15 | Elva Ultrasonography 15 | IMAGING | NEUSOFT MED SYSTEMS CO., LTD. | GN00000821 | RS SITI FATIMAH | MAKASSAR | SULAWESI SELATAN | MAKASSAR | MAIN UNIT | EMP | - |  | 16 December 2024 |  | 6 January 2025 | ARIEF SETIAWAN - TSE CP | 25 March 2025 | SAHID DERMAWAN - SPV TSE BARAT | ACTIVE
CI84240010 | EUR15 | Elva Ultrasonography 15 - Rad | IMAGING | NEUSOFT MED SYSTEMS CO., LTD. | GN00005137 | PT EKAMAS INTERNATIONAL HOSPITAL | PEKAN BARU | RIAU | PEKANBARU | MAIN UNIT | CUSTOMER | - |  | 26 March 2025 |  | 31 December 2024 | ARIEF SETIAWAN - TSE CP | 28 March 2025 | SAHID DERMAWAN - SPV TSE BARAT | ACTIVE
CI84240011 | EUR15 | Elva Ultrasonography 15 - Rad | IMAGING | NEUSOFT MED SYSTEMS CO., LTD. | GN00011637 | RS DIAN HUSADA MOJOKERTO | SURABAYA-2 | JAWA TIMUR |  | MAIN UNIT | CUSTOMER | - |  | 30 May 2025 |  | 31 December 2024 | ARIEF SETIAWAN - TSE CP | 19 June 2025 | SAHID DERMAWAN - SPV TSE BARAT | ACTIVE
CI84250001 | EUR15 | Elva Ultrasonography 15 - Rad | IMAGING | NEUSOFT MED SYSTEMS CO., LTD. | GN00005137 | PT EKAMAS INTERNATIONAL HOSPITAL | PEKAN BARU | RIAU | PEKANBARU | MAIN UNIT | CUSTOMER | - |  | 28 July 2025 |  | 26 June 2025 | ARIEF SETIAWAN - TSE CP | 4 August 2025 | SAHID DERMAWAN - SPV TSE BARAT | ACTIVE
CI84250002 | EUR15 | Elva Ultrasonography 15 - Rad | IMAGING | NEUSOFT MED SYSTEMS CO., LTD. | GN00002986 | RDC PUSAT - RAWAGELAM | PUSAT | DKI JAKARTA | JAKARTA TIMUR | MAIN UNIT | EMP | - |  | - |  | 26 June 2025 | ARIEF SETIAWAN - TSE CP | - |  | ACTIVE
CI84250003 | EUR15 | Elva Ultrasonography 15 - Rad | IMAGING | NEUSOFT MED SYSTEMS CO., LTD. | GN00002986 | RDC PUSAT - RAWAGELAM | PUSAT | DKI JAKARTA | JAKARTA TIMUR | MAIN UNIT | EMP | - |  | - |  | 26 June 2025 | ARIEF SETIAWAN - TSE CP | - |  | ACTIVE
CL212812R | SCT04 | CITADEL 2000 | DIAGNOSTIC 2 | SHANDON DIAGNOSTICS Ltd. | GN00000945 | RS ST BORROMEUS | BANDUNG | JAWA BARAT | BANDUNG | MAIN UNIT | CUSTOMER | 1 February 1990 | SUKMA WIJAYA - TSE | 27 February 2010 |  | 1 February 1990 | SUKMA WIJAYA - TSE | - |  | ACTIVE
CL260607 | SCT04 | CITADEL 2000 | DIAGNOSTIC 2 | SHANDON DIAGNOSTICS Ltd. | GN00001083 | RS KANKER DHARMAIS | JAKARTA-2 | DKI JAKARTA | JAKARTA BARAT | MAIN UNIT | CUSTOMER | - |  | 22 November 2012 |  | - |  | - |  | ACTIVE
CMID018 | VPM12 | Votem Patient Monitor 12 Inch | IMAGING | VOTEM CO., Ltd | GN00002986 | RDC PUSAT - RAWAGELAM | PUSAT | DKI JAKARTA | JAKARTA TIMUR | MAIN UNIT | EMP | - |  | - |  | 21 January 2021 | ARIEF SETIAWAN - TSE CP | - |  | ACTIVE
CMID019 | VPM12 | Votem Patient Monitor 12 Inch | IMAGING | VOTEM CO., Ltd | GN00002986 | RDC PUSAT - RAWAGELAM | PUSAT | DKI JAKARTA | JAKARTA TIMUR | MAIN UNIT | EMP | - |  | - |  | 15 August 2022 | ANTONIUS SAGITA - KALIBRASI | - |  | ACTIVE
CMID020 | VPM12 | Votem Patient Monitor 12 Inch | IMAGING | VOTEM CO., Ltd | GN00003004 | RS HERMINA CIPUTAT | TANGERANG | BANTEN | TANGERANG | MAIN UNIT | CUSTOMER | 30 November 2020 | ANTONIUS SAGITA - KALIBRASI | 23 January 2021 | ADITIYA NOVANDRA - TSE | 17 November 2020 | ANTONIUS SAGITA - KALIBRASI | 23 January 2021 | ADITIYA NOVANDRA - TSE | ACTIVE
CMJ4001 | VPM12 | Votem Patient Monitor 12 Inch | IMAGING | VOTEM CO., Ltd | GN00003004 | RS HERMINA CIPUTAT | TANGERANG | BANTEN | TANGERANG | MAIN UNIT | CUSTOMER | 22 February 2021 | ANTONIUS SAGITA - KALIBRASI | 23 January 2021 | ADITIYA NOVANDRA - TSE | 16 December 2020 | ANTONIUS SAGITA - KALIBRASI | 22 February 2021 | ANTONIUS SAGITA - KALIBRASI | ACTIVE
CMKK028 | VPM12 | Votem Patient Monitor 12 Inch | IMAGING | VOTEM CO., Ltd | GN21020004 | Rumah Sakit Hj Fatimah Sulhan | SEMARANG | JAWA TENGAH | SEMARANG | MAIN UNIT | CUSTOMER | - |  | 18 February 2021 | ANDRIAS NUGROHO - TSE | 28 January 2021 | ARIEF SETIAWAN - TSE CP | 18 February 2021 | ANDRIAS NUGROHO - TSE | ACTIVE
CMKK029 | VPM12 | Votem Patient Monitor 12 Inch | IMAGING | VOTEM CO., Ltd | GN21020004 | Rumah Sakit Hj Fatimah Sulhan | SEMARANG | JAWA TENGAH | SEMARANG | MAIN UNIT | CUSTOMER | - |  | 18 February 2021 | ANDRIAS NUGROHO - TSE | 28 January 2021 | ARIEF SETIAWAN - TSE CP | 18 February 2021 | ANDRIAS NUGROHO - TSE | ACTIVE
CML0183 | VPM12 | Votem Patient Monitor 12 Inch | IMAGING | VOTEM CO., Ltd | GN00002986 | RDC PUSAT - RAWAGELAM | PUSAT | DKI JAKARTA | JAKARTA TIMUR | MAIN UNIT | EMP | 7 January 2021 | ARIEF SETIAWAN - TSE CP | - |  | 29 December 2020 | ARIEF SETIAWAN - TSE CP | - |  | ACTIVE
CML0184 | VPM12 | Votem Patient Monitor 12 Inch | IMAGING | VOTEM CO., Ltd | GN00002986 | RDC PUSAT - RAWAGELAM | PUSAT | DKI JAKARTA | JAKARTA TIMUR | MAIN UNIT | EMP | 7 January 2021 | ARIEF SETIAWAN - TSE CP | - |  | 29 December 2020 | ARIEF SETIAWAN - TSE CP | - |  | ACTIVE
CML0185 | VPM12 | Votem Patient Monitor 12 Inch | IMAGING | VOTEM CO., Ltd | GN00001103 | RSIA Hermina Cengkareng ( Daan Mogot ) | JAKARTA-2 | DKI JAKARTA | JAKARTA BARAT | MAIN UNIT | CUSTOMER | 7 January 2021 | ARIEF SETIAWAN - TSE CP | - |  | 29 December 2020 | ARIEF SETIAWAN - TSE CP | 9 March 2022 | NURIL MAGHFIROH - TSE CSR | ACTIVE
CML0186 | VPM12 | Votem Patient Monitor 12 Inch | IMAGING | VOTEM CO., Ltd | GN00001103 | RSIA Hermina Cengkareng ( Daan Mogot ) | JAKARTA-2 | DKI JAKARTA | JAKARTA BARAT | MAIN UNIT | CUSTOMER | 7 January 2021 | ARIEF SETIAWAN - TSE CP | 28 March 2022 | ADITIYA NOVANDRA - TSE | 29 December 2020 | ARIEF SETIAWAN - TSE CP | 28 March 2022 | ADITIYA NOVANDRA - TSE | ACTIVE
CML0187 | VPM12 | Votem Patient Monitor 12 Inch | IMAGING | VOTEM CO., Ltd | GN00003004 | RS HERMINA CIPUTAT | TANGERANG | BANTEN | TANGERANG | MAIN UNIT | CUSTOMER | 7 January 2021 | ARIEF SETIAWAN - TSE CP | 23 January 2021 | ADITIYA NOVANDRA - TSE | 29 December 2020 | ARIEF SETIAWAN - TSE CP | 23 January 2021 | ADITIYA NOVANDRA - TSE | ACTIVE
CML3188 | VPM12 | Votem Patient Monitor 12 Inch | IMAGING | VOTEM CO., Ltd | GN00002986 | RDC PUSAT - RAWAGELAM | PUSAT | DKI JAKARTA | JAKARTA TIMUR | MAIN UNIT | EMP | - |  | - |  | 28 January 2021 | ARIEF SETIAWAN - TSE CP | - |  | ACTIVE
CML3189 | VPM12 | Votem Patient Monitor 12 Inch | IMAGING | VOTEM CO., Ltd | GN00002986 | RDC PUSAT - RAWAGELAM | PUSAT | DKI JAKARTA | JAKARTA TIMUR | MAIN UNIT | EMP | - |  | - |  | 28 January 2021 | ARIEF SETIAWAN - TSE CP | - |  | ACTIVE
CML3190 | VPM12 | Votem Patient Monitor 12 Inch | IMAGING | VOTEM CO., Ltd | GN00002986 | RDC PUSAT - RAWAGELAM | PUSAT | DKI JAKARTA | JAKARTA TIMUR | MAIN UNIT | EMP | - |  | - |  | 28 January 2021 | ARIEF SETIAWAN - TSE CP | - |  | ACTIVE
CML3191 | VPM12 | Votem Patient Monitor 12 Inch | IMAGING | VOTEM CO., Ltd | GN00002986 | RDC PUSAT - RAWAGELAM | PUSAT | DKI JAKARTA | JAKARTA TIMUR | MAIN UNIT | EMP | - |  | - |  | 28 January 2021 | ARIEF SETIAWAN - TSE CP | - |  | ACTIVE
CML3192 | VPM12 | Votem Patient Monitor 12 Inch | IMAGING | VOTEM CO., Ltd | GN00002986 | RDC PUSAT - RAWAGELAM | PUSAT | DKI JAKARTA | JAKARTA TIMUR | MAIN UNIT | EMP | - |  | - |  | 28 January 2021 | ARIEF SETIAWAN - TSE CP | - |  | ACTIVE
CML3193 | VPM12 | Votem Patient Monitor 12 Inch | IMAGING | VOTEM CO., Ltd | GN00002986 | RDC PUSAT - RAWAGELAM | PUSAT | DKI JAKARTA | JAKARTA TIMUR | MAIN UNIT | EMP | - |  | - |  | 28 January 2021 | ARIEF SETIAWAN - TSE CP | - |  | ACTIVE
CML3194 | VPM12 | Votem Patient Monitor 12 Inch | IMAGING | VOTEM CO., Ltd | GN00002986 | RDC PUSAT - RAWAGELAM | PUSAT | DKI JAKARTA | JAKARTA TIMUR | MAIN UNIT | EMP | - |  | - |  | 28 January 2021 | ARIEF SETIAWAN - TSE CP | - |  | ACTIVE
CML3195 | VPM12 | Votem Patient Monitor 12 Inch | IMAGING | VOTEM CO., Ltd | GN00003004 | RS HERMINA CIPUTAT | TANGERANG | BANTEN | TANGERANG | MAIN UNIT | CUSTOMER | - |  | 29 November 2021 | IBNUL AZIZ - TSE | 28 January 2021 | ARIEF SETIAWAN - TSE CP | 29 November 2021 | IBNUL AZIZ - TSE | ACTIVE
CML3196 | VPM12 | Votem Patient Monitor 12 Inch | IMAGING | VOTEM CO., Ltd | GN00002986 | RDC PUSAT - RAWAGELAM | PUSAT | DKI JAKARTA | JAKARTA TIMUR | MAIN UNIT | EMP | - |  | - |  | 28 January 2021 | ARIEF SETIAWAN - TSE CP | - |  | ACTIVE
CML3197 | VPM12 | Votem Patient Monitor 12 Inch | IMAGING | VOTEM CO., Ltd | GN00002986 | RDC PUSAT - RAWAGELAM | PUSAT | DKI JAKARTA | JAKARTA TIMUR | MAIN UNIT | EMP | - |  | - |  | 28 January 2021 | ARIEF SETIAWAN - TSE CP | - |  | ACTIVE
CN03HDD5TG | F8GSW | HPV1420 8G SWITCH | IMAGING | FUJIFILM INDONESIA, PT. | GN00002986 | RDC PUSAT - RAWAGELAM | PUSAT | DKI JAKARTA | JAKARTA TIMUR | ACCESSORIES | EMP | 22 February 2021 | ANTONIUS SAGITA - KALIBRASI | - |  | 16 December 2020 | ANTONIUS SAGITA - KALIBRASI | - |  | ACTIVE
CN03HDD6B6 | F8GSW | HPV1420 8G SWITCH | IMAGING | FUJIFILM INDONESIA, PT. | GN00002986 | RDC PUSAT - RAWAGELAM | PUSAT | DKI JAKARTA | JAKARTA TIMUR | ACCESSORIES | EMP | 15 April 2021 | ANTONIUS SAGITA - KALIBRASI | - |  | 17 February 2021 | ANTONIUS SAGITA - KALIBRASI | - |  | ACTIVE
CN03HDD81F | F8GSW | HPV1420 8G SWITCH | IMAGING | FUJIFILM INDONESIA, PT. | GN00011224 | RS PERMATA CIREBON | CIREBON | JAWA BARAT | CIREBON | ACCESSORIES | EMP | 15 April 2021 | ANTONIUS SAGITA - KALIBRASI | 10 June 2021 | ARBIANSYAH - TSE | 4 January 2021 | ANTONIUS SAGITA - KALIBRASI | 10 June 2021 | ARBIANSYAH - TSE | ACTIVE
CN03HDD81G | F8GSW | HPV1420 8G SWITCH | IMAGING | FUJIFILM INDONESIA, PT. | GN00002986 | RDC PUSAT - RAWAGELAM | PUSAT | DKI JAKARTA | JAKARTA TIMUR | ACCESSORIES | EMP | 15 April 2021 | ANTONIUS SAGITA - KALIBRASI | - |  | 4 January 2021 | ANTONIUS SAGITA - KALIBRASI | - |  | ACTIVE
CN03HDD81J | F8GSW | HPV1420 8G SWITCH | IMAGING | FUJIFILM INDONESIA, PT. | GN00002986 | RDC PUSAT - RAWAGELAM | PUSAT | DKI JAKARTA | JAKARTA TIMUR | ACCESSORIES | EMP | 15 April 2021 | ANTONIUS SAGITA - KALIBRASI | - |  | 4 January 2021 | ANTONIUS SAGITA - KALIBRASI | - |  | ACTIVE
CN03HDD81L | F8GSW | HPV1420 8G SWITCH | IMAGING | FUJIFILM INDONESIA, PT. | GN00004204 | RS LOTIM MEDICAL CENTER | MATARAM | NUSA TENGGARA BARAT | MATARAM | ACCESSORIES | EMP | 15 April 2021 | ANTONIUS SAGITA - KALIBRASI | 13 October 2021 | I KADEK - TSE | 4 January 2021 | ANTONIUS SAGITA - KALIBRASI | 13 October 2021 | I KADEK - TSE | ACTIVE
CN03HDD81M | F8GSW | HPV1420 8G SWITCH | IMAGING | FUJIFILM INDONESIA, PT. | GN00002986 | RDC PUSAT - RAWAGELAM | PUSAT | DKI JAKARTA | JAKARTA TIMUR | ACCESSORIES | EMP | 15 April 2021 | ANTONIUS SAGITA - KALIBRASI | - |  | 4 January 2021 | ANTONIUS SAGITA - KALIBRASI | - |  | ACTIVE
CN03HDD859 | F8GSW | HPV1420 8G SWITCH | IMAGING | FUJIFILM INDONESIA, PT. | GN00002986 | RDC PUSAT - RAWAGELAM | PUSAT | DKI JAKARTA | JAKARTA TIMUR | MAIN UNIT | EMP | 15 April 2021 | ANTONIUS SAGITA - KALIBRASI | - |  | 17 February 2021 | ANTONIUS SAGITA - KALIBRASI | - |  | ACTIVE
CN03HDD87F | F8GSW | HPV1420 8G SWITCH | IMAGING | FUJIFILM INDONESIA, PT. | GN00002986 | RDC PUSAT - RAWAGELAM | PUSAT | DKI JAKARTA | JAKARTA TIMUR | ACCESSORIES | EMP | 15 April 2021 | ANTONIUS SAGITA - KALIBRASI | - |  | 17 February 2021 | ANTONIUS SAGITA - KALIBRASI | - |  | ACTIVE
CN03HDD87G | F8GSW | HPV1420 8G SWITCH | IMAGING | FUJIFILM INDONESIA, PT. | GN00001828 | RSU WALUYO JATI KRAKSAAN | MALANG | JAWA TIMUR | PROBOLINGGO | MAIN UNIT | EMP | 15 April 2021 | ANTONIUS SAGITA - KALIBRASI | 4 February 2022 | AHMAD FATKHUDIN - TSE | 17 February 2021 | ANTONIUS SAGITA - KALIBRASI | 4 February 2022 | AHMAD FATKHUDIN - TSE | ACTIVE
CN03HDD87H | F8GSW | HPV1420 8G SWITCH | IMAGING | FUJIFILM INDONESIA, PT. | GN00002986 | RDC PUSAT - RAWAGELAM | PUSAT | DKI JAKARTA | JAKARTA TIMUR | MAIN UNIT | EMP | 15 April 2021 | ANTONIUS SAGITA - KALIBRASI | - |  | 17 February 2021 | ANTONIUS SAGITA - KALIBRASI | - |  | ACTIVE
CN03HDD9C3 | F8GSW | HPV1420 8G SWITCH | IMAGING | FUJIFILM INDONESIA, PT. | GN00001548 | RS WAVA HUSADA | MALANG | JAWA TIMUR | MALANG | ACCESSORIES | EMP | 21 April 2022 | ANTONIUS SAGITA - KALIBRASI | 11 October 2021 | AHMAD FATKHUDIN - TSE | 15 September 2021 | ANTONIUS SAGITA - KALIBRASI | 21 April 2022 | ANTONIUS SAGITA - KALIBRASI | ACTIVE
CN03HDD9C5 | F8GSW | HPV1420 8G SWITCH | IMAGING | FUJIFILM INDONESIA, PT. | GN00001308 | RSUD NEGARA | DENPASAR | BALI | JEMBRANA | ACCESSORIES | EMP | 21 April 2022 | ANTONIUS SAGITA - KALIBRASI | 27 July 2022 | I KADEK - TSE | 12 October 2021 | ANTONIUS SAGITA - KALIBRASI | 27 July 2022 | I KADEK - TSE | ACTIVE
CN03HDD9C6 | F8GSW | HPV1420 8G SWITCH | IMAGING | FUJIFILM INDONESIA, PT. | GN21020005 | Klinik Utama Citra Mulia - Blora | KUDUS | JAWA TENGAH | KUDUS | ACCESSORIES | EMP | 21 April 2022 | ANTONIUS SAGITA - KALIBRASI | 30 October 2021 | ANDRIAS NUGROHO - TSE | 21 September 2021 | ANTONIUS SAGITA - KALIBRASI | 21 April 2022 | ANTONIUS SAGITA - KALIBRASI | ACTIVE
CN03HDD9HZ | F8GSW | HPV1420 8G SWITCH | IMAGING | FUJIFILM INDONESIA, PT. | GN00002986 | RDC PUSAT - RAWAGELAM | PUSAT | DKI JAKARTA | JAKARTA TIMUR | MAIN UNIT | EMP | 15 April 2021 | ANTONIUS SAGITA - KALIBRASI | - |  | 17 February 2021 | ANTONIUS SAGITA - KALIBRASI | - |  | ACTIVE
CN03HDD9J1 | F8GSW | HPV1420 8G SWITCH | IMAGING | FUJIFILM INDONESIA, PT. | GN00002986 | RDC PUSAT - RAWAGELAM | PUSAT | DKI JAKARTA | JAKARTA TIMUR | MAIN UNIT | EMP | 15 April 2021 | ANTONIUS SAGITA - KALIBRASI | - |  | 17 February 2021 | ANTONIUS SAGITA - KALIBRASI | - |  | ACTIVE
CN0AHDD3MQ | F8GSW | HPV1420 8G SWITCH | IMAGING | FUJIFILM INDONESIA, PT. | GN00002986 | RDC PUSAT - RAWAGELAM | PUSAT | DKI JAKARTA | JAKARTA TIMUR | ACCESSORIES | EMP | 21 April 2022 | ANTONIUS SAGITA - KALIBRASI | - |  | 28 September 2021 | ANTONIUS SAGITA - KALIBRASI | - |  | ACTIVE
CN41800523 | CMS16 | EFFICIA CENTRAL MONITOR FOR 16 BEDS | IMAGING | PHILIPS INDONESIA COMMERCIAL, PT | GN00002986 | RDC PUSAT - RAWAGELAM | PUSAT | DKI JAKARTA | JAKARTA TIMUR | MAIN UNIT | EMP | 25 May 2018 | ANTONIUS SAGITA - KALIBRASI | 22 May 2018 |  | 25 May 2018 | ANTONIUS SAGITA - KALIBRASI | - |  | ACTIVE
CN54505729 | CM100 | Efficia Patient Monitor 10inch Touch Screen with EtCO2 | IMAGING | PHILIPS INDONESIA COMMERCIAL, PT | GN00000716 | RS RESTU IBU-BALIKPAPAN | BALIKPAPAN | KALIMANTAN TIMUR | BALIKPAPAN | MAIN UNIT | CUSTOMER | 22 June 2016 | ARIEF SETIAWAN - TSE CP | 31 December 2021 | SARWANDI - TSE | 22 June 2016 | ARIEF SETIAWAN - TSE CP | 31 December 2021 | SARWANDI - TSE | ACTIVE
CN54505838 | CM15C | Efficia Patient Monitor 15inch Touch Screen Complete | IMAGING | PHILIPS INDONESIA COMMERCIAL, PT | GN00003001 | PT. ENSEVAL MEDIKA PRIMA - HO | PUSAT | DKI JAKARTA | JAKARTA TIMUR | MAIN UNIT | EMP | 7 February 2018 | TRIYONO - TSE AREA BARAT | 21 June 2016 |  | 7 February 2018 | TRIYONO - TSE AREA BARAT | 27 May 2021 | HARI UDI RAHARJO - TSE | ACTIVE
CN54505841 | CM15S | Efficia Patient Monitor 15inch Touch Screen Standard | IMAGING | PHILIPS INDONESIA COMMERCIAL, PT | GN00000773 | RS NASANAPURA | PALU | SULAWESI TENGAH | PALU | MAIN UNIT | CUSTOMER | 28 October 2016 | ARIEF SETIAWAN - TSE CP | 30 June 2020 | SARWANDI - TSE | 28 October 2016 | ARIEF SETIAWAN - TSE CP | 30 June 2020 | SARWANDI - TSE | ACTIVE
CN54505858 | ECM10 | EFFICIA PM 10inch STANDARD | IMAGING | PHILIPS INDONESIA COMMERCIAL, PT | GN00002986 | RDC PUSAT - RAWAGELAM | PUSAT | DKI JAKARTA | JAKARTA TIMUR | MAIN UNIT | EMP | 22 June 2016 | ARIEF SETIAWAN - TSE CP | 21 June 2016 |  | 22 June 2016 | ARIEF SETIAWAN - TSE CP | - |  | ACTIVE
CN61800593 | CMS08 | EFFICIA CENTRAL MONITOR FOR 8 BEDS | IMAGING | PHILIPS INDONESIA COMMERCIAL, PT | GN00001169 | RSUD MAJALENGKA | CIREBON | JAWA BARAT | MAJALENGKA | MAIN UNIT | CUSTOMER | 28 December 2018 | SUKMA WIJAYA - TSE | 28 December 2018 |  | 28 December 2018 | SUKMA WIJAYA - TSE | - |  | ACTIVE
CN61800594 | CMS08 | EFFICIA CENTRAL MONITOR FOR 8 BEDS | IMAGING | PHILIPS INDONESIA COMMERCIAL, PT | GN00001169 | RSUD MAJALENGKA | CIREBON | JAWA BARAT | MAJALENGKA | MAIN UNIT | CUSTOMER | 28 December 2018 | SUKMA WIJAYA - TSE | 28 December 2018 |  | 28 December 2018 | SUKMA WIJAYA - TSE | - |  | ACTIVE
CN61800595 | CMS08 | EFFICIA CENTRAL MONITOR FOR 8 BEDS | IMAGING | PHILIPS INDONESIA COMMERCIAL, PT | GN00001072 | RSUD DR MARJUKI MAHDI ( RSUD KOTA BOGOR ) | BOGOR | JAWA BARAT | BOGOR | MAIN UNIT | CUSTOMER | 18 July 2018 | TRIYONO - TSE AREA BARAT | 17 July 2018 |  | 18 July 2018 | TRIYONO - TSE AREA BARAT | - |  | ACTIVE
CN61800596 | CMS08 | EFFICIA CENTRAL MONITOR FOR 8 BEDS | IMAGING | PHILIPS INDONESIA COMMERCIAL, PT | GN00002396 | RSUD MARIA WALANDA MARAMIS | MANADO | SULAWESI UTARA | MINAHASA | MAIN UNIT | CUSTOMER | - |  | 8 May 2019 |  | - |  | - |  | ACTIVE
CN61800597 | CMS08 | EFFICIA CENTRAL MONITOR FOR 8 BEDS | IMAGING | PHILIPS INDONESIA COMMERCIAL, PT | GN00007835 | RSUD TANJUNG KABUPATEN LOMBOK UTARA | MATARAM | NUSA TENGGARA BARAT | LOMBOK UTARA | MAIN UNIT | CUSTOMER | 11 September 2019 | ABU ABDILLAH - TSE | 11 September 2019 |  | 11 September 2019 | ABU ABDILLAH - TSE | - |  | ACTIVE
CN61800598 | CMS08 | EFFICIA CENTRAL MONITOR FOR 8 BEDS | IMAGING | PHILIPS INDONESIA COMMERCIAL, PT | GN00001072 | RSUD DR MARJUKI MAHDI ( RSUD KOTA BOGOR ) | BOGOR | JAWA BARAT | BOGOR | MAIN UNIT | CUSTOMER | 3 July 2019 | ARIEF SETIAWAN - TSE CP | 3 July 2019 |  | 3 July 2019 | ARIEF SETIAWAN - TSE CP | - |  | ACTIVE
CN61800599 | CMS08 | EFFICIA CENTRAL MONITOR FOR 8 BEDS | IMAGING | PHILIPS INDONESIA COMMERCIAL, PT | GN00002986 | RDC PUSAT - RAWAGELAM | PUSAT | DKI JAKARTA | JAKARTA TIMUR | MAIN UNIT | EMP | 18 July 2018 | ANTONIUS SAGITA - KALIBRASI | 17 July 2018 |  | 18 July 2018 | ANTONIUS SAGITA - KALIBRASI | - |  | ACTIVE
CN61800600 | CMS16 | EFFICIA CENTRAL MONITOR FOR 16 BEDS | IMAGING | PHILIPS INDONESIA COMMERCIAL, PT | GN00002986 | RDC PUSAT - RAWAGELAM | PUSAT | DKI JAKARTA | JAKARTA TIMUR | MAIN UNIT | EMP | 18 July 2018 | ANTONIUS SAGITA - KALIBRASI | 17 July 2018 |  | 18 July 2018 | ANTONIUS SAGITA - KALIBRASI | - |  | ACTIVE
CN61800601 | CMS16 | EFFICIA CENTRAL MONITOR FOR 16 BEDS | IMAGING | PHILIPS INDONESIA COMMERCIAL, PT | GN00002986 | RDC PUSAT - RAWAGELAM | PUSAT | DKI JAKARTA | JAKARTA TIMUR | MAIN UNIT | EMP | 18 July 2018 | ANTONIUS SAGITA - KALIBRASI | 17 July 2018 |  | 18 July 2018 | ANTONIUS SAGITA - KALIBRASI | - |  | ACTIVE
CN61800602 | CMS16 | EFFICIA CENTRAL MONITOR FOR 16 BEDS | IMAGING | PHILIPS INDONESIA COMMERCIAL, PT | GN00002986 | RDC PUSAT - RAWAGELAM | PUSAT | DKI JAKARTA | JAKARTA TIMUR | MAIN UNIT | EMP | 18 July 2018 | ANTONIUS SAGITA - KALIBRASI | 17 July 2018 |  | 18 July 2018 | ANTONIUS SAGITA - KALIBRASI | - |  | ACTIVE
CN61800603 | CMS16 | EFFICIA CENTRAL MONITOR FOR 16 BEDS | IMAGING | PHILIPS INDONESIA COMMERCIAL, PT | GN00002986 | RDC PUSAT - RAWAGELAM | PUSAT | DKI JAKARTA | JAKARTA TIMUR | MAIN UNIT | EMP | 18 July 2018 | ANTONIUS SAGITA - KALIBRASI | 17 July 2018 |  | 18 July 2018 | ANTONIUS SAGITA - KALIBRASI | - |  | ACTIVE
CN62612740 | CM120 | Efficia Patient Monitor 12inch Touch Screen with IBP | IMAGING | PHILIPS INDONESIA COMMERCIAL, PT | GN00002437 | RSUD TOBELO | MANADO | MALUKU UTARA | HALMAHERA UTARA | MAIN UNIT | CUSTOMER | 15 February 2019 | MIKKI FAHRIZI - TSE | 15 February 2019 |  | 15 February 2019 | MIKKI FAHRIZI - TSE | - |  | ACTIVE
CN62612741 | CM120 | Efficia Patient Monitor 12inch Touch Screen with IBP | IMAGING | PHILIPS INDONESIA COMMERCIAL, PT | GN00002437 | RSUD TOBELO | MANADO | MALUKU UTARA | HALMAHERA UTARA | MAIN UNIT | CUSTOMER | 15 February 2019 | MIKKI FAHRIZI - TSE | 15 February 2019 |  | 15 February 2019 | MIKKI FAHRIZI - TSE | - |  | ACTIVE
CN62612794 | ECM10 | EFFICIA PM 10inch STANDARD | IMAGING | PHILIPS INDONESIA COMMERCIAL, PT | GN00001413 | RSU DR TC HILLERS MAUMERE | KUPANG | NUSA TENGGARA TIMUR | MAUMERE | MAIN UNIT | CUSTOMER | 21 July 2017 | I KADEK - TSE | 21 July 2017 |  | 21 July 2017 | I KADEK - TSE | - |  | ACTIVE
CN62616101 | CM15C | Efficia Patient Monitor 15inch Touch Screen Complete | IMAGING | PHILIPS INDONESIA COMMERCIAL, PT | GN00001413 | RSU DR TC HILLERS MAUMERE | KUPANG | NUSA TENGGARA TIMUR | MAUMERE | MAIN UNIT | CUSTOMER | 28 September 2017 | SAHID DERMAWAN - SPV TSE BARAT | 28 September 2017 |  | 28 September 2017 | SAHID DERMAWAN - SPV TSE BARAT | - |  | ACTIVE
CN62616102 | CM15C | Efficia Patient Monitor 15inch Touch Screen Complete | IMAGING | PHILIPS INDONESIA COMMERCIAL, PT | GN00001413 | RSU DR TC HILLERS MAUMERE | KUPANG | NUSA TENGGARA TIMUR | MAUMERE | MAIN UNIT | CUSTOMER | 21 July 2017 | I KADEK - TSE | 21 July 2017 |  | 21 July 2017 | I KADEK - TSE | - |  | ACTIVE
CN62616103 | CM15C | Efficia Patient Monitor 15inch Touch Screen Complete | IMAGING | PHILIPS INDONESIA COMMERCIAL, PT | GN00001413 | RSU DR TC HILLERS MAUMERE | KUPANG | NUSA TENGGARA TIMUR | MAUMERE | MAIN UNIT | CUSTOMER | 21 July 2017 | I KADEK - TSE | 21 July 2017 |  | 21 July 2017 | I KADEK - TSE | - |  | ACTIVE
CN62616104 | CM15C | Efficia Patient Monitor 15inch Touch Screen Complete | IMAGING | PHILIPS INDONESIA COMMERCIAL, PT | GN00001413 | RSU DR TC HILLERS MAUMERE | KUPANG | NUSA TENGGARA TIMUR | MAUMERE | MAIN UNIT | CUSTOMER | 28 September 2017 | SAHID DERMAWAN - SPV TSE BARAT | 28 September 2017 |  | 28 September 2017 | SAHID DERMAWAN - SPV TSE BARAT | - |  | ACTIVE
CN62616105 | CM15C | Efficia Patient Monitor 15inch Touch Screen Complete | IMAGING | PHILIPS INDONESIA COMMERCIAL, PT | GN00001413 | RSU DR TC HILLERS MAUMERE | KUPANG | NUSA TENGGARA TIMUR | MAUMERE | MAIN UNIT | CUSTOMER | 21 July 2017 | I KADEK - TSE | 21 July 2017 |  | 21 July 2017 | I KADEK - TSE | - |  | ACTIVE
CN62616106 | CM15C | Efficia Patient Monitor 15inch Touch Screen Complete | IMAGING | PHILIPS INDONESIA COMMERCIAL, PT | GN00001413 | RSU DR TC HILLERS MAUMERE | KUPANG | NUSA TENGGARA TIMUR | MAUMERE | MAIN UNIT | CUSTOMER | 28 September 2017 | SAHID DERMAWAN - SPV TSE BARAT | 28 September 2017 |  | 28 September 2017 | SAHID DERMAWAN - SPV TSE BARAT | - |  | ACTIVE
CN62616107 | CM15C | Efficia Patient Monitor 15inch Touch Screen Complete | IMAGING | PHILIPS INDONESIA COMMERCIAL, PT | GN00001413 | RSU DR TC HILLERS MAUMERE | KUPANG | NUSA TENGGARA TIMUR | MAUMERE | MAIN UNIT | CUSTOMER | 28 September 2017 | SAHID DERMAWAN - SPV TSE BARAT | 28 September 2017 |  | 28 September 2017 | SAHID DERMAWAN - SPV TSE BARAT | - |  | ACTIVE
CN62616108 | CM15C | Efficia Patient Monitor 15inch Touch Screen Complete | IMAGING | PHILIPS INDONESIA COMMERCIAL, PT | GN00000796 | RSUD SALEWANGAN MAROS | MAKASSAR | SULAWESI SELATAN | MAKASSAR | MAIN UNIT | CUSTOMER | 13 October 2017 | PHILIP LAKRISNA - TSE | 13 October 2017 |  | 13 October 2017 | PHILIP LAKRISNA - TSE | - |  | ACTIVE
CN62616109 | CM15C | Efficia Patient Monitor 15inch Touch Screen Complete | IMAGING | PHILIPS INDONESIA COMMERCIAL, PT | GN00000796 | RSUD SALEWANGAN MAROS | MAKASSAR | SULAWESI SELATAN | MAKASSAR | MAIN UNIT | CUSTOMER | 13 October 2017 | PHILIP LAKRISNA - TSE | 13 October 2017 |  | 13 October 2017 | PHILIP LAKRISNA - TSE | - |  | ACTIVE
CN62616110 | CM15C | Efficia Patient Monitor 15inch Touch Screen Complete | IMAGING | PHILIPS INDONESIA COMMERCIAL, PT | GN00001413 | RSU DR TC HILLERS MAUMERE | KUPANG | NUSA TENGGARA TIMUR | MAUMERE | MAIN UNIT | CUSTOMER | 28 September 2017 | SAHID DERMAWAN - SPV TSE BARAT | 28 September 2017 |  | 28 September 2017 | SAHID DERMAWAN - SPV TSE BARAT | - |  | ACTIVE
CN62616151 | CM120 | Efficia Patient Monitor 12inch Touch Screen with IBP | IMAGING | PHILIPS INDONESIA COMMERCIAL, PT | GN00002437 | RSUD TOBELO | MANADO | MALUKU UTARA | HALMAHERA UTARA | MAIN UNIT | CUSTOMER | 15 February 2019 | MIKKI FAHRIZI - TSE | 15 February 2019 |  | 15 February 2019 | MIKKI FAHRIZI - TSE | - |  | ACTIVE
CN62616152 | CM120 | Efficia Patient Monitor 12inch Touch Screen with IBP | IMAGING | PHILIPS INDONESIA COMMERCIAL, PT | GN00002437 | RSUD TOBELO | MANADO | MALUKU UTARA | HALMAHERA UTARA | MAIN UNIT | CUSTOMER | 15 February 2019 | MIKKI FAHRIZI - TSE | 15 February 2019 |  | 15 February 2019 | MIKKI FAHRIZI - TSE | - |  | ACTIVE
CN62616153 | CM120 | Efficia Patient Monitor 12inch Touch Screen with IBP | IMAGING | PHILIPS INDONESIA COMMERCIAL, PT | GN00002437 | RSUD TOBELO | MANADO | MALUKU UTARA | HALMAHERA UTARA | MAIN UNIT | CUSTOMER | 15 February 2019 | MIKKI FAHRIZI - TSE | 15 February 2019 |  | 15 February 2019 | MIKKI FAHRIZI - TSE | - |  | ACTIVE
CN62616154 | CM120 | Efficia Patient Monitor 12inch Touch Screen with IBP | IMAGING | PHILIPS INDONESIA COMMERCIAL, PT | GN00002437 | RSUD TOBELO | MANADO | MALUKU UTARA | HALMAHERA UTARA | MAIN UNIT | CUSTOMER | 15 February 2019 | MIKKI FAHRIZI - TSE | 15 February 2019 |  | 15 February 2019 | MIKKI FAHRIZI - TSE | - |  | ACTIVE
CN62616155 | CM120 | Efficia Patient Monitor 12inch Touch Screen with IBP | IMAGING | PHILIPS INDONESIA COMMERCIAL, PT | GN00002437 | RSUD TOBELO | MANADO | MALUKU UTARA | HALMAHERA UTARA | MAIN UNIT | CUSTOMER | 15 February 2019 | MIKKI FAHRIZI - TSE | 15 February 2019 |  | 15 February 2019 | MIKKI FAHRIZI - TSE | - |  | ACTIVE
CN62616156 | CM120 | Efficia Patient Monitor 12inch Touch Screen with IBP | IMAGING | PHILIPS INDONESIA COMMERCIAL, PT | GN00002437 | RSUD TOBELO | MANADO | MALUKU UTARA | HALMAHERA UTARA | MAIN UNIT | CUSTOMER | 15 February 2019 | MIKKI FAHRIZI - TSE | 15 February 2019 |  | 15 February 2019 | MIKKI FAHRIZI - TSE | - |  | ACTIVE
CN62616157 | CM120 | Efficia Patient Monitor 12inch Touch Screen with IBP | IMAGING | PHILIPS INDONESIA COMMERCIAL, PT | GN00002437 | RSUD TOBELO | MANADO | MALUKU UTARA | HALMAHERA UTARA | MAIN UNIT | CUSTOMER | 15 February 2019 | MIKKI FAHRIZI - TSE | 15 February 2019 |  | 15 February 2019 | MIKKI FAHRIZI - TSE | - |  | ACTIVE
CN62616158 | CM120 | Efficia Patient Monitor 12inch Touch Screen with IBP | IMAGING | PHILIPS INDONESIA COMMERCIAL, PT | GN00002437 | RSUD TOBELO | MANADO | MALUKU UTARA | HALMAHERA UTARA | MAIN UNIT | CUSTOMER | 15 February 2019 | MIKKI FAHRIZI - TSE | 15 February 2019 |  | 15 February 2019 | MIKKI FAHRIZI - TSE | - |  | ACTIVE
CN62616159 | CM120 | Efficia Patient Monitor 12inch Touch Screen with IBP | IMAGING | PHILIPS INDONESIA COMMERCIAL, PT | GN00003099 | RSU BENYAMIN GULUH KOLAKA | MAKASSAR | SULAWESI SELATAN | MAKASSAR | MAIN UNIT | CUSTOMER | 11 August 2017 | MIKKI FAHRIZI - TSE | 11 August 2017 |  | 11 August 2017 | MIKKI FAHRIZI - TSE | - |  | ACTIVE
CN62616160 | CM120 | Efficia Patient Monitor 12inch Touch Screen with IBP | IMAGING | PHILIPS INDONESIA COMMERCIAL, PT | GN00003099 | RSU BENYAMIN GULUH KOLAKA | MAKASSAR | SULAWESI SELATAN | MAKASSAR | MAIN UNIT | CUSTOMER | 11 August 2017 | MIKKI FAHRIZI - TSE | 11 August 2017 |  | 11 August 2017 | MIKKI FAHRIZI - TSE | - |  | ACTIVE
CN62616215 | CM120 | Efficia Patient Monitor 12inch Touch Screen with IBP | IMAGING | PHILIPS INDONESIA COMMERCIAL, PT | GN00003099 | RSU BENYAMIN GULUH KOLAKA | MAKASSAR | SULAWESI SELATAN | MAKASSAR | MAIN UNIT | CUSTOMER | 11 August 2017 | MIKKI FAHRIZI - TSE | 11 August 2017 |  | 11 August 2017 | MIKKI FAHRIZI - TSE | - |  | ACTIVE
CN62616216 | CM120 | Efficia Patient Monitor 12inch Touch Screen with IBP | IMAGING | PHILIPS INDONESIA COMMERCIAL, PT | GN00003099 | RSU BENYAMIN GULUH KOLAKA | MAKASSAR | SULAWESI SELATAN | MAKASSAR | MAIN UNIT | CUSTOMER | 11 August 2017 | MIKKI FAHRIZI - TSE | 11 August 2017 |  | 11 August 2017 | MIKKI FAHRIZI - TSE | - |  | ACTIVE
CN62616217 | CM120 | Efficia Patient Monitor 12inch Touch Screen with IBP | IMAGING | PHILIPS INDONESIA COMMERCIAL, PT | GN00001505 | RSUD BLAMBANGAN | JEMBER | JAWA TIMUR | BANYUWANGI | MAIN UNIT | CUSTOMER | 24 April 2018 | TRIYONO - TSE AREA BARAT | 10 April 2018 |  | 24 April 2018 | TRIYONO - TSE AREA BARAT | - |  | ACTIVE
CN62616218 | CM120 | Efficia Patient Monitor 12inch Touch Screen with IBP | IMAGING | PHILIPS INDONESIA COMMERCIAL, PT | GN00001505 | RSUD BLAMBANGAN | JEMBER | JAWA TIMUR | BANYUWANGI | MAIN UNIT | CUSTOMER | 24 April 2018 | TRIYONO - TSE AREA BARAT | 10 April 2018 |  | 24 April 2018 | TRIYONO - TSE AREA BARAT | - |  | ACTIVE
CN62616219 | CM120 | Efficia Patient Monitor 12inch Touch Screen with IBP | IMAGING | PHILIPS INDONESIA COMMERCIAL, PT | GN00001505 | RSUD BLAMBANGAN | JEMBER | JAWA TIMUR | BANYUWANGI | MAIN UNIT | CUSTOMER | - |  | 15 December 2018 |  | - |  | - |  | ACTIVE
CN62616220 | CM120 | Efficia Patient Monitor 12inch Touch Screen with IBP | IMAGING | PHILIPS INDONESIA COMMERCIAL, PT | GN00001505 | RSUD BLAMBANGAN | JEMBER | JAWA TIMUR | BANYUWANGI | MAIN UNIT | CUSTOMER | 15 December 2018 | YUNAN ARIMUNTIAN - TSE | 15 December 2018 |  | 15 December 2018 | YUNAN ARIMUNTIAN - TSE | - |  | ACTIVE
CN62616221 | CM120 | Efficia Patient Monitor 12inch Touch Screen with IBP | IMAGING | PHILIPS INDONESIA COMMERCIAL, PT | GN00001505 | RSUD BLAMBANGAN | JEMBER | JAWA TIMUR | BANYUWANGI | MAIN UNIT | CUSTOMER | 24 April 2018 | TRIYONO - TSE AREA BARAT | 10 April 2018 |  | 24 April 2018 | TRIYONO - TSE AREA BARAT | - |  | ACTIVE
CN62616222 | CM120 | Efficia Patient Monitor 12inch Touch Screen with IBP | IMAGING | PHILIPS INDONESIA COMMERCIAL, PT | GN00001505 | RSUD BLAMBANGAN | JEMBER | JAWA TIMUR | BANYUWANGI | MAIN UNIT | CUSTOMER | 24 April 2018 | TRIYONO - TSE AREA BARAT | 10 April 2018 |  | 24 April 2018 | TRIYONO - TSE AREA BARAT | - |  | ACTIVE
CN62616223 | CM120 | Efficia Patient Monitor 12inch Touch Screen with IBP | IMAGING | PHILIPS INDONESIA COMMERCIAL, PT | GN00001505 | RSUD BLAMBANGAN | JEMBER | JAWA TIMUR | BANYUWANGI | MAIN UNIT | CUSTOMER | 15 December 2018 | GANDHI YANRANGGA | 15 December 2018 |  | 15 December 2018 | GANDHI YANRANGGA | - |  | ACTIVE
CN62616224 | CM120 | Efficia Patient Monitor 12inch Touch Screen with IBP | IMAGING | PHILIPS INDONESIA COMMERCIAL, PT | GN00001505 | RSUD BLAMBANGAN | JEMBER | JAWA TIMUR | BANYUWANGI | MAIN UNIT | CUSTOMER | 15 December 2018 | GANDHI YANRANGGA | 15 December 2018 |  | 15 December 2018 | GANDHI YANRANGGA | - |  | ACTIVE
CN62616225 | CM120 | Efficia Patient Monitor 12inch Touch Screen with IBP | IMAGING | PHILIPS INDONESIA COMMERCIAL, PT | GN00001505 | RSUD BLAMBANGAN | JEMBER | JAWA TIMUR | BANYUWANGI | MAIN UNIT | CUSTOMER | 15 December 2018 | GANDHI YANRANGGA | 15 December 2018 |  | 15 December 2018 | GANDHI YANRANGGA | - |  | ACTIVE
CN62616226 | CM120 | Efficia Patient Monitor 12inch Touch Screen with IBP | IMAGING | PHILIPS INDONESIA COMMERCIAL, PT | GN00001505 | RSUD BLAMBANGAN | JEMBER | JAWA TIMUR | BANYUWANGI | MAIN UNIT | CUSTOMER | 15 December 2018 | GANDHI YANRANGGA | 15 December 2018 |  | 15 December 2018 | GANDHI YANRANGGA | - |  | ACTIVE
CN62616227 | CM120 | Efficia Patient Monitor 12inch Touch Screen with IBP | IMAGING | PHILIPS INDONESIA COMMERCIAL, PT | GN00001505 | RSUD BLAMBANGAN | JEMBER | JAWA TIMUR | BANYUWANGI | MAIN UNIT | CUSTOMER | 15 December 2018 | GANDHI YANRANGGA | 15 December 2018 |  | 15 December 2018 | GANDHI YANRANGGA | - |  | ACTIVE
CN62616228 | CM120 | Efficia Patient Monitor 12inch Touch Screen with IBP | IMAGING | PHILIPS INDONESIA COMMERCIAL, PT | GN00001505 | RSUD BLAMBANGAN | JEMBER | JAWA TIMUR | BANYUWANGI | MAIN UNIT | CUSTOMER | 17 September 2018 | GANDHI YANRANGGA | 17 September 2018 |  | 17 September 2018 | GANDHI YANRANGGA | - |  | ACTIVE
CN62616229 | CM120 | Efficia Patient Monitor 12inch Touch Screen with IBP | IMAGING | PHILIPS INDONESIA COMMERCIAL, PT | GN00001505 | RSUD BLAMBANGAN | JEMBER | JAWA TIMUR | BANYUWANGI | MAIN UNIT | CUSTOMER | 15 December 2018 | GANDHI YANRANGGA | 15 December 2018 |  | 15 December 2018 | GANDHI YANRANGGA | - |  | ACTIVE
CN62616230 | CM120 | Efficia Patient Monitor 12inch Touch Screen with IBP | IMAGING | PHILIPS INDONESIA COMMERCIAL, PT | GN00001505 | RSUD BLAMBANGAN | JEMBER | JAWA TIMUR | BANYUWANGI | MAIN UNIT | CUSTOMER | 24 April 2018 | TRIYONO - TSE AREA BARAT | 10 April 2018 |  | 24 April 2018 | TRIYONO - TSE AREA BARAT | - |  | ACTIVE
CN62616231 | CM120 | Efficia Patient Monitor 12inch Touch Screen with IBP | IMAGING | PHILIPS INDONESIA COMMERCIAL, PT | GN00001505 | RSUD BLAMBANGAN | JEMBER | JAWA TIMUR | BANYUWANGI | MAIN UNIT | CUSTOMER | 15 December 2018 | GANDHI YANRANGGA | 15 December 2018 |  | 15 December 2018 | GANDHI YANRANGGA | - |  | ACTIVE
CN62616232 | CM120 | Efficia Patient Monitor 12inch Touch Screen with IBP | IMAGING | PHILIPS INDONESIA COMMERCIAL, PT | GN00001505 | RSUD BLAMBANGAN | JEMBER | JAWA TIMUR | BANYUWANGI | MAIN UNIT | CUSTOMER | 24 April 2018 | TRIYONO - TSE AREA BARAT | 10 April 2018 |  | 24 April 2018 | TRIYONO - TSE AREA BARAT | - |  | ACTIVE
CN62616233 | CM120 | Efficia Patient Monitor 12inch Touch Screen with IBP | IMAGING | PHILIPS INDONESIA COMMERCIAL, PT | GN00001505 | RSUD BLAMBANGAN | JEMBER | JAWA TIMUR | BANYUWANGI | MAIN UNIT | CUSTOMER | 15 December 2018 | GANDHI YANRANGGA | 15 December 2018 |  | 15 December 2018 | GANDHI YANRANGGA | - |  | ACTIVE
CN62616234 | CM120 | Efficia Patient Monitor 12inch Touch Screen with IBP | IMAGING | PHILIPS INDONESIA COMMERCIAL, PT | GN00001505 | RSUD BLAMBANGAN | JEMBER | JAWA TIMUR | BANYUWANGI | MAIN UNIT | CUSTOMER | 15 December 2018 | GANDHI YANRANGGA | 15 December 2018 |  | 15 December 2018 | GANDHI YANRANGGA | - |  | ACTIVE
CN62616235 | CM120 | Efficia Patient Monitor 12inch Touch Screen with IBP | IMAGING | PHILIPS INDONESIA COMMERCIAL, PT | GN00001505 | RSUD BLAMBANGAN | JEMBER | JAWA TIMUR | BANYUWANGI | MAIN UNIT | CUSTOMER | 15 December 2018 | GANDHI YANRANGGA | 15 December 2018 |  | 15 December 2018 | GANDHI YANRANGGA | - |  | ACTIVE
CN62616236 | CM120 | Efficia Patient Monitor 12inch Touch Screen with IBP | IMAGING | PHILIPS INDONESIA COMMERCIAL, PT | GN00001505 | RSUD BLAMBANGAN | JEMBER | JAWA TIMUR | BANYUWANGI | MAIN UNIT | CUSTOMER | 24 April 2018 | TRIYONO - TSE AREA BARAT | 10 April 2018 |  | 24 April 2018 | TRIYONO - TSE AREA BARAT | - |  | ACTIVE
CN62616237 | CM120 | Efficia Patient Monitor 12inch Touch Screen with IBP | IMAGING | PHILIPS INDONESIA COMMERCIAL, PT | GN00001505 | RSUD BLAMBANGAN | JEMBER | JAWA TIMUR | BANYUWANGI | MAIN UNIT | CUSTOMER | 15 December 2018 | GANDHI YANRANGGA | 15 December 2018 |  | 15 December 2018 | GANDHI YANRANGGA | - |  | ACTIVE
CN62616238 | CM120 | Efficia Patient Monitor 12inch Touch Screen with IBP | IMAGING | PHILIPS INDONESIA COMMERCIAL, PT | GN00001505 | RSUD BLAMBANGAN | JEMBER | JAWA TIMUR | BANYUWANGI | MAIN UNIT | CUSTOMER | 17 September 2018 | GANDHI YANRANGGA | 17 September 2018 |  | 17 September 2018 | GANDHI YANRANGGA | - |  | ACTIVE
CN62616239 | CM120 | Efficia Patient Monitor 12inch Touch Screen with IBP | IMAGING | PHILIPS INDONESIA COMMERCIAL, PT | GN00001505 | RSUD BLAMBANGAN | JEMBER | JAWA TIMUR | BANYUWANGI | MAIN UNIT | CUSTOMER | 15 December 2018 | GANDHI YANRANGGA | 15 December 2018 |  | 15 December 2018 | GANDHI YANRANGGA | - |  | ACTIVE
CN62619645 | CM15C | Efficia Patient Monitor 15inch Touch Screen Complete | IMAGING | PHILIPS INDONESIA COMMERCIAL, PT | GN00002986 | RDC PUSAT - RAWAGELAM | PUSAT | DKI JAKARTA | JAKARTA TIMUR | MAIN UNIT | EMP | 8 August 2017 | ANTONIUS SAGITA - KALIBRASI | 4 August 2017 |  | 8 August 2017 | ANTONIUS SAGITA - KALIBRASI | - |  | ACTIVE
CN62619646 | CM15C | Efficia Patient Monitor 15inch Touch Screen Complete | IMAGING | PHILIPS INDONESIA COMMERCIAL, PT | GN00002986 | RDC PUSAT - RAWAGELAM | PUSAT | DKI JAKARTA | JAKARTA TIMUR | MAIN UNIT | EMP | 4 August 2017 | ANTONIUS SAGITA - KALIBRASI | 4 August 2017 |  | 4 August 2017 | ANTONIUS SAGITA - KALIBRASI | - |  | ACTIVE
CN62619647 | CM15C | Efficia Patient Monitor 15inch Touch Screen Complete | IMAGING | PHILIPS INDONESIA COMMERCIAL, PT | GN00002986 | RDC PUSAT - RAWAGELAM | PUSAT | DKI JAKARTA | JAKARTA TIMUR | MAIN UNIT | EMP | 4 August 2017 | ANTONIUS SAGITA - KALIBRASI | 4 August 2017 |  | 4 August 2017 | ANTONIUS SAGITA - KALIBRASI | - |  | ACTIVE
CN62619648 | CM15C | Efficia Patient Monitor 15inch Touch Screen Complete | IMAGING | PHILIPS INDONESIA COMMERCIAL, PT | GN00001908 | RSUD PANEMBAHAN SENOPATI | YOGYAKARTA | YOGYAKARTA | YOGYAKARTA | MAIN UNIT | CUSTOMER | - |  | 29 December 2017 |  | - |  | - |  | ACTIVE
CN62619649 | CM15C | Efficia Patient Monitor 15inch Touch Screen Complete | IMAGING | PHILIPS INDONESIA COMMERCIAL, PT | GN00001908 | RSUD PANEMBAHAN SENOPATI | YOGYAKARTA | YOGYAKARTA | YOGYAKARTA | MAIN UNIT | CUSTOMER | - |  | 29 December 2017 |  | - |  | - |  | ACTIVE
CN62619650 | CM15C | Efficia Patient Monitor 15inch Touch Screen Complete | IMAGING | PHILIPS INDONESIA COMMERCIAL, PT | GN00001908 | RSUD PANEMBAHAN SENOPATI | YOGYAKARTA | YOGYAKARTA | YOGYAKARTA | MAIN UNIT | CUSTOMER | - |  | 29 December 2017 |  | - |  | - |  | ACTIVE
CN62619651 | CM15C | Efficia Patient Monitor 15inch Touch Screen Complete | IMAGING | PHILIPS INDONESIA COMMERCIAL, PT | GN00001908 | RSUD PANEMBAHAN SENOPATI | YOGYAKARTA | YOGYAKARTA | YOGYAKARTA | MAIN UNIT | CUSTOMER | - |  | 4 August 2017 |  | - |  | - |  | ACTIVE
CN62619652 | CM15C | Efficia Patient Monitor 15inch Touch Screen Complete | IMAGING | PHILIPS INDONESIA COMMERCIAL, PT | GN00001908 | RSUD PANEMBAHAN SENOPATI | YOGYAKARTA | YOGYAKARTA | YOGYAKARTA | MAIN UNIT | CUSTOMER | - |  | 4 August 2017 |  | - |  | - |  | ACTIVE
CN62619653 | CM15C | Efficia Patient Monitor 15inch Touch Screen Complete | IMAGING | PHILIPS INDONESIA COMMERCIAL, PT | GN00001908 | RSUD PANEMBAHAN SENOPATI | YOGYAKARTA | YOGYAKARTA | YOGYAKARTA | MAIN UNIT | CUSTOMER | - |  | 4 August 2017 |  | - |  | - |  | ACTIVE
CN62619654 | CM15C | Efficia Patient Monitor 15inch Touch Screen Complete | IMAGING | PHILIPS INDONESIA COMMERCIAL, PT | GN00001908 | RSUD PANEMBAHAN SENOPATI | YOGYAKARTA | YOGYAKARTA | YOGYAKARTA | MAIN UNIT | CUSTOMER | - |  | 4 August 2017 |  | - |  | - |  | ACTIVE
CN62619655 | CM15C | Efficia Patient Monitor 15inch Touch Screen Complete | IMAGING | PHILIPS INDONESIA COMMERCIAL, PT | GN00001908 | RSUD PANEMBAHAN SENOPATI | YOGYAKARTA | YOGYAKARTA | YOGYAKARTA | MAIN UNIT | CUSTOMER | - |  | 4 August 2017 |  | - |  | - |  | ACTIVE
CN62619656 | CM15C | Efficia Patient Monitor 15inch Touch Screen Complete | IMAGING | PHILIPS INDONESIA COMMERCIAL, PT | GN00001908 | RSUD PANEMBAHAN SENOPATI | YOGYAKARTA | YOGYAKARTA | YOGYAKARTA | MAIN UNIT | CUSTOMER | - |  | 4 August 2017 |  | - |  | - |  | ACTIVE
CN62619657 | CM15C | Efficia Patient Monitor 15inch Touch Screen Complete | IMAGING | PHILIPS INDONESIA COMMERCIAL, PT | GN00000509 | RS PKU MUHAMMADIYAH CEPU (BLORA) | SEMARANG | JAWA TENGAH | BLORA | MAIN UNIT | CUSTOMER | 7 February 2018 | TRIYONO - TSE AREA BARAT | 4 August 2017 |  | 7 February 2018 | TRIYONO - TSE AREA BARAT | - |  | ACTIVE
CN62619658 | CM15C | Efficia Patient Monitor 15inch Touch Screen Complete | IMAGING | PHILIPS INDONESIA COMMERCIAL, PT | GN00001908 | RSUD PANEMBAHAN SENOPATI | YOGYAKARTA | YOGYAKARTA | YOGYAKARTA | MAIN UNIT | CUSTOMER | - |  | 4 August 2017 |  | - |  | - |  | ACTIVE
CN62619659 | CM15C | Efficia Patient Monitor 15inch Touch Screen Complete | IMAGING | PHILIPS INDONESIA COMMERCIAL, PT | GN00001908 | RSUD PANEMBAHAN SENOPATI | YOGYAKARTA | YOGYAKARTA | YOGYAKARTA | MAIN UNIT | CUSTOMER | - |  | 4 August 2017 |  | - |  | - |  | ACTIVE
CN62621260 | CM120 | Efficia Patient Monitor 12inch Touch Screen with IBP | IMAGING | PHILIPS INDONESIA COMMERCIAL, PT | GN00001505 | RSUD BLAMBANGAN | JEMBER | JAWA TIMUR | BANYUWANGI | MAIN UNIT | CUSTOMER | 24 April 2018 | TRIYONO - TSE AREA BARAT | 10 April 2018 |  | 24 April 2018 | TRIYONO - TSE AREA BARAT | - |  | ACTIVE
CN62621261 | CM120 | Efficia Patient Monitor 12inch Touch Screen with IBP | IMAGING | PHILIPS INDONESIA COMMERCIAL, PT | GN00001505 | RSUD BLAMBANGAN | JEMBER | JAWA TIMUR | BANYUWANGI | MAIN UNIT | CUSTOMER | 15 December 2018 | GANDHI YANRANGGA | 15 December 2018 |  | 15 December 2018 | GANDHI YANRANGGA | - |  | ACTIVE
CN62621262 | CM120 | Efficia Patient Monitor 12inch Touch Screen with IBP | IMAGING | PHILIPS INDONESIA COMMERCIAL, PT | GN00001169 | RSUD MAJALENGKA | CIREBON | JAWA BARAT | MAJALENGKA | MAIN UNIT | CUSTOMER | 26 July 2018 | TRIYONO - TSE AREA BARAT | 19 September 2017 |  | 26 July 2018 | TRIYONO - TSE AREA BARAT | - |  | ACTIVE
CN62621263 | CM120 | Efficia Patient Monitor 12inch Touch Screen with IBP | IMAGING | PHILIPS INDONESIA COMMERCIAL, PT | GN00001169 | RSUD MAJALENGKA | CIREBON | JAWA BARAT | MAJALENGKA | MAIN UNIT | CUSTOMER | - |  | 19 September 2017 |  | - |  | - |  | ACTIVE
CN62621264 | CM120 | Efficia Patient Monitor 12inch Touch Screen with IBP | IMAGING | PHILIPS INDONESIA COMMERCIAL, PT | GN00001169 | RSUD MAJALENGKA | CIREBON | JAWA BARAT | MAJALENGKA | MAIN UNIT | CUSTOMER | - |  | 19 September 2017 |  | - |  | - |  | ACTIVE
CN62621265 | CM120 | Efficia Patient Monitor 12inch Touch Screen with IBP | IMAGING | PHILIPS INDONESIA COMMERCIAL, PT | GN00001169 | RSUD MAJALENGKA | CIREBON | JAWA BARAT | MAJALENGKA | MAIN UNIT | CUSTOMER | - |  | 19 September 2017 |  | - |  | - |  | ACTIVE
CN62621266 | CM120 | Efficia Patient Monitor 12inch Touch Screen with IBP | IMAGING | PHILIPS INDONESIA COMMERCIAL, PT | GN00002986 | RDC PUSAT - RAWAGELAM | PUSAT | DKI JAKARTA | JAKARTA TIMUR | MAIN UNIT | EMP | 25 September 2017 | ARIEF SETIAWAN - TSE CP | 19 September 2017 |  | 25 September 2017 | ARIEF SETIAWAN - TSE CP | - |  | ACTIVE
CN62621267 | CM120 | Efficia Patient Monitor 12inch Touch Screen with IBP | IMAGING | PHILIPS INDONESIA COMMERCIAL, PT | GN00002986 | RDC PUSAT - RAWAGELAM | PUSAT | DKI JAKARTA | JAKARTA TIMUR | MAIN UNIT | EMP | 25 September 2017 | ARIEF SETIAWAN - TSE CP | 19 September 2017 |  | 25 September 2017 | ARIEF SETIAWAN - TSE CP | - |  | ACTIVE
CN62621268 | CM120 | Efficia Patient Monitor 12inch Touch Screen with IBP | IMAGING | PHILIPS INDONESIA COMMERCIAL, PT | GN00000970 | RSUD MAJALAYA | BANDUNG | JAWA BARAT | BANDUNG | MAIN UNIT | CUSTOMER | - |  | 6 August 2018 |  | - |  | - |  | ACTIVE
CN62621269 | CM120 | Efficia Patient Monitor 12inch Touch Screen with IBP | IMAGING | PHILIPS INDONESIA COMMERCIAL, PT | GN00000970 | RSUD MAJALAYA | BANDUNG | JAWA BARAT | BANDUNG | MAIN UNIT | CUSTOMER | - |  | 6 August 2018 |  | - |  | - |  | ACTIVE
CN62621270 | CM120 | Efficia Patient Monitor 12inch Touch Screen with IBP | IMAGING | PHILIPS INDONESIA COMMERCIAL, PT | GN00000970 | RSUD MAJALAYA | BANDUNG | JAWA BARAT | BANDUNG | MAIN UNIT | CUSTOMER | - |  | 6 August 2018 |  | - |  | - |  | ACTIVE
CN62621271 | CM120 | Efficia Patient Monitor 12inch Touch Screen with IBP | IMAGING | PHILIPS INDONESIA COMMERCIAL, PT | GN00000970 | RSUD MAJALAYA | BANDUNG | JAWA BARAT | BANDUNG | MAIN UNIT | CUSTOMER | - |  | 6 August 2018 |  | - |  | - |  | ACTIVE
CN62621272 | CM120 | Efficia Patient Monitor 12inch Touch Screen with IBP | IMAGING | PHILIPS INDONESIA COMMERCIAL, PT | GN00000970 | RSUD MAJALAYA | BANDUNG | JAWA BARAT | BANDUNG | MAIN UNIT | CUSTOMER | - |  | 6 August 2018 |  | - |  | - |  | ACTIVE
CN62621273 | CM120 | Efficia Patient Monitor 12inch Touch Screen with IBP | IMAGING | PHILIPS INDONESIA COMMERCIAL, PT | GN00001169 | RSUD MAJALENGKA | CIREBON | JAWA BARAT | MAJALENGKA | MAIN UNIT | CUSTOMER | - |  | 20 August 2018 |  | - |  | - |  | ACTIVE
CN62621274 | CM120 | Efficia Patient Monitor 12inch Touch Screen with IBP | IMAGING | PHILIPS INDONESIA COMMERCIAL, PT | GN00001139 | RSUD BALARAJA | TANGERANG | BANTEN | TANGERANG | MAIN UNIT | CUSTOMER | 31 October 2018 | ARBIANSYAH - TSE | 31 October 2018 |  | 31 October 2018 | ARBIANSYAH - TSE | - |  | ACTIVE
CN62621275 | CM120 | Efficia Patient Monitor 12inch Touch Screen with IBP | IMAGING | PHILIPS INDONESIA COMMERCIAL, PT | GN00001169 | RSUD MAJALENGKA | CIREBON | JAWA BARAT | MAJALENGKA | MAIN UNIT | CUSTOMER | - |  | 7 December 2018 |  | - |  | - |  | ACTIVE
CN62621304 | CM15C | Efficia Patient Monitor 15inch Touch Screen Complete | IMAGING | PHILIPS INDONESIA COMMERCIAL, PT | GN00001908 | RSUD PANEMBAHAN SENOPATI | YOGYAKARTA | YOGYAKARTA | YOGYAKARTA | MAIN UNIT | CUSTOMER | - |  | 29 January 2019 |  | - |  | - |  | ACTIVE
CN62621305 | CM15C | Efficia Patient Monitor 15inch Touch Screen Complete | IMAGING | PHILIPS INDONESIA COMMERCIAL, PT | GN00001908 | RSUD PANEMBAHAN SENOPATI | YOGYAKARTA | YOGYAKARTA | YOGYAKARTA | MAIN UNIT | CUSTOMER | - |  | 19 September 2017 |  | - |  | - |  | ACTIVE
CN62621306 | CM15C | Efficia Patient Monitor 15inch Touch Screen Complete | IMAGING | PHILIPS INDONESIA COMMERCIAL, PT | GN00001908 | RSUD PANEMBAHAN SENOPATI | YOGYAKARTA | YOGYAKARTA | YOGYAKARTA | MAIN UNIT | CUSTOMER | - |  | 19 September 2017 |  | - |  | - |  | ACTIVE
CN62621307 | CM15C | Efficia Patient Monitor 15inch Touch Screen Complete | IMAGING | PHILIPS INDONESIA COMMERCIAL, PT | GN00001908 | RSUD PANEMBAHAN SENOPATI | YOGYAKARTA | YOGYAKARTA | YOGYAKARTA | MAIN UNIT | CUSTOMER | - |  | 19 September 2017 |  | - |  | - |  | ACTIVE
CN62621308 | CM15C | Efficia Patient Monitor 15inch Touch Screen Complete | IMAGING | PHILIPS INDONESIA COMMERCIAL, PT | GN00001908 | RSUD PANEMBAHAN SENOPATI | YOGYAKARTA | YOGYAKARTA | YOGYAKARTA | MAIN UNIT | CUSTOMER | - |  | 19 September 2017 |  | - |  | - |  | ACTIVE
CN62621309 | CM15C | Efficia Patient Monitor 15inch Touch Screen Complete | IMAGING | PHILIPS INDONESIA COMMERCIAL, PT | GN00001908 | RSUD PANEMBAHAN SENOPATI | YOGYAKARTA | YOGYAKARTA | YOGYAKARTA | MAIN UNIT | CUSTOMER | - |  | 19 September 2017 |  | - |  | - |  | ACTIVE
CN62621310 | CM15C | Efficia Patient Monitor 15inch Touch Screen Complete | IMAGING | PHILIPS INDONESIA COMMERCIAL, PT | GN00001908 | RSUD PANEMBAHAN SENOPATI | YOGYAKARTA | YOGYAKARTA | YOGYAKARTA | MAIN UNIT | CUSTOMER | - |  | 19 September 2017 |  | - |  | - |  | ACTIVE
CN62621311 | CM15C | Efficia Patient Monitor 15inch Touch Screen Complete | IMAGING | PHILIPS INDONESIA COMMERCIAL, PT | GN00001908 | RSUD PANEMBAHAN SENOPATI | YOGYAKARTA | YOGYAKARTA | YOGYAKARTA | MAIN UNIT | CUSTOMER | - |  | 19 September 2017 |  | - |  | - |  | ACTIVE
CN62621312 | CM15C | Efficia Patient Monitor 15inch Touch Screen Complete | IMAGING | PHILIPS INDONESIA COMMERCIAL, PT | GN00001908 | RSUD PANEMBAHAN SENOPATI | YOGYAKARTA | YOGYAKARTA | YOGYAKARTA | MAIN UNIT | CUSTOMER | - |  | 19 September 2017 |  | - |  | - |  | ACTIVE
CN62621313 | CM15C | Efficia Patient Monitor 15inch Touch Screen Complete | IMAGING | PHILIPS INDONESIA COMMERCIAL, PT | GN00001908 | RSUD PANEMBAHAN SENOPATI | YOGYAKARTA | YOGYAKARTA | YOGYAKARTA | MAIN UNIT | CUSTOMER | - |  | 19 September 2017 |  | - |  | - |  | ACTIVE
CN62621314 | CM15C | Efficia Patient Monitor 15inch Touch Screen Complete | IMAGING | PHILIPS INDONESIA COMMERCIAL, PT | GN00001908 | RSUD PANEMBAHAN SENOPATI | YOGYAKARTA | YOGYAKARTA | YOGYAKARTA | MAIN UNIT | CUSTOMER | - |  | 19 September 2017 |  | - |  | - |  | ACTIVE
CN62621315 | CM15C | Efficia Patient Monitor 15inch Touch Screen Complete | IMAGING | PHILIPS INDONESIA COMMERCIAL, PT | GN00001908 | RSUD PANEMBAHAN SENOPATI | YOGYAKARTA | YOGYAKARTA | YOGYAKARTA | MAIN UNIT | CUSTOMER | - |  | 19 September 2017 |  | - |  | - |  | ACTIVE
CN62621568 | CM120 | Efficia Patient Monitor 12inch Touch Screen with IBP | IMAGING | PHILIPS INDONESIA COMMERCIAL, PT | GN00001169 | RSUD MAJALENGKA | CIREBON | JAWA BARAT | MAJALENGKA | MAIN UNIT | CUSTOMER | - |  | 7 December 2018 |  | - |  | - |  | ACTIVE
CN62621569 | CM120 | Efficia Patient Monitor 12inch Touch Screen with IBP | IMAGING | PHILIPS INDONESIA COMMERCIAL, PT | GN00001169 | RSUD MAJALENGKA | CIREBON | JAWA BARAT | MAJALENGKA | MAIN UNIT | CUSTOMER | - |  | 7 December 2018 |  | - |  | - |  | ACTIVE
CN62621570 | CM120 | Efficia Patient Monitor 12inch Touch Screen with IBP | IMAGING | PHILIPS INDONESIA COMMERCIAL, PT | GN00001169 | RSUD MAJALENGKA | CIREBON | JAWA BARAT | MAJALENGKA | MAIN UNIT | CUSTOMER | - |  | 7 December 2018 |  | - |  | - |  | ACTIVE
CN62621571 | CM120 | Efficia Patient Monitor 12inch Touch Screen with IBP | IMAGING | PHILIPS INDONESIA COMMERCIAL, PT | GN00001169 | RSUD MAJALENGKA | CIREBON | JAWA BARAT | MAJALENGKA | MAIN UNIT | CUSTOMER | - |  | 7 December 2018 |  | - |  | - |  | ACTIVE
CN62621572 | EPM12 | Efficia Patient Monitor 12inch Touch Screen with IBP | HOSPITAL SPECIALTIES CONSUMABLE | PHILIPS INDONESIA COMMERCIAL, PT | GN00001312 | RS Puri Raharja Denpasar | DENPASAR | BALI |  | MAIN UNIT | EMP | - |  | 12 February 2019 |  | - |  | - |  | ACTIVE
CN62621573 | CM120 | Efficia Patient Monitor 12inch Touch Screen with IBP | IMAGING | PHILIPS INDONESIA COMMERCIAL, PT | GN00007835 | RSUD TANJUNG KABUPATEN LOMBOK UTARA | MATARAM | NUSA TENGGARA BARAT | LOMBOK UTARA | MAIN UNIT | CUSTOMER | 24 April 2019 | I KADEK - TSE | 24 April 2019 |  | 24 April 2019 | I KADEK - TSE | - |  | ACTIVE
CN62621574 | CM120 | Efficia Patient Monitor 12inch Touch Screen with IBP | IMAGING | PHILIPS INDONESIA COMMERCIAL, PT | GN00007835 | RSUD TANJUNG KABUPATEN LOMBOK UTARA | MATARAM | NUSA TENGGARA BARAT | LOMBOK UTARA | MAIN UNIT | CUSTOMER | 24 April 2019 | I KADEK - TSE | 24 April 2019 |  | 24 April 2019 | I KADEK - TSE | - |  | ACTIVE
CN62621575 | CM120 | Efficia Patient Monitor 12inch Touch Screen with IBP | IMAGING | PHILIPS INDONESIA COMMERCIAL, PT | GN00007835 | RSUD TANJUNG KABUPATEN LOMBOK UTARA | MATARAM | NUSA TENGGARA BARAT | LOMBOK UTARA | MAIN UNIT | CUSTOMER | 24 April 2019 | I KADEK - TSE | 24 April 2019 |  | 24 April 2019 | I KADEK - TSE | - |  | ACTIVE
CN62621576 | CM120 | Efficia Patient Monitor 12inch Touch Screen with IBP | IMAGING | PHILIPS INDONESIA COMMERCIAL, PT | GN00007835 | RSUD TANJUNG KABUPATEN LOMBOK UTARA | MATARAM | NUSA TENGGARA BARAT | LOMBOK UTARA | MAIN UNIT | CUSTOMER | 24 April 2019 | I KADEK - TSE | 24 April 2019 |  | 24 April 2019 | I KADEK - TSE | - |  | ACTIVE
CN62621577 | CM120 | Efficia Patient Monitor 12inch Touch Screen with IBP | IMAGING | PHILIPS INDONESIA COMMERCIAL, PT | GN00007835 | RSUD TANJUNG KABUPATEN LOMBOK UTARA | MATARAM | NUSA TENGGARA BARAT | LOMBOK UTARA | MAIN UNIT | CUSTOMER | - |  | 24 April 2019 |  | - |  | - |  | ACTIVE
CN62621578 | CM120 | Efficia Patient Monitor 12inch Touch Screen with IBP | IMAGING | PHILIPS INDONESIA COMMERCIAL, PT | GN00007835 | RSUD TANJUNG KABUPATEN LOMBOK UTARA | MATARAM | NUSA TENGGARA BARAT | LOMBOK UTARA | MAIN UNIT | CUSTOMER | 19 October 2017 | TRIYONO - TSE AREA BARAT | 18 October 2017 |  | 19 October 2017 | TRIYONO - TSE AREA BARAT | - |  | ACTIVE
CN62621579 | CM120 | Efficia Patient Monitor 12inch Touch Screen with IBP | IMAGING | PHILIPS INDONESIA COMMERCIAL, PT | GN00007835 | RSUD TANJUNG KABUPATEN LOMBOK UTARA | MATARAM | NUSA TENGGARA BARAT | LOMBOK UTARA | MAIN UNIT | CUSTOMER | 24 April 2019 | I KADEK - TSE | 24 April 2019 |  | 24 April 2019 | I KADEK - TSE | - |  | ACTIVE
CN62621580 | CM120 | Efficia Patient Monitor 12inch Touch Screen with IBP | IMAGING | PHILIPS INDONESIA COMMERCIAL, PT | GN00007835 | RSUD TANJUNG KABUPATEN LOMBOK UTARA | MATARAM | NUSA TENGGARA BARAT | LOMBOK UTARA | MAIN UNIT | CUSTOMER | 24 April 2019 | I KADEK - TSE | 24 April 2019 |  | 24 April 2019 | I KADEK - TSE | - |  | ACTIVE
CN62621581 | CM120 | Efficia Patient Monitor 12inch Touch Screen with IBP | IMAGING | PHILIPS INDONESIA COMMERCIAL, PT | GN00007835 | RSUD TANJUNG KABUPATEN LOMBOK UTARA | MATARAM | NUSA TENGGARA BARAT | LOMBOK UTARA | MAIN UNIT | CUSTOMER | 11 July 2019 | I KADEK - TSE | 11 July 2019 |  | 11 July 2019 | I KADEK - TSE | - |  | ACTIVE
CN62621582 | CM120 | Efficia Patient Monitor 12inch Touch Screen with IBP | IMAGING | PHILIPS INDONESIA COMMERCIAL, PT | GN00007835 | RSUD TANJUNG KABUPATEN LOMBOK UTARA | MATARAM | NUSA TENGGARA BARAT | LOMBOK UTARA | MAIN UNIT | CUSTOMER | 6 May 2019 | I KADEK - TSE | 6 May 2019 |  | 6 May 2019 | I KADEK - TSE | - |  | ACTIVE
CN62621583 | CM120 | Efficia Patient Monitor 12inch Touch Screen with IBP | IMAGING | PHILIPS INDONESIA COMMERCIAL, PT | GN00007835 | RSUD TANJUNG KABUPATEN LOMBOK UTARA | MATARAM | NUSA TENGGARA BARAT | LOMBOK UTARA | MAIN UNIT | CUSTOMER | 24 April 2019 | I KADEK - TSE | 24 April 2019 |  | 24 April 2019 | I KADEK - TSE | - |  | ACTIVE
CN62621584 | CM120 | Efficia Patient Monitor 12inch Touch Screen with IBP | IMAGING | PHILIPS INDONESIA COMMERCIAL, PT | GN00007835 | RSUD TANJUNG KABUPATEN LOMBOK UTARA | MATARAM | NUSA TENGGARA BARAT | LOMBOK UTARA | MAIN UNIT | CUSTOMER | 24 April 2019 | I KADEK - TSE | 24 April 2019 |  | 24 April 2019 | I KADEK - TSE | - |  | ACTIVE
CN62621585 | CM120 | Efficia Patient Monitor 12inch Touch Screen with IBP | IMAGING | PHILIPS INDONESIA COMMERCIAL, PT | GN00002396 | RSUD MARIA WALANDA MARAMIS | MANADO | SULAWESI UTARA | MINAHASA | MAIN UNIT | CUSTOMER | 25 April 2019 | ABU ABDILLAH - TSE | 25 April 2019 |  | 25 April 2019 | ABU ABDILLAH - TSE | - |  | ACTIVE
CN62621586 | CM120 | Efficia Patient Monitor 12inch Touch Screen with IBP | IMAGING | PHILIPS INDONESIA COMMERCIAL, PT | GN00002396 | RSUD MARIA WALANDA MARAMIS | MANADO | SULAWESI UTARA | MINAHASA | MAIN UNIT | CUSTOMER | 25 April 2019 | ABU ABDILLAH - TSE | 25 April 2019 |  | 25 April 2019 | ABU ABDILLAH - TSE | - |  | ACTIVE
CN62621629 | CM15C | Efficia Patient Monitor 15inch Touch Screen Complete | IMAGING | PHILIPS INDONESIA COMMERCIAL, PT | GN00001908 | RSUD PANEMBAHAN SENOPATI | YOGYAKARTA | YOGYAKARTA | YOGYAKARTA | MAIN UNIT | CUSTOMER | - |  | 18 October 2017 |  | - |  | - |  | ACTIVE
CN62621630 | CM15C | Efficia Patient Monitor 15inch Touch Screen Complete | IMAGING | PHILIPS INDONESIA COMMERCIAL, PT | GN00001908 | RSUD PANEMBAHAN SENOPATI | YOGYAKARTA | YOGYAKARTA | YOGYAKARTA | MAIN UNIT | CUSTOMER | - |  | 18 October 2017 |  | - |  | - |  | ACTIVE
CN62621631 | CM15C | Efficia Patient Monitor 15inch Touch Screen Complete | IMAGING | PHILIPS INDONESIA COMMERCIAL, PT | GN00001908 | RSUD PANEMBAHAN SENOPATI | YOGYAKARTA | YOGYAKARTA | YOGYAKARTA | MAIN UNIT | CUSTOMER | - |  | 18 October 2017 |  | - |  | - |  | ACTIVE
CN62621632 | CM15C | Efficia Patient Monitor 15inch Touch Screen Complete | IMAGING | PHILIPS INDONESIA COMMERCIAL, PT | GN00001908 | RSUD PANEMBAHAN SENOPATI | YOGYAKARTA | YOGYAKARTA | YOGYAKARTA | MAIN UNIT | CUSTOMER | - |  | 18 October 2017 |  | - |  | - |  | ACTIVE
CN62621633 | CM15C | Efficia Patient Monitor 15inch Touch Screen Complete | IMAGING | PHILIPS INDONESIA COMMERCIAL, PT | GN00001908 | RSUD PANEMBAHAN SENOPATI | YOGYAKARTA | YOGYAKARTA | YOGYAKARTA | MAIN UNIT | CUSTOMER | - |  | 18 October 2017 |  | - |  | - |  | ACTIVE
CN62621634 | CM15C | Efficia Patient Monitor 15inch Touch Screen Complete | IMAGING | PHILIPS INDONESIA COMMERCIAL, PT | GN00001908 | RSUD PANEMBAHAN SENOPATI | YOGYAKARTA | YOGYAKARTA | YOGYAKARTA | MAIN UNIT | CUSTOMER | - |  | 18 October 2017 |  | - |  | - |  | ACTIVE
CN62621635 | CM15C | Efficia Patient Monitor 15inch Touch Screen Complete | IMAGING | PHILIPS INDONESIA COMMERCIAL, PT | GN00001908 | RSUD PANEMBAHAN SENOPATI | YOGYAKARTA | YOGYAKARTA | YOGYAKARTA | MAIN UNIT | CUSTOMER | - |  | 29 January 2019 |  | - |  | - |  | ACTIVE
CN62621636 | CM15C | Efficia Patient Monitor 15inch Touch Screen Complete | IMAGING | PHILIPS INDONESIA COMMERCIAL, PT | GN00001908 | RSUD PANEMBAHAN SENOPATI | YOGYAKARTA | YOGYAKARTA | YOGYAKARTA | MAIN UNIT | CUSTOMER | - |  | 18 October 2017 |  | - |  | - |  | ACTIVE
CN62621766 | CM120 | Efficia Patient Monitor 12inch Touch Screen with IBP | IMAGING | PHILIPS INDONESIA COMMERCIAL, PT | GN00000865 | RSU ARIFIN NUMANG | MAKASSAR | SULAWESI SELATAN | MAKASSAR | MAIN UNIT | CUSTOMER | 16 May 2019 | ABU ABDILLAH - TSE | 16 May 2019 |  | 16 May 2019 | ABU ABDILLAH - TSE | - |  | ACTIVE
CN62621767 | CM120 | Efficia Patient Monitor 12inch Touch Screen with IBP | IMAGING | PHILIPS INDONESIA COMMERCIAL, PT | GN00000865 | RSU ARIFIN NUMANG | MAKASSAR | SULAWESI SELATAN | MAKASSAR | MAIN UNIT | CUSTOMER | 16 May 2019 | ABU ABDILLAH - TSE | 16 May 2019 |  | 16 May 2019 | ABU ABDILLAH - TSE | - |  | ACTIVE
CN62621768 | CM120 | Efficia Patient Monitor 12inch Touch Screen with IBP | IMAGING | PHILIPS INDONESIA COMMERCIAL, PT | GN00000796 | RSUD SALEWANGAN MAROS | MAKASSAR | SULAWESI SELATAN | MAKASSAR | MAIN UNIT | CUSTOMER | 20 May 2019 | AUGESTA NANDA PRADANA - TSE | 20 May 2019 |  | 20 May 2019 | AUGESTA NANDA PRADANA - TSE | - |  | ACTIVE
CN62621769 | CM120 | Efficia Patient Monitor 12inch Touch Screen with IBP | IMAGING | PHILIPS INDONESIA COMMERCIAL, PT | GN00000796 | RSUD SALEWANGAN MAROS | MAKASSAR | SULAWESI SELATAN | MAKASSAR | MAIN UNIT | CUSTOMER | 20 May 2019 | AUGESTA NANDA PRADANA - TSE | 20 May 2019 |  | 20 May 2019 | AUGESTA NANDA PRADANA - TSE | - |  | ACTIVE
CN62621770 | CM120 | Efficia Patient Monitor 12inch Touch Screen with IBP | IMAGING | PHILIPS INDONESIA COMMERCIAL, PT | GN00000796 | RSUD SALEWANGAN MAROS | MAKASSAR | SULAWESI SELATAN | MAKASSAR | MAIN UNIT | CUSTOMER | 20 May 2019 | AUGESTA NANDA PRADANA - TSE | 20 May 2019 |  | 20 May 2019 | AUGESTA NANDA PRADANA - TSE | - |  | ACTIVE
CN62621771 | CM120 | Efficia Patient Monitor 12inch Touch Screen with IBP | IMAGING | PHILIPS INDONESIA COMMERCIAL, PT | GN00000865 | RSU ARIFIN NUMANG | MAKASSAR | SULAWESI SELATAN | MAKASSAR | MAIN UNIT | CUSTOMER | 16 May 2019 | ABU ABDILLAH - TSE | 16 May 2019 |  | 16 May 2019 | ABU ABDILLAH - TSE | - |  | ACTIVE
CN62621772 | CM120 | Efficia Patient Monitor 12inch Touch Screen with IBP | IMAGING | PHILIPS INDONESIA COMMERCIAL, PT | GN00000796 | RSUD SALEWANGAN MAROS | MAKASSAR | SULAWESI SELATAN | MAKASSAR | MAIN UNIT | CUSTOMER | 20 May 2019 | AUGESTA NANDA PRADANA - TSE | 20 May 2019 |  | 20 May 2019 | AUGESTA NANDA PRADANA - TSE | - |  | ACTIVE
CN62621773 | CM15C | Efficia Patient Monitor 15inch Touch Screen Complete | IMAGING | PHILIPS INDONESIA COMMERCIAL, PT | GN00002986 | RDC PUSAT - RAWAGELAM | PUSAT | DKI JAKARTA | JAKARTA TIMUR | MAIN UNIT | EMP | 22 November 2017 | ARIEF SETIAWAN - TSE CP | 21 November 2017 |  | 22 November 2017 | ARIEF SETIAWAN - TSE CP | - |  | ACTIVE
CN62621774 | CM15C | Efficia Patient Monitor 15inch Touch Screen Complete | IMAGING | PHILIPS INDONESIA COMMERCIAL, PT | GN00000755 | RSU UNDATA PALU | PALU | SULAWESI TENGAH | PALU | MAIN UNIT | EMP | 22 November 2017 | ARIEF SETIAWAN - TSE CP | 21 November 2017 |  | 22 November 2017 | ARIEF SETIAWAN - TSE CP | - |  | ACTIVE
CN62621775 | CM15C | Efficia Patient Monitor 15inch Touch Screen Complete | IMAGING | PHILIPS INDONESIA COMMERCIAL, PT | GN00002986 | RDC PUSAT - RAWAGELAM | PUSAT | DKI JAKARTA | JAKARTA TIMUR | MAIN UNIT | EMP | 22 November 2017 | ARIEF SETIAWAN - TSE CP | 21 November 2017 |  | 22 November 2017 | ARIEF SETIAWAN - TSE CP | - |  | ACTIVE
CN62621776 | CM15C | Efficia Patient Monitor 15inch Touch Screen Complete | IMAGING | PHILIPS INDONESIA COMMERCIAL, PT | GN00002986 | RDC PUSAT - RAWAGELAM | PUSAT | DKI JAKARTA | JAKARTA TIMUR | MAIN UNIT | EMP | 22 November 2017 | ARIEF SETIAWAN - TSE CP | 21 November 2017 |  | 22 November 2017 | ARIEF SETIAWAN - TSE CP | - |  | ACTIVE
CN62621777 | CM15C | Efficia Patient Monitor 15inch Touch Screen Complete | IMAGING | PHILIPS INDONESIA COMMERCIAL, PT | GN00002986 | RDC PUSAT - RAWAGELAM | PUSAT | DKI JAKARTA | JAKARTA TIMUR | MAIN UNIT | EMP | 22 November 2017 | ARIEF SETIAWAN - TSE CP | 21 November 2017 |  | 22 November 2017 | ARIEF SETIAWAN - TSE CP | - |  | ACTIVE
CN62621778 | CM15C | Efficia Patient Monitor 15inch Touch Screen Complete | IMAGING | PHILIPS INDONESIA COMMERCIAL, PT | GN00000188 | RS AWAL BROS PEKANBARU | PEKAN BARU | RIAU | PEKANBARU | MAIN UNIT | CUSTOMER | 22 November 2017 | ARIEF SETIAWAN - TSE CP | 28 June 2023 |  | 22 November 2017 | ARIEF SETIAWAN - TSE CP | 20 October 2023 | SAHID DERMAWAN - SPV TSE BARAT | ACTIVE
CN62621779 | CM15C | Efficia Patient Monitor 15inch Touch Screen Complete | IMAGING | PHILIPS INDONESIA COMMERCIAL, PT | GN00000188 | RS AWAL BROS PEKANBARU | PEKAN BARU | RIAU | PEKANBARU | MAIN UNIT | CUSTOMER | 22 November 2017 | ARIEF SETIAWAN - TSE CP | 28 June 2023 |  | 22 November 2017 | ARIEF SETIAWAN - TSE CP | 20 October 2023 | SAHID DERMAWAN - SPV TSE BARAT | ACTIVE
CN62621780 | CM15C | Efficia Patient Monitor 15inch Touch Screen Complete | IMAGING | PHILIPS INDONESIA COMMERCIAL, PT | GN00000188 | RS AWAL BROS PEKANBARU | PEKAN BARU | RIAU | PEKANBARU | MAIN UNIT | CUSTOMER | 22 November 2017 | ARIEF SETIAWAN - TSE CP | 28 June 2023 |  | 22 November 2017 | ARIEF SETIAWAN - TSE CP | 20 October 2023 | SAHID DERMAWAN - SPV TSE BARAT | ACTIVE
CN626261568 | CM120 | Efficia Patient Monitor 12inch Touch Screen with IBP | IMAGING | PHILIPS INDONESIA COMMERCIAL, PT | GN00002986 | RDC PUSAT - RAWAGELAM | PUSAT | DKI JAKARTA | JAKARTA TIMUR | MAIN UNIT | EMP | 18 October 2017 | ANTONIUS SAGITA - KALIBRASI | 18 October 2017 |  | 18 October 2017 | ANTONIUS SAGITA - KALIBRASI | - |  | ACTIVE
CN62627406 | CM120 | Efficia Patient Monitor 12inch Touch Screen with IBP | IMAGING | PHILIPS INDONESIA COMMERCIAL, PT | GN00000865 | RSU ARIFIN NUMANG | MAKASSAR | SULAWESI SELATAN | MAKASSAR | MAIN UNIT | CUSTOMER | 16 May 2019 | ABU ABDILLAH - TSE | 16 May 2019 |  | 16 May 2019 | ABU ABDILLAH - TSE | - |  | ACTIVE
CN62627407 | CM120 | Efficia Patient Monitor 12inch Touch Screen with IBP | IMAGING | PHILIPS INDONESIA COMMERCIAL, PT | GN00000865 | RSU ARIFIN NUMANG | MAKASSAR | SULAWESI SELATAN | MAKASSAR | MAIN UNIT | CUSTOMER | 16 May 2019 | ABU ABDILLAH - TSE | 16 May 2019 |  | 16 May 2019 | ABU ABDILLAH - TSE | - |  | ACTIVE
CN62627408 | CM120 | Efficia Patient Monitor 12inch Touch Screen with IBP | IMAGING | PHILIPS INDONESIA COMMERCIAL, PT | GN00001169 | RSUD MAJALENGKA | CIREBON | JAWA BARAT | MAJALENGKA | MAIN UNIT | CUSTOMER | - |  | 16 March 2018 |  | - |  | - |  | ACTIVE
CN62627409 | CM120 | Efficia Patient Monitor 12inch Touch Screen with IBP | IMAGING | PHILIPS INDONESIA COMMERCIAL, PT | GN00002986 | RDC PUSAT - RAWAGELAM | PUSAT | DKI JAKARTA | JAKARTA TIMUR | MAIN UNIT | EMP | 19 March 2018 | ARIEF SETIAWAN - TSE CP | 16 March 2018 |  | 19 March 2018 | ARIEF SETIAWAN - TSE CP | - |  | ACTIVE
CN62627410 | CM120 | Efficia Patient Monitor 12inch Touch Screen with IBP | IMAGING | PHILIPS INDONESIA COMMERCIAL, PT | GN00001169 | RSUD MAJALENGKA | CIREBON | JAWA BARAT | MAJALENGKA | MAIN UNIT | CUSTOMER | - |  | 16 March 2018 |  | - |  | - |  | ACTIVE
CN62627411 | CM120 | Efficia Patient Monitor 12inch Touch Screen with IBP | IMAGING | PHILIPS INDONESIA COMMERCIAL, PT | GN00001169 | RSUD MAJALENGKA | CIREBON | JAWA BARAT | MAJALENGKA | MAIN UNIT | CUSTOMER | 26 July 2018 | TRIYONO - TSE AREA BARAT | 16 March 2018 |  | 26 July 2018 | TRIYONO - TSE AREA BARAT | - |  | ACTIVE
CN62627412 | CM120 | Efficia Patient Monitor 12inch Touch Screen with IBP | IMAGING | PHILIPS INDONESIA COMMERCIAL, PT | GN00001169 | RSUD MAJALENGKA | CIREBON | JAWA BARAT | MAJALENGKA | MAIN UNIT | CUSTOMER | - |  | 16 March 2018 |  | - |  | - |  | ACTIVE
CN62627413 | CM120 | Efficia Patient Monitor 12inch Touch Screen with IBP | IMAGING | PHILIPS INDONESIA COMMERCIAL, PT | GN00001169 | RSUD MAJALENGKA | CIREBON | JAWA BARAT | MAJALENGKA | MAIN UNIT | CUSTOMER | - |  | 16 March 2018 |  | - |  | - |  | ACTIVE
CN62627414 | CM120 | Efficia Patient Monitor 12inch Touch Screen with IBP | IMAGING | PHILIPS INDONESIA COMMERCIAL, PT | GN00001169 | RSUD MAJALENGKA | CIREBON | JAWA BARAT | MAJALENGKA | MAIN UNIT | CUSTOMER | - |  | 16 March 2018 |  | - |  | - |  | ACTIVE
CN62627415 | CM120 | Efficia Patient Monitor 12inch Touch Screen with IBP | IMAGING | PHILIPS INDONESIA COMMERCIAL, PT | GN00001169 | RSUD MAJALENGKA | CIREBON | JAWA BARAT | MAJALENGKA | MAIN UNIT | CUSTOMER | - |  | 16 March 2018 |  | - |  | - |  | ACTIVE
CN62627422 | CM15C | Efficia Patient Monitor 15inch Touch Screen Complete | IMAGING | PHILIPS INDONESIA COMMERCIAL, PT | GN00000524 | RSUD KAJEN | TEGAL | JAWA TENGAH | PEKALONGAN | MAIN UNIT | CUSTOMER | 19 March 2018 | SAHID DERMAWAN - SPV TSE BARAT | 16 March 2018 |  | 19 March 2018 | SAHID DERMAWAN - SPV TSE BARAT | - |  | ACTIVE
CN62627423 | CM15C | Efficia Patient Monitor 15inch Touch Screen Complete | IMAGING | PHILIPS INDONESIA COMMERCIAL, PT | GN00000524 | RSUD KAJEN | TEGAL | JAWA TENGAH | PEKALONGAN | MAIN UNIT | CUSTOMER | 19 March 2018 | SAHID DERMAWAN - SPV TSE BARAT | 16 March 2018 |  | 19 March 2018 | SAHID DERMAWAN - SPV TSE BARAT | - |  | ACTIVE
CN62627424 | CM15C | Efficia Patient Monitor 15inch Touch Screen Complete | IMAGING | PHILIPS INDONESIA COMMERCIAL, PT | GN00000524 | RSUD KAJEN | TEGAL | JAWA TENGAH | PEKALONGAN | MAIN UNIT | CUSTOMER | 19 March 2018 | SAHID DERMAWAN - SPV TSE BARAT | 16 March 2018 |  | 19 March 2018 | SAHID DERMAWAN - SPV TSE BARAT | - |  | ACTIVE
CN62627425 | CM15C | Efficia Patient Monitor 15inch Touch Screen Complete | IMAGING | PHILIPS INDONESIA COMMERCIAL, PT | GN00002986 | RDC PUSAT - RAWAGELAM | PUSAT | DKI JAKARTA | JAKARTA TIMUR | MAIN UNIT | EMP | 19 March 2018 | ARIEF SETIAWAN - TSE CP | 16 March 2018 |  | 19 March 2018 | ARIEF SETIAWAN - TSE CP | - |  | ACTIVE
CN62627426 | CM15C | Efficia Patient Monitor 15inch Touch Screen Complete | IMAGING | PHILIPS INDONESIA COMMERCIAL, PT | GN00002986 | RDC PUSAT - RAWAGELAM | PUSAT | DKI JAKARTA | JAKARTA TIMUR | MAIN UNIT | EMP | 19 March 2018 | ARIEF SETIAWAN - TSE CP | 16 March 2018 |  | 19 March 2018 | ARIEF SETIAWAN - TSE CP | - |  | ACTIVE
CN62627427 | CM15C | Efficia Patient Monitor 15inch Touch Screen Complete | IMAGING | PHILIPS INDONESIA COMMERCIAL, PT | GN00002986 | RDC PUSAT - RAWAGELAM | PUSAT | DKI JAKARTA | JAKARTA TIMUR | MAIN UNIT | EMP | 19 March 2018 | ARIEF SETIAWAN - TSE CP | 16 March 2018 |  | 19 March 2018 | ARIEF SETIAWAN - TSE CP | - |  | ACTIVE
CN62627428 | CM15C | Efficia Patient Monitor 15inch Touch Screen Complete | IMAGING | PHILIPS INDONESIA COMMERCIAL, PT | GN00002986 | RDC PUSAT - RAWAGELAM | PUSAT | DKI JAKARTA | JAKARTA TIMUR | MAIN UNIT | EMP | 19 March 2018 | ARIEF SETIAWAN - TSE CP | 16 March 2018 |  | 19 March 2018 | ARIEF SETIAWAN - TSE CP | - |  | ACTIVE
CN62627429 | CM15C | Efficia Patient Monitor 15inch Touch Screen Complete | IMAGING | PHILIPS INDONESIA COMMERCIAL, PT | GN00002986 | RDC PUSAT - RAWAGELAM | PUSAT | DKI JAKARTA | JAKARTA TIMUR | MAIN UNIT | EMP | 19 March 2018 | ARIEF SETIAWAN - TSE CP | 16 March 2018 |  | 19 March 2018 | ARIEF SETIAWAN - TSE CP | - |  | ACTIVE
CN62629181 | CM15C | Efficia Patient Monitor 15inch Touch Screen Complete | IMAGING | PHILIPS INDONESIA COMMERCIAL, PT | GN00003105 | RSUD BAU-BAU | MAKASSAR | SULAWESI SELATAN | MAKASSAR | MAIN UNIT | CUSTOMER | 10 July 2018 | MIKKI FAHRIZI - TSE | 10 July 2018 |  | 10 July 2018 | MIKKI FAHRIZI - TSE | - |  | ACTIVE
CN62629182 | CM15C | Efficia Patient Monitor 15inch Touch Screen Complete | IMAGING | PHILIPS INDONESIA COMMERCIAL, PT | GN00003105 | RSUD BAU-BAU | MAKASSAR | SULAWESI SELATAN | MAKASSAR | MAIN UNIT | CUSTOMER | 10 July 2018 | MIKKI FAHRIZI - TSE | 10 July 2018 |  | 10 July 2018 | MIKKI FAHRIZI - TSE | - |  | ACTIVE
CN62629183 | CM15C | Efficia Patient Monitor 15inch Touch Screen Complete | IMAGING | PHILIPS INDONESIA COMMERCIAL, PT | GN00003105 | RSUD BAU-BAU | MAKASSAR | SULAWESI SELATAN | MAKASSAR | MAIN UNIT | CUSTOMER | 10 July 2018 | MIKKI FAHRIZI - TSE | 10 July 2018 |  | 10 July 2018 | MIKKI FAHRIZI - TSE | - |  | ACTIVE
CN62629184 | CM15C | Efficia Patient Monitor 15inch Touch Screen Complete | IMAGING | PHILIPS INDONESIA COMMERCIAL, PT | GN00011037 | RSUD. TORABELO (SIGI) | PALU | SULAWESI TENGAH | SIGI BIROMARU | MAIN UNIT | CUSTOMER | 14 September 2018 | PHILIP LAKRISNA - TSE | 14 September 2018 |  | 14 September 2018 | PHILIP LAKRISNA - TSE | - |  | ACTIVE
CN62629185 | CM15C | Efficia Patient Monitor 15inch Touch Screen Complete | IMAGING | PHILIPS INDONESIA COMMERCIAL, PT | GN00011037 | RSUD. TORABELO (SIGI) | PALU | SULAWESI TENGAH | SIGI BIROMARU | MAIN UNIT | CUSTOMER | 14 September 2018 | PHILIP LAKRISNA - TSE | 14 September 2018 |  | 14 September 2018 | PHILIP LAKRISNA - TSE | - |  | ACTIVE
CN62629186 | CM15C | Efficia Patient Monitor 15inch Touch Screen Complete | IMAGING | PHILIPS INDONESIA COMMERCIAL, PT | GN00011037 | RSUD. TORABELO (SIGI) | PALU | SULAWESI TENGAH | SIGI BIROMARU | MAIN UNIT | CUSTOMER | 13 September 2018 | PHILIP LAKRISNA - TSE | 13 September 2018 |  | 13 September 2018 | PHILIP LAKRISNA - TSE | - |  | ACTIVE
CN62629187 | CM15C | Efficia Patient Monitor 15inch Touch Screen Complete | IMAGING | PHILIPS INDONESIA COMMERCIAL, PT | GN00011037 | RSUD. TORABELO (SIGI) | PALU | SULAWESI TENGAH | SIGI BIROMARU | MAIN UNIT | CUSTOMER | 13 September 2018 | PHILIP LAKRISNA - TSE | 13 September 2018 |  | 13 September 2018 | PHILIP LAKRISNA - TSE | - |  | ACTIVE
CN62629188 | CM15C | Efficia Patient Monitor 15inch Touch Screen Complete | IMAGING | PHILIPS INDONESIA COMMERCIAL, PT | GN00011037 | RSUD. TORABELO (SIGI) | PALU | SULAWESI TENGAH | SIGI BIROMARU | MAIN UNIT | CUSTOMER | 5 September 2018 | PHILIP LAKRISNA - TSE | 5 September 2018 |  | 5 September 2018 | PHILIP LAKRISNA - TSE | - |  | ACTIVE
CN62629189 | CM15C | Efficia Patient Monitor 15inch Touch Screen Complete | IMAGING | PHILIPS INDONESIA COMMERCIAL, PT | GN00001413 | RSU DR TC HILLERS MAUMERE | KUPANG | NUSA TENGGARA TIMUR | MAUMERE | MAIN UNIT | CUSTOMER | - |  | 21 November 2018 |  | - |  | - |  | ACTIVE
CN62629190 | CM15C | Efficia Patient Monitor 15inch Touch Screen Complete | IMAGING | PHILIPS INDONESIA COMMERCIAL, PT | GN17060055 | RS UMUM DAERAH (RSUD TANAH ABANG) | JAKARTA-2 | DKI JAKARTA | JAKARTA PUSAT | MAIN UNIT | CUSTOMER | 6 December 2018 | AGUS FAUZI | 6 December 2018 |  | 6 December 2018 | AGUS FAUZI | - |  | ACTIVE
CN62629191 | CM15C | Efficia Patient Monitor 15inch Touch Screen Complete | IMAGING | PHILIPS INDONESIA COMMERCIAL, PT | GN17060055 | RS UMUM DAERAH (RSUD TANAH ABANG) | JAKARTA-2 | DKI JAKARTA | JAKARTA PUSAT | MAIN UNIT | CUSTOMER | 6 December 2018 | AGUS FAUZI | 6 December 2018 |  | 6 December 2018 | AGUS FAUZI | - |  | ACTIVE
CN62629192 | CM15C | Efficia Patient Monitor 15inch Touch Screen Complete | IMAGING | PHILIPS INDONESIA COMMERCIAL, PT | GN17060055 | RS UMUM DAERAH (RSUD TANAH ABANG) | JAKARTA-2 | DKI JAKARTA | JAKARTA PUSAT | MAIN UNIT | CUSTOMER | 6 December 2018 | AGUS FAUZI | 6 December 2018 |  | 6 December 2018 | AGUS FAUZI | - |  | ACTIVE
CN62629193 | CM15C | Efficia Patient Monitor 15inch Touch Screen Complete | IMAGING | PHILIPS INDONESIA COMMERCIAL, PT | GN17060055 | RS UMUM DAERAH (RSUD TANAH ABANG) | JAKARTA-2 | DKI JAKARTA | JAKARTA PUSAT | MAIN UNIT | CUSTOMER | 6 December 2018 | AGUS FAUZI | 6 December 2018 |  | 6 December 2018 | AGUS FAUZI | - |  | ACTIVE
CN62629194 | CM15C | Efficia Patient Monitor 15inch Touch Screen Complete | IMAGING | PHILIPS INDONESIA COMMERCIAL, PT | GN17060055 | RS UMUM DAERAH (RSUD TANAH ABANG) | JAKARTA-2 | DKI JAKARTA | JAKARTA PUSAT | MAIN UNIT | CUSTOMER | 6 December 2018 | AGUS FAUZI | 6 December 2018 |  | 6 December 2018 | AGUS FAUZI | - |  | ACTIVE
CN62629195 | CM15C | Efficia Patient Monitor 15inch Touch Screen Complete | IMAGING | PHILIPS INDONESIA COMMERCIAL, PT | GN00009159 | RSUD KAB KONAWE | MAKASSAR | SULAWESI SELATAN | KONAWE | MAIN UNIT | CUSTOMER | 8 May 2019 | MIKKI FAHRIZI - TSE | 8 May 2019 |  | 8 May 2019 | MIKKI FAHRIZI - TSE | - |  | ACTIVE
CN62629196 | CM15C | Efficia Patient Monitor 15inch Touch Screen Complete | IMAGING | PHILIPS INDONESIA COMMERCIAL, PT | GN00009159 | RSUD KAB KONAWE | MAKASSAR | SULAWESI SELATAN | KONAWE | MAIN UNIT | CUSTOMER | 8 May 2019 | MIKKI FAHRIZI - TSE | 8 May 2019 |  | 8 May 2019 | MIKKI FAHRIZI - TSE | - |  | ACTIVE
CN62629197 | CM15C | Efficia Patient Monitor 15inch Touch Screen Complete | IMAGING | PHILIPS INDONESIA COMMERCIAL, PT | GN00009159 | RSUD KAB KONAWE | MAKASSAR | SULAWESI SELATAN | KONAWE | MAIN UNIT | CUSTOMER | 8 May 2019 | MIKKI FAHRIZI - TSE | 8 May 2019 |  | 8 May 2019 | MIKKI FAHRIZI - TSE | - |  | ACTIVE
CN62629198 | CM15C | Efficia Patient Monitor 15inch Touch Screen Complete | IMAGING | PHILIPS INDONESIA COMMERCIAL, PT | GN00000012 | RS PERSAHABATAN | JAKARTA-1 | DKI JAKARTA | JAKARTA TIMUR | MAIN UNIT | EMP | 18 May 2018 | System Auto | 16 May 2018 |  | 18 May 2018 | System Auto | - |  | ACTIVE
CN62629200 | CM15C | Efficia Patient Monitor 15inch Touch Screen Complete | IMAGING | PHILIPS INDONESIA COMMERCIAL, PT | GN00009159 | RSUD KAB KONAWE | MAKASSAR | SULAWESI SELATAN | KONAWE | MAIN UNIT | CUSTOMER | 8 May 2019 | AUGESTA NANDA PRADANA - TSE | 8 May 2019 |  | 8 May 2019 | AUGESTA NANDA PRADANA - TSE | - |  | ACTIVE
CN62629201 | CM15C | Efficia Patient Monitor 15inch Touch Screen Complete | IMAGING | PHILIPS INDONESIA COMMERCIAL, PT | GN00009159 | RSUD KAB KONAWE | MAKASSAR | SULAWESI SELATAN | KONAWE | MAIN UNIT | CUSTOMER | 8 May 2019 | MIKKI FAHRIZI - TSE | 8 May 2019 |  | 8 May 2019 | MIKKI FAHRIZI - TSE | - |  | ACTIVE
CN62629202 | CM15C | Efficia Patient Monitor 15inch Touch Screen Complete | IMAGING | PHILIPS INDONESIA COMMERCIAL, PT | GN00009159 | RSUD KAB KONAWE | MAKASSAR | SULAWESI SELATAN | KONAWE | MAIN UNIT | CUSTOMER | 8 May 2019 | AUGESTA NANDA PRADANA - TSE | 8 May 2019 |  | 8 May 2019 | AUGESTA NANDA PRADANA - TSE | - |  | ACTIVE
CN62629203 | CM15C | Efficia Patient Monitor 15inch Touch Screen Complete | IMAGING | PHILIPS INDONESIA COMMERCIAL, PT | GN00009159 | RSUD KAB KONAWE | MAKASSAR | SULAWESI SELATAN | KONAWE | MAIN UNIT | CUSTOMER | 8 May 2019 | AUGESTA NANDA PRADANA - TSE | 8 May 2019 |  | 8 May 2019 | AUGESTA NANDA PRADANA - TSE | - |  | ACTIVE
CN62629204 | CM15C | Efficia Patient Monitor 15inch Touch Screen Complete | IMAGING | PHILIPS INDONESIA COMMERCIAL, PT | GN00009159 | RSUD KAB KONAWE | MAKASSAR | SULAWESI SELATAN | KONAWE | MAIN UNIT | CUSTOMER | 8 May 2019 | AUGESTA NANDA PRADANA - TSE | 8 May 2019 |  | 8 May 2019 | AUGESTA NANDA PRADANA - TSE | - |  | ACTIVE
CN62629205 | CM15C | Efficia Patient Monitor 15inch Touch Screen Complete | IMAGING | PHILIPS INDONESIA COMMERCIAL, PT | GN00009159 | RSUD KAB KONAWE | MAKASSAR | SULAWESI SELATAN | KONAWE | MAIN UNIT | CUSTOMER | 18 May 2018 | TRIYONO - TSE AREA BARAT | 16 May 2018 |  | 18 May 2018 | TRIYONO - TSE AREA BARAT | - |  | ACTIVE
CN62629206 | CM15C | Efficia Patient Monitor 15inch Touch Screen Complete | IMAGING | PHILIPS INDONESIA COMMERCIAL, PT | GN00009159 | RSUD KAB KONAWE | MAKASSAR | SULAWESI SELATAN | KONAWE | MAIN UNIT | CUSTOMER | 18 May 2018 | TRIYONO - TSE AREA BARAT | 16 May 2018 |  | 18 May 2018 | TRIYONO - TSE AREA BARAT | - |  | ACTIVE
CN62629207 | CM15C | Efficia Patient Monitor 15inch Touch Screen Complete | IMAGING | PHILIPS INDONESIA COMMERCIAL, PT | GN00000012 | RS PERSAHABATAN | JAKARTA-1 | DKI JAKARTA | JAKARTA TIMUR | MAIN UNIT | EMP | 18 May 2018 | System Auto | 16 May 2018 |  | 18 May 2018 | System Auto | - |  | ACTIVE
CN62629208 | CM15C | Efficia Patient Monitor 15inch Touch Screen Complete | IMAGING | PHILIPS INDONESIA COMMERCIAL, PT | GN00000876 | RSUD MASSENREMPULU | MAKASSAR | SULAWESI SELATAN | MAKASSAR | MAIN UNIT | CUSTOMER | 23 July 2019 | MIKKI FAHRIZI - TSE | 23 July 2019 |  | 23 July 2019 | MIKKI FAHRIZI - TSE | - |  | ACTIVE
CN62629209 | CM15C | Efficia Patient Monitor 15inch Touch Screen Complete | IMAGING | PHILIPS INDONESIA COMMERCIAL, PT | GN00002986 | RDC PUSAT - RAWAGELAM | PUSAT | DKI JAKARTA | JAKARTA TIMUR | MAIN UNIT | EMP | 18 May 2018 | ANTONIUS SAGITA - KALIBRASI | 16 May 2018 |  | 18 May 2018 | ANTONIUS SAGITA - KALIBRASI | - |  | ACTIVE
CN62629830 | CM15C | Efficia Patient Monitor 15inch Touch Screen Complete | IMAGING | PHILIPS INDONESIA COMMERCIAL, PT | GN00002986 | RDC PUSAT - RAWAGELAM | PUSAT | DKI JAKARTA | JAKARTA TIMUR | MAIN UNIT | EMP | 18 May 2018 | ANTONIUS SAGITA - KALIBRASI | 16 May 2018 |  | 18 May 2018 | ANTONIUS SAGITA - KALIBRASI | - |  | ACTIVE
CN62629831 | CM15C | Efficia Patient Monitor 15inch Touch Screen Complete | IMAGING | PHILIPS INDONESIA COMMERCIAL, PT | GN00002986 | RDC PUSAT - RAWAGELAM | PUSAT | DKI JAKARTA | JAKARTA TIMUR | MAIN UNIT | EMP | 18 May 2018 | ANTONIUS SAGITA - KALIBRASI | 16 May 2018 |  | 18 May 2018 | ANTONIUS SAGITA - KALIBRASI | - |  | ACTIVE
CN62632422 | CM120 | Efficia Patient Monitor 12inch Touch Screen with IBP | IMAGING | PHILIPS INDONESIA COMMERCIAL, PT | GN00002396 | RSUD MARIA WALANDA MARAMIS | MANADO | SULAWESI UTARA | MINAHASA | MAIN UNIT | CUSTOMER | 25 April 2019 | ABU ABDILLAH - TSE | 25 April 2019 |  | 25 April 2019 | ABU ABDILLAH - TSE | - |  | ACTIVE
CN62632423 | CM120 | Efficia Patient Monitor 12inch Touch Screen with IBP | IMAGING | PHILIPS INDONESIA COMMERCIAL, PT | GN00002396 | RSUD MARIA WALANDA MARAMIS | MANADO | SULAWESI UTARA | MINAHASA | MAIN UNIT | CUSTOMER | 10 August 2018 | TRIYONO - TSE AREA BARAT | 9 August 2018 |  | 10 August 2018 | TRIYONO - TSE AREA BARAT | - |  | ACTIVE
CN62632424 | CM120 | Efficia Patient Monitor 12inch Touch Screen with IBP | IMAGING | PHILIPS INDONESIA COMMERCIAL, PT | GN00002396 | RSUD MARIA WALANDA MARAMIS | MANADO | SULAWESI UTARA | MINAHASA | MAIN UNIT | CUSTOMER | 25 April 2019 | ABU ABDILLAH - TSE | 25 April 2019 |  | 25 April 2019 | ABU ABDILLAH - TSE | - |  | ACTIVE
CN62632425 | CM120 | Efficia Patient Monitor 12inch Touch Screen with IBP | IMAGING | PHILIPS INDONESIA COMMERCIAL, PT | GN00002396 | RSUD MARIA WALANDA MARAMIS | MANADO | SULAWESI UTARA | MINAHASA | MAIN UNIT | CUSTOMER | 25 April 2019 | ABU ABDILLAH - TSE | 25 April 2019 |  | 25 April 2019 | ABU ABDILLAH - TSE | - |  | ACTIVE
CN62632426 | CM120 | Efficia Patient Monitor 12inch Touch Screen with IBP | IMAGING | PHILIPS INDONESIA COMMERCIAL, PT | GN00002396 | RSUD MARIA WALANDA MARAMIS | MANADO | SULAWESI UTARA | MINAHASA | MAIN UNIT | CUSTOMER | 25 April 2019 | ABU ABDILLAH - TSE | 25 April 2019 |  | 25 April 2019 | ABU ABDILLAH - TSE | - |  | ACTIVE
CN62632427 | CM120 | Efficia Patient Monitor 12inch Touch Screen with IBP | IMAGING | PHILIPS INDONESIA COMMERCIAL, PT | GN00002396 | RSUD MARIA WALANDA MARAMIS | MANADO | SULAWESI UTARA | MINAHASA | MAIN UNIT | CUSTOMER | 25 April 2019 | ABU ABDILLAH - TSE | 25 April 2019 |  | 25 April 2019 | ABU ABDILLAH - TSE | - |  | ACTIVE
CN62632428 | CM120 | Efficia Patient Monitor 12inch Touch Screen with IBP | IMAGING | PHILIPS INDONESIA COMMERCIAL, PT | GN00002396 | RSUD MARIA WALANDA MARAMIS | MANADO | SULAWESI UTARA | MINAHASA | MAIN UNIT | CUSTOMER | 25 April 2019 | ABU ABDILLAH - TSE | 25 April 2019 |  | 25 April 2019 | ABU ABDILLAH - TSE | - |  | ACTIVE
CN62632429 | CM120 | Efficia Patient Monitor 12inch Touch Screen with IBP | IMAGING | PHILIPS INDONESIA COMMERCIAL, PT | GN00002396 | RSUD MARIA WALANDA MARAMIS | MANADO | SULAWESI UTARA | MINAHASA | MAIN UNIT | CUSTOMER | 25 April 2019 | ABU ABDILLAH - TSE | 25 April 2019 |  | 25 April 2019 | ABU ABDILLAH - TSE | - |  | ACTIVE
CN62632430 | CM120 | Efficia Patient Monitor 12inch Touch Screen with IBP | IMAGING | PHILIPS INDONESIA COMMERCIAL, PT | GN00001072 | RSUD DR MARJUKI MAHDI ( RSUD KOTA BOGOR ) | BOGOR | JAWA BARAT | BOGOR | MAIN UNIT | CUSTOMER | 10 August 2018 | TRIYONO - TSE AREA BARAT | 9 August 2018 |  | 10 August 2018 | TRIYONO - TSE AREA BARAT | - |  | ACTIVE
CN62632431 | CM120 | Efficia Patient Monitor 12inch Touch Screen with IBP | IMAGING | PHILIPS INDONESIA COMMERCIAL, PT | GN00001072 | RSUD DR MARJUKI MAHDI ( RSUD KOTA BOGOR ) | BOGOR | JAWA BARAT | BOGOR | MAIN UNIT | CUSTOMER | 10 August 2018 | TRIYONO - TSE AREA BARAT | 9 August 2018 |  | 10 August 2018 | TRIYONO - TSE AREA BARAT | - |  | ACTIVE
CN62632432 | CM120 | Efficia Patient Monitor 12inch Touch Screen with IBP | IMAGING | PHILIPS INDONESIA COMMERCIAL, PT | GN00001072 | RSUD DR MARJUKI MAHDI ( RSUD KOTA BOGOR ) | BOGOR | JAWA BARAT | BOGOR | MAIN UNIT | CUSTOMER | 10 August 2018 | TRIYONO - TSE AREA BARAT | 9 August 2018 |  | 10 August 2018 | TRIYONO - TSE AREA BARAT | - |  | ACTIVE
CN62632433 | CM120 | Efficia Patient Monitor 12inch Touch Screen with IBP | IMAGING | PHILIPS INDONESIA COMMERCIAL, PT | GN00001072 | RSUD DR MARJUKI MAHDI ( RSUD KOTA BOGOR ) | BOGOR | JAWA BARAT | BOGOR | MAIN UNIT | CUSTOMER | 10 August 2018 | TRIYONO - TSE AREA BARAT | 9 August 2018 |  | 10 August 2018 | TRIYONO - TSE AREA BARAT | - |  | ACTIVE
CN62632434 | CM120 | Efficia Patient Monitor 12inch Touch Screen with IBP | IMAGING | PHILIPS INDONESIA COMMERCIAL, PT | GN00001072 | RSUD DR MARJUKI MAHDI ( RSUD KOTA BOGOR ) | BOGOR | JAWA BARAT | BOGOR | MAIN UNIT | CUSTOMER | 10 August 2018 | TRIYONO - TSE AREA BARAT | 9 August 2018 |  | 10 August 2018 | TRIYONO - TSE AREA BARAT | - |  | ACTIVE
CN62632435 | CM120 | Efficia Patient Monitor 12inch Touch Screen with IBP | IMAGING | PHILIPS INDONESIA COMMERCIAL, PT | GN00001072 | RSUD DR MARJUKI MAHDI ( RSUD KOTA BOGOR ) | BOGOR | JAWA BARAT | BOGOR | MAIN UNIT | CUSTOMER | 10 August 2018 | TRIYONO - TSE AREA BARAT | 9 August 2018 |  | 10 August 2018 | TRIYONO - TSE AREA BARAT | - |  | ACTIVE
CN62632436 | CM120 | Efficia Patient Monitor 12inch Touch Screen with IBP | IMAGING | PHILIPS INDONESIA COMMERCIAL, PT | GN00001072 | RSUD DR MARJUKI MAHDI ( RSUD KOTA BOGOR ) | BOGOR | JAWA BARAT | BOGOR | MAIN UNIT | CUSTOMER | 10 August 2018 | TRIYONO - TSE AREA BARAT | 9 August 2018 |  | 10 August 2018 | TRIYONO - TSE AREA BARAT | - |  | ACTIVE
CN62632437 | CM120 | Efficia Patient Monitor 12inch Touch Screen with IBP | IMAGING | PHILIPS INDONESIA COMMERCIAL, PT | GN00001072 | RSUD DR MARJUKI MAHDI ( RSUD KOTA BOGOR ) | BOGOR | JAWA BARAT | BOGOR | MAIN UNIT | CUSTOMER | 10 August 2018 | TRIYONO - TSE AREA BARAT | 9 August 2018 |  | 10 August 2018 | TRIYONO - TSE AREA BARAT | - |  | ACTIVE
CN62632438 | CM120 | Efficia Patient Monitor 12inch Touch Screen with IBP | IMAGING | PHILIPS INDONESIA COMMERCIAL, PT | GN00001072 | RSUD DR MARJUKI MAHDI ( RSUD KOTA BOGOR ) | BOGOR | JAWA BARAT | BOGOR | MAIN UNIT | CUSTOMER | 10 August 2018 | TRIYONO - TSE AREA BARAT | 9 August 2018 |  | 10 August 2018 | TRIYONO - TSE AREA BARAT | - |  | ACTIVE
CN62632439 | CM120 | Efficia Patient Monitor 12inch Touch Screen with IBP | IMAGING | PHILIPS INDONESIA COMMERCIAL, PT | GN00000865 | RSU ARIFIN NUMANG | MAKASSAR | SULAWESI SELATAN | MAKASSAR | MAIN UNIT | CUSTOMER | 16 May 2019 | ABU ABDILLAH - TSE | 16 May 2019 |  | 16 May 2019 | ABU ABDILLAH - TSE | - |  | ACTIVE
CN62632440 | CM120 | Efficia Patient Monitor 12inch Touch Screen with IBP | IMAGING | PHILIPS INDONESIA COMMERCIAL, PT | GN00000865 | RSU ARIFIN NUMANG | MAKASSAR | SULAWESI SELATAN | MAKASSAR | MAIN UNIT | CUSTOMER | 16 May 2019 | ABU ABDILLAH - TSE | 16 May 2019 |  | 16 May 2019 | ABU ABDILLAH - TSE | - |  | ACTIVE
CN62632441 | CM120 | Efficia Patient Monitor 12inch Touch Screen with IBP | IMAGING | PHILIPS INDONESIA COMMERCIAL, PT | GN00000865 | RSU ARIFIN NUMANG | MAKASSAR | SULAWESI SELATAN | MAKASSAR | MAIN UNIT | CUSTOMER | 16 May 2019 | ABU ABDILLAH - TSE | 16 May 2019 |  | 16 May 2019 | ABU ABDILLAH - TSE | - |  | ACTIVE
CN62632442 | CM120 | Efficia Patient Monitor 12inch Touch Screen with IBP | IMAGING | PHILIPS INDONESIA COMMERCIAL, PT | GN00000865 | RSU ARIFIN NUMANG | MAKASSAR | SULAWESI SELATAN | MAKASSAR | MAIN UNIT | CUSTOMER | 16 May 2019 | ABU ABDILLAH - TSE | 16 May 2019 |  | 16 May 2019 | ABU ABDILLAH - TSE | - |  | ACTIVE
CN62638331 | CM15C | Efficia Patient Monitor 15inch Touch Screen Complete | IMAGING | PHILIPS INDONESIA COMMERCIAL, PT | GN00002986 | RDC PUSAT - RAWAGELAM | PUSAT | DKI JAKARTA | JAKARTA TIMUR | MAIN UNIT | EMP | - |  | 14 February 2019 |  | - |  | - |  | ACTIVE
CN62638332 | CM15C | Efficia Patient Monitor 15inch Touch Screen Complete | IMAGING | PHILIPS INDONESIA COMMERCIAL, PT | GN00002986 | RDC PUSAT - RAWAGELAM | PUSAT | DKI JAKARTA | JAKARTA TIMUR | MAIN UNIT | EMP | - |  | 15 March 2019 |  | - |  | - |  | ACTIVE
CN62638333 | CM15C | Efficia Patient Monitor 15inch Touch Screen Complete | IMAGING | PHILIPS INDONESIA COMMERCIAL, PT | GN00002986 | RDC PUSAT - RAWAGELAM | PUSAT | DKI JAKARTA | JAKARTA TIMUR | MAIN UNIT | EMP | - |  | 14 February 2019 |  | - |  | - |  | ACTIVE
CN62638334 | CM15C | Efficia Patient Monitor 15inch Touch Screen Complete | IMAGING | PHILIPS INDONESIA COMMERCIAL, PT | GN00002986 | RDC PUSAT - RAWAGELAM | PUSAT | DKI JAKARTA | JAKARTA TIMUR | MAIN UNIT | EMP | - |  | 15 March 2019 |  | - |  | - |  | ACTIVE
CN62638335 | CM15C | Efficia Patient Monitor 15inch Touch Screen Complete | IMAGING | PHILIPS INDONESIA COMMERCIAL, PT | GN00002986 | RDC PUSAT - RAWAGELAM | PUSAT | DKI JAKARTA | JAKARTA TIMUR | MAIN UNIT | EMP | - |  | 15 March 2019 |  | - |  | - |  | ACTIVE
CN62638336 | CM15C | Efficia Patient Monitor 15inch Touch Screen Complete | IMAGING | PHILIPS INDONESIA COMMERCIAL, PT | GN00002986 | RDC PUSAT - RAWAGELAM | PUSAT | DKI JAKARTA | JAKARTA TIMUR | MAIN UNIT | EMP | - |  | 15 March 2019 |  | - |  | - |  | ACTIVE
CN62638337 | CM15C | Efficia Patient Monitor 15inch Touch Screen Complete | IMAGING | PHILIPS INDONESIA COMMERCIAL, PT | GN00002986 | RDC PUSAT - RAWAGELAM | PUSAT | DKI JAKARTA | JAKARTA TIMUR | MAIN UNIT | EMP | - |  | 14 February 2019 |  | - |  | - |  | ACTIVE
CN62638338 | CM15C | Efficia Patient Monitor 15inch Touch Screen Complete | IMAGING | PHILIPS INDONESIA COMMERCIAL, PT | GN00002986 | RDC PUSAT - RAWAGELAM | PUSAT | DKI JAKARTA | JAKARTA TIMUR | MAIN UNIT | EMP | - |  | 14 February 2019 |  | - |  | - |  | ACTIVE
CN62638339 | CM15C | Efficia Patient Monitor 15inch Touch Screen Complete | IMAGING | PHILIPS INDONESIA COMMERCIAL, PT | GN00002986 | RDC PUSAT - RAWAGELAM | PUSAT | DKI JAKARTA | JAKARTA TIMUR | MAIN UNIT | EMP | - |  | 15 March 2019 |  | - |  | - |  | ACTIVE
CN62638340 | CM15C | Efficia Patient Monitor 15inch Touch Screen Complete | IMAGING | PHILIPS INDONESIA COMMERCIAL, PT | GN00002986 | RDC PUSAT - RAWAGELAM | PUSAT | DKI JAKARTA | JAKARTA TIMUR | MAIN UNIT | EMP | - |  | 15 March 2019 |  | - |  | - |  | ACTIVE
CN62638341 | CM15C | Efficia Patient Monitor 15inch Touch Screen Complete | IMAGING | PHILIPS INDONESIA COMMERCIAL, PT | GN00002986 | RDC PUSAT - RAWAGELAM | PUSAT | DKI JAKARTA | JAKARTA TIMUR | MAIN UNIT | EMP | - |  | 15 March 2019 |  | - |  | - |  | ACTIVE
CN62638342 | CM15C | Efficia Patient Monitor 15inch Touch Screen Complete | IMAGING | PHILIPS INDONESIA COMMERCIAL, PT | GN00002986 | RDC PUSAT - RAWAGELAM | PUSAT | DKI JAKARTA | JAKARTA TIMUR | MAIN UNIT | EMP | - |  | 14 February 2019 |  | - |  | - |  | ACTIVE
CN62638343 | CM15C | Efficia Patient Monitor 15inch Touch Screen Complete | IMAGING | PHILIPS INDONESIA COMMERCIAL, PT | GN00002986 | RDC PUSAT - RAWAGELAM | PUSAT | DKI JAKARTA | JAKARTA TIMUR | MAIN UNIT | EMP | - |  | 15 March 2019 |  | - |  | - |  | ACTIVE
CN62638344 | CM15C | Efficia Patient Monitor 15inch Touch Screen Complete | IMAGING | PHILIPS INDONESIA COMMERCIAL, PT | GN00002986 | RDC PUSAT - RAWAGELAM | PUSAT | DKI JAKARTA | JAKARTA TIMUR | MAIN UNIT | EMP | - |  | 15 March 2019 |  | - |  | - |  | ACTIVE
CN62638345 | CM15C | Efficia Patient Monitor 15inch Touch Screen Complete | IMAGING | PHILIPS INDONESIA COMMERCIAL, PT | GN00002986 | RDC PUSAT - RAWAGELAM | PUSAT | DKI JAKARTA | JAKARTA TIMUR | MAIN UNIT | EMP | - |  | 14 February 2019 |  | - |  | - |  | ACTIVE
CN62638346 | CM15C | Efficia Patient Monitor 15inch Touch Screen Complete | IMAGING | PHILIPS INDONESIA COMMERCIAL, PT | GN00002986 | RDC PUSAT - RAWAGELAM | PUSAT | DKI JAKARTA | JAKARTA TIMUR | MAIN UNIT | EMP | - |  | 17 January 2019 |  | - |  | - |  | ACTIVE
CN62638347 | CM15C | Efficia Patient Monitor 15inch Touch Screen Complete | IMAGING | PHILIPS INDONESIA COMMERCIAL, PT | GN00002986 | RDC PUSAT - RAWAGELAM | PUSAT | DKI JAKARTA | JAKARTA TIMUR | MAIN UNIT | EMP | - |  | 17 January 2019 |  | - |  | - |  | ACTIVE
CN62638348 | CM15C | Efficia Patient Monitor 15inch Touch Screen Complete | IMAGING | PHILIPS INDONESIA COMMERCIAL, PT | GN00002986 | RDC PUSAT - RAWAGELAM | PUSAT | DKI JAKARTA | JAKARTA TIMUR | MAIN UNIT | EMP | - |  | 17 January 2019 |  | - |  | - |  | ACTIVE
CN62638349 | CM15C | Efficia Patient Monitor 15inch Touch Screen Complete | IMAGING | PHILIPS INDONESIA COMMERCIAL, PT | GN00002986 | RDC PUSAT - RAWAGELAM | PUSAT | DKI JAKARTA | JAKARTA TIMUR | MAIN UNIT | EMP | - |  | 17 January 2019 |  | - |  | - |  | ACTIVE
CN62638350 | CM15C | Efficia Patient Monitor 15inch Touch Screen Complete | IMAGING | PHILIPS INDONESIA COMMERCIAL, PT | GN00002986 | RDC PUSAT - RAWAGELAM | PUSAT | DKI JAKARTA | JAKARTA TIMUR | MAIN UNIT | EMP | - |  | 17 January 2019 |  | - |  | - |  | ACTIVE
CN62638351 | CM15C | Efficia Patient Monitor 15inch Touch Screen Complete | IMAGING | PHILIPS INDONESIA COMMERCIAL, PT | GN00002986 | RDC PUSAT - RAWAGELAM | PUSAT | DKI JAKARTA | JAKARTA TIMUR | MAIN UNIT | EMP | - |  | 17 January 2019 |  | - |  | - |  | ACTIVE
CN62638352 | CM15C | Efficia Patient Monitor 15inch Touch Screen Complete | IMAGING | PHILIPS INDONESIA COMMERCIAL, PT | GN00002986 | RDC PUSAT - RAWAGELAM | PUSAT | DKI JAKARTA | JAKARTA TIMUR | MAIN UNIT | EMP | - |  | 17 January 2019 |  | - |  | - |  | ACTIVE
CN62638353 | CM15C | Efficia Patient Monitor 15inch Touch Screen Complete | IMAGING | PHILIPS INDONESIA COMMERCIAL, PT | GN00002986 | RDC PUSAT - RAWAGELAM | PUSAT | DKI JAKARTA | JAKARTA TIMUR | MAIN UNIT | EMP | - |  | 17 January 2019 |  | - |  | - |  | ACTIVE
CN62638354 | CM15C | Efficia Patient Monitor 15inch Touch Screen Complete | IMAGING | PHILIPS INDONESIA COMMERCIAL, PT | GN00002986 | RDC PUSAT - RAWAGELAM | PUSAT | DKI JAKARTA | JAKARTA TIMUR | MAIN UNIT | EMP | - |  | 17 January 2019 |  | - |  | - |  | ACTIVE
CN62638355 | CM15C | Efficia Patient Monitor 15inch Touch Screen Complete | IMAGING | PHILIPS INDONESIA COMMERCIAL, PT | GN00002986 | RDC PUSAT - RAWAGELAM | PUSAT | DKI JAKARTA | JAKARTA TIMUR | MAIN UNIT | EMP | - |  | 17 January 2019 |  | - |  | - |  | ACTIVE
CN62638356 | CM15C | Efficia Patient Monitor 15inch Touch Screen Complete | IMAGING | PHILIPS INDONESIA COMMERCIAL, PT | GN00002986 | RDC PUSAT - RAWAGELAM | PUSAT | DKI JAKARTA | JAKARTA TIMUR | MAIN UNIT | EMP | - |  | 15 March 2019 |  | - |  | - |  | ACTIVE
CN62638357 | CM15C | Efficia Patient Monitor 15inch Touch Screen Complete | IMAGING | PHILIPS INDONESIA COMMERCIAL, PT | GN00002986 | RDC PUSAT - RAWAGELAM | PUSAT | DKI JAKARTA | JAKARTA TIMUR | MAIN UNIT | EMP | - |  | 15 March 2019 |  | - |  | - |  | ACTIVE
CN62638358 | CM15C | Efficia Patient Monitor 15inch Touch Screen Complete | IMAGING | PHILIPS INDONESIA COMMERCIAL, PT | GN00002986 | RDC PUSAT - RAWAGELAM | PUSAT | DKI JAKARTA | JAKARTA TIMUR | MAIN UNIT | EMP | - |  | 14 February 2019 |  | - |  | - |  | ACTIVE
CN62638359 | CM15C | Efficia Patient Monitor 15inch Touch Screen Complete | IMAGING | PHILIPS INDONESIA COMMERCIAL, PT | GN00002986 | RDC PUSAT - RAWAGELAM | PUSAT | DKI JAKARTA | JAKARTA TIMUR | MAIN UNIT | EMP | - |  | 15 March 2019 |  | - |  | - |  | ACTIVE
CN62638360 | CM15C | Efficia Patient Monitor 15inch Touch Screen Complete | IMAGING | PHILIPS INDONESIA COMMERCIAL, PT | GN00002986 | RDC PUSAT - RAWAGELAM | PUSAT | DKI JAKARTA | JAKARTA TIMUR | MAIN UNIT | EMP | - |  | 15 March 2019 |  | - |  | - |  | ACTIVE
CN62638361 | CM15C | Efficia Patient Monitor 15inch Touch Screen Complete | IMAGING | PHILIPS INDONESIA COMMERCIAL, PT | GN00002986 | RDC PUSAT - RAWAGELAM | PUSAT | DKI JAKARTA | JAKARTA TIMUR | MAIN UNIT | EMP | - |  | 15 March 2019 |  | - |  | - |  | ACTIVE
CN62638362 | CM15C | Efficia Patient Monitor 15inch Touch Screen Complete | IMAGING | PHILIPS INDONESIA COMMERCIAL, PT | GN00002986 | RDC PUSAT - RAWAGELAM | PUSAT | DKI JAKARTA | JAKARTA TIMUR | MAIN UNIT | EMP | - |  | 14 February 2019 |  | - |  | - |  | ACTIVE
CN62638363 | CM15C | Efficia Patient Monitor 15inch Touch Screen Complete | IMAGING | PHILIPS INDONESIA COMMERCIAL, PT | GN00002986 | RDC PUSAT - RAWAGELAM | PUSAT | DKI JAKARTA | JAKARTA TIMUR | MAIN UNIT | EMP | - |  | 14 February 2019 |  | - |  | - |  | ACTIVE
CN62638364 | CM15C | Efficia Patient Monitor 15inch Touch Screen Complete | IMAGING | PHILIPS INDONESIA COMMERCIAL, PT | GN00002986 | RDC PUSAT - RAWAGELAM | PUSAT | DKI JAKARTA | JAKARTA TIMUR | MAIN UNIT | EMP | - |  | 15 March 2019 |  | - |  | - |  | ACTIVE
CN62638365 | CM15C | Efficia Patient Monitor 15inch Touch Screen Complete | IMAGING | PHILIPS INDONESIA COMMERCIAL, PT | GN00002986 | RDC PUSAT - RAWAGELAM | PUSAT | DKI JAKARTA | JAKARTA TIMUR | MAIN UNIT | EMP | - |  | 14 February 2019 |  | - |  | - |  | ACTIVE
CN62642081 | CM120 | Efficia Patient Monitor 12inch Touch Screen with IBP | IMAGING | PHILIPS INDONESIA COMMERCIAL, PT | GN00001072 | RSUD DR MARJUKI MAHDI ( RSUD KOTA BOGOR ) | BOGOR | JAWA BARAT | BOGOR | MAIN UNIT | CUSTOMER | - |  | 3 July 2019 |  | - |  | - |  | ACTIVE
CN62642082 | CM120 | Efficia Patient Monitor 12inch Touch Screen with IBP | IMAGING | PHILIPS INDONESIA COMMERCIAL, PT | GN00001072 | RSUD DR MARJUKI MAHDI ( RSUD KOTA BOGOR ) | BOGOR | JAWA BARAT | BOGOR | MAIN UNIT | CUSTOMER | - |  | 3 July 2019 |  | - |  | - |  | ACTIVE
CN62642083 | CM120 | Efficia Patient Monitor 12inch Touch Screen with IBP | IMAGING | PHILIPS INDONESIA COMMERCIAL, PT | GN00001072 | RSUD DR MARJUKI MAHDI ( RSUD KOTA BOGOR ) | BOGOR | JAWA BARAT | BOGOR | MAIN UNIT | CUSTOMER | - |  | 3 July 2019 |  | - |  | - |  | ACTIVE
CN62642084 | CM120 | Efficia Patient Monitor 12inch Touch Screen with IBP | IMAGING | PHILIPS INDONESIA COMMERCIAL, PT | GN00001072 | RSUD DR MARJUKI MAHDI ( RSUD KOTA BOGOR ) | BOGOR | JAWA BARAT | BOGOR | MAIN UNIT | CUSTOMER | - |  | 3 July 2019 |  | - |  | - |  | ACTIVE
CN62642085 | CM120 | Efficia Patient Monitor 12inch Touch Screen with IBP | IMAGING | PHILIPS INDONESIA COMMERCIAL, PT | GN00001072 | RSUD DR MARJUKI MAHDI ( RSUD KOTA BOGOR ) | BOGOR | JAWA BARAT | BOGOR | MAIN UNIT | CUSTOMER | - |  | 3 July 2019 |  | - |  | - |  | ACTIVE
CN62642086 | CM120 | Efficia Patient Monitor 12inch Touch Screen with IBP | IMAGING | PHILIPS INDONESIA COMMERCIAL, PT | GN00001072 | RSUD DR MARJUKI MAHDI ( RSUD KOTA BOGOR ) | BOGOR | JAWA BARAT | BOGOR | MAIN UNIT | CUSTOMER | - |  | 3 July 2019 |  | - |  | - |  | ACTIVE
CN62642087 | CM120 | Efficia Patient Monitor 12inch Touch Screen with IBP | IMAGING | PHILIPS INDONESIA COMMERCIAL, PT | GN00001072 | RSUD DR MARJUKI MAHDI ( RSUD KOTA BOGOR ) | BOGOR | JAWA BARAT | BOGOR | MAIN UNIT | CUSTOMER | - |  | 3 July 2019 |  | - |  | - |  | ACTIVE
CN62642088 | CM120 | Efficia Patient Monitor 12inch Touch Screen with IBP | IMAGING | PHILIPS INDONESIA COMMERCIAL, PT | GN00001072 | RSUD DR MARJUKI MAHDI ( RSUD KOTA BOGOR ) | BOGOR | JAWA BARAT | BOGOR | MAIN UNIT | CUSTOMER | - |  | 3 July 2019 |  | - |  | - |  | ACTIVE
CN62642089 | CM120 | Efficia Patient Monitor 12inch Touch Screen with IBP | IMAGING | PHILIPS INDONESIA COMMERCIAL, PT | GN00001072 | RSUD DR MARJUKI MAHDI ( RSUD KOTA BOGOR ) | BOGOR | JAWA BARAT | BOGOR | MAIN UNIT | CUSTOMER | - |  | 3 July 2019 |  | - |  | - |  | ACTIVE
CN62642090 | CM120 | Efficia Patient Monitor 12inch Touch Screen with IBP | IMAGING | PHILIPS INDONESIA COMMERCIAL, PT | GN00000841 | RSU LAMADUKELLENG SENGKANG | MAKASSAR | SULAWESI SELATAN | WAJO | MAIN UNIT | CUSTOMER | - |  | 24 July 2019 |  | - |  | - |  | ACTIVE
CN62642091 | CM120 | Efficia Patient Monitor 12inch Touch Screen with IBP | IMAGING | PHILIPS INDONESIA COMMERCIAL, PT | GN00000841 | RSU LAMADUKELLENG SENGKANG | MAKASSAR | SULAWESI SELATAN | WAJO | MAIN UNIT | CUSTOMER | - |  | 24 July 2019 |  | - |  | - |  | ACTIVE
CN62642092 | CM120 | Efficia Patient Monitor 12inch Touch Screen with IBP | IMAGING | PHILIPS INDONESIA COMMERCIAL, PT | GN00000841 | RSU LAMADUKELLENG SENGKANG | MAKASSAR | SULAWESI SELATAN | WAJO | MAIN UNIT | CUSTOMER | - |  | 24 July 2019 |  | - |  | - |  | ACTIVE
CN62642093 | CM120 | Efficia Patient Monitor 12inch Touch Screen with IBP | IMAGING | PHILIPS INDONESIA COMMERCIAL, PT | GN00000841 | RSU LAMADUKELLENG SENGKANG | MAKASSAR | SULAWESI SELATAN | WAJO | MAIN UNIT | CUSTOMER | - |  | 25 July 2019 |  | - |  | - |  | ACTIVE
CN62642094 | CM120 | Efficia Patient Monitor 12inch Touch Screen with IBP | IMAGING | PHILIPS INDONESIA COMMERCIAL, PT | GN00000841 | RSU LAMADUKELLENG SENGKANG | MAKASSAR | SULAWESI SELATAN | WAJO | MAIN UNIT | CUSTOMER | - |  | 24 July 2019 |  | - |  | - |  | ACTIVE
CN62642095 | CM120 | Efficia Patient Monitor 12inch Touch Screen with IBP | IMAGING | PHILIPS INDONESIA COMMERCIAL, PT | GN00000841 | RSU LAMADUKELLENG SENGKANG | MAKASSAR | SULAWESI SELATAN | WAJO | MAIN UNIT | CUSTOMER | - |  | 24 July 2019 |  | - |  | - |  | ACTIVE
CN62642096 | CM120 | Efficia Patient Monitor 12inch Touch Screen with IBP | IMAGING | PHILIPS INDONESIA COMMERCIAL, PT | GN00000841 | RSU LAMADUKELLENG SENGKANG | MAKASSAR | SULAWESI SELATAN | WAJO | MAIN UNIT | CUSTOMER | - |  | 24 July 2019 |  | - |  | - |  | ACTIVE
CN62642097 | CM120 | Efficia Patient Monitor 12inch Touch Screen with IBP | IMAGING | PHILIPS INDONESIA COMMERCIAL, PT | GN00002986 | RDC PUSAT - RAWAGELAM | PUSAT | DKI JAKARTA | JAKARTA TIMUR | MAIN UNIT | EMP | 31 October 2019 | SUKMA WIJAYA - TSE | 24 June 2019 |  | 31 October 2019 | SUKMA WIJAYA - TSE | - |  | ACTIVE
CN62642098 | CM120 | Efficia Patient Monitor 12inch Touch Screen with IBP | IMAGING | PHILIPS INDONESIA COMMERCIAL, PT | GN00002986 | RDC PUSAT - RAWAGELAM | PUSAT | DKI JAKARTA | JAKARTA TIMUR | MAIN UNIT | EMP | 31 October 2019 | SUKMA WIJAYA - TSE | 24 June 2019 |  | 31 October 2019 | SUKMA WIJAYA - TSE | - |  | ACTIVE
CN62642099 | CM120 | Efficia Patient Monitor 12inch Touch Screen with IBP | IMAGING | PHILIPS INDONESIA COMMERCIAL, PT | GN00002986 | RDC PUSAT - RAWAGELAM | PUSAT | DKI JAKARTA | JAKARTA TIMUR | MAIN UNIT | EMP | 31 October 2019 | SUKMA WIJAYA - TSE | 24 June 2019 |  | 31 October 2019 | SUKMA WIJAYA - TSE | - |  | ACTIVE
CN62642100 | CM120 | Efficia Patient Monitor 12inch Touch Screen with IBP | IMAGING | PHILIPS INDONESIA COMMERCIAL, PT | GN00002986 | RDC PUSAT - RAWAGELAM | PUSAT | DKI JAKARTA | JAKARTA TIMUR | MAIN UNIT | EMP | 31 October 2019 | SUKMA WIJAYA - TSE | 24 June 2019 |  | 31 October 2019 | SUKMA WIJAYA - TSE | - |  | ACTIVE
CN62642101 | CM120 | Efficia Patient Monitor 12inch Touch Screen with IBP | IMAGING | PHILIPS INDONESIA COMMERCIAL, PT | GN00008874 | PUSKESMAS KECAMATAN KALIDERES | JAKARTA-2 | DKI JAKARTA | JAKARTA BARAT | MAIN UNIT | CUSTOMER | 9 December 2019 | SAHID DERMAWAN - SPV TSE BARAT | 6 November 2019 |  | 9 December 2019 | SAHID DERMAWAN - SPV TSE BARAT | - |  | ACTIVE
CN62642102 | CM120 | Efficia Patient Monitor 12inch Touch Screen with IBP | IMAGING | PHILIPS INDONESIA COMMERCIAL, PT | GN00002986 | RDC PUSAT - RAWAGELAM | PUSAT | DKI JAKARTA | JAKARTA TIMUR | MAIN UNIT | EMP | - |  | 24 June 2019 |  | - |  | - |  | ACTIVE
CN62642103 | CM120 | Efficia Patient Monitor 12inch Touch Screen with IBP | IMAGING | PHILIPS INDONESIA COMMERCIAL, PT | GN00002986 | RDC PUSAT - RAWAGELAM | PUSAT | DKI JAKARTA | JAKARTA TIMUR | MAIN UNIT | EMP | - |  | 24 June 2019 |  | - |  | - |  | ACTIVE
CN62642104 | CM120 | Efficia Patient Monitor 12inch Touch Screen with IBP | IMAGING | PHILIPS INDONESIA COMMERCIAL, PT | GN00002986 | RDC PUSAT - RAWAGELAM | PUSAT | DKI JAKARTA | JAKARTA TIMUR | MAIN UNIT | EMP | - |  | 24 June 2019 |  | - |  | - |  | ACTIVE
CN62642105 | CM120 | Efficia Patient Monitor 12inch Touch Screen with IBP | IMAGING | PHILIPS INDONESIA COMMERCIAL, PT | GN00002986 | RDC PUSAT - RAWAGELAM | PUSAT | DKI JAKARTA | JAKARTA TIMUR | MAIN UNIT | EMP | - |  | 24 June 2019 |  | - |  | - |  | ACTIVE
CN62642106 | CM120 | Efficia Patient Monitor 12inch Touch Screen with IBP | IMAGING | PHILIPS INDONESIA COMMERCIAL, PT | GN00002986 | RDC PUSAT - RAWAGELAM | PUSAT | DKI JAKARTA | JAKARTA TIMUR | MAIN UNIT | EMP | - |  | 24 June 2019 |  | - |  | - |  | ACTIVE
CN62642107 | CM120 | Efficia Patient Monitor 12inch Touch Screen with IBP | IMAGING | PHILIPS INDONESIA COMMERCIAL, PT | GN00002986 | RDC PUSAT - RAWAGELAM | PUSAT | DKI JAKARTA | JAKARTA TIMUR | MAIN UNIT | EMP | - |  | 24 June 2019 |  | - |  | - |  | ACTIVE
CN62642108 | CM120 | Efficia Patient Monitor 12inch Touch Screen with IBP | IMAGING | PHILIPS INDONESIA COMMERCIAL, PT | GN00002986 | RDC PUSAT - RAWAGELAM | PUSAT | DKI JAKARTA | JAKARTA TIMUR | MAIN UNIT | EMP | - |  | 24 June 2019 |  | - |  | - |  | ACTIVE
CN62642109 | CM120 | Efficia Patient Monitor 12inch Touch Screen with IBP | IMAGING | PHILIPS INDONESIA COMMERCIAL, PT | GN00002986 | RDC PUSAT - RAWAGELAM | PUSAT | DKI JAKARTA | JAKARTA TIMUR | MAIN UNIT | EMP | - |  | 24 June 2019 |  | - |  | - |  | ACTIVE
CN62642110 | CM120 | Efficia Patient Monitor 12inch Touch Screen with IBP | IMAGING | PHILIPS INDONESIA COMMERCIAL, PT | GN00002986 | RDC PUSAT - RAWAGELAM | PUSAT | DKI JAKARTA | JAKARTA TIMUR | MAIN UNIT | EMP | - |  | 24 June 2019 |  | - |  | - |  | ACTIVE
CN62642119 | CM100 | Efficia Patient Monitor 10inch Touch Screen with EtCO2 | IMAGING | PHILIPS INDONESIA COMMERCIAL, PT | GN00002986 | RDC PUSAT - RAWAGELAM | PUSAT | DKI JAKARTA | JAKARTA TIMUR | MAIN UNIT | EMP | - |  | 24 June 2019 |  | - |  | - |  | ACTIVE
CN62642120 | CM100 | Efficia Patient Monitor 10inch Touch Screen with EtCO2 | IMAGING | PHILIPS INDONESIA COMMERCIAL, PT | GN00002986 | RDC PUSAT - RAWAGELAM | PUSAT | DKI JAKARTA | JAKARTA TIMUR | MAIN UNIT | EMP | - |  | 24 June 2019 |  | - |  | - |  | ACTIVE
CN62642121 | CM100 | Efficia Patient Monitor 10inch Touch Screen with EtCO2 | IMAGING | PHILIPS INDONESIA COMMERCIAL, PT | GN00002986 | RDC PUSAT - RAWAGELAM | PUSAT | DKI JAKARTA | JAKARTA TIMUR | MAIN UNIT | EMP | - |  | 3 July 2019 |  | - |  | - |  | ACTIVE
CN62642122 | CM100 | Efficia Patient Monitor 10inch Touch Screen with EtCO2 | IMAGING | PHILIPS INDONESIA COMMERCIAL, PT | GN00002986 | RDC PUSAT - RAWAGELAM | PUSAT | DKI JAKARTA | JAKARTA TIMUR | MAIN UNIT | EMP | - |  | 3 July 2019 |  | - |  | - |  | ACTIVE
CN62642123 | CM100 | Efficia Patient Monitor 10inch Touch Screen with EtCO2 | IMAGING | PHILIPS INDONESIA COMMERCIAL, PT | GN00002986 | RDC PUSAT - RAWAGELAM | PUSAT | DKI JAKARTA | JAKARTA TIMUR | MAIN UNIT | EMP | - |  | 24 June 2019 |  | - |  | - |  | ACTIVE
CN62642124 | CM100 | Efficia Patient Monitor 10inch Touch Screen with EtCO2 | IMAGING | PHILIPS INDONESIA COMMERCIAL, PT | GN00002986 | RDC PUSAT - RAWAGELAM | PUSAT | DKI JAKARTA | JAKARTA TIMUR | MAIN UNIT | EMP | - |  | 24 June 2019 |  | - |  | - |  | ACTIVE
CN71700367 | CMS16 | EFFICIA CENTRAL MONITOR FOR 16 BEDS | IMAGING | PHILIPS INDONESIA COMMERCIAL, PT | GN00002437 | RSUD TOBELO | MANADO | MALUKU UTARA | HALMAHERA UTARA | MAIN UNIT | CUSTOMER | - |  | 15 February 2017 |  | - |  | - |  | ACTIVE
CN71700368 | CMS16 | EFFICIA CENTRAL MONITOR FOR 16 BEDS | IMAGING | PHILIPS INDONESIA COMMERCIAL, PT | GN00001505 | RSUD BLAMBANGAN | JEMBER | JAWA TIMUR | BANYUWANGI | MAIN UNIT | CUSTOMER | 24 April 2018 | TRIYONO - TSE AREA BARAT | 10 April 2018 |  | 24 April 2018 | TRIYONO - TSE AREA BARAT | - |  | ACTIVE
CN71700369 | CMS16 | EFFICIA CENTRAL MONITOR FOR 16 BEDS | IMAGING | PHILIPS INDONESIA COMMERCIAL, PT | GN00001908 | RSUD PANEMBAHAN SENOPATI | YOGYAKARTA | YOGYAKARTA | YOGYAKARTA | MAIN UNIT | CUSTOMER | 15 May 2018 | DIAN FEBRIYANA - TSE | 9 December 2017 |  | 15 May 2018 | DIAN FEBRIYANA - TSE | - |  | ACTIVE
CN71700370 | CMS16 | EFFICIA CENTRAL MONITOR FOR 16 BEDS | IMAGING | PHILIPS INDONESIA COMMERCIAL, PT | GN00001505 | RSUD BLAMBANGAN | JEMBER | JAWA TIMUR | BANYUWANGI | MAIN UNIT | CUSTOMER | 15 December 2018 | GANDHI YANRANGGA | 15 December 2018 |  | 15 December 2018 | GANDHI YANRANGGA | - |  | ACTIVE
CN71900872 | CMS08 | EFFICIA CENTRAL MONITOR FOR 8 BEDS | IMAGING | PHILIPS INDONESIA COMMERCIAL, PT | GN00002986 | RDC PUSAT - RAWAGELAM | PUSAT | DKI JAKARTA | JAKARTA TIMUR | MAIN UNIT | EMP | - |  | 8 August 2019 |  | - |  | - |  | ACTIVE
CN71900873 | CMS08 | EFFICIA CENTRAL MONITOR FOR 8 BEDS | IMAGING | PHILIPS INDONESIA COMMERCIAL, PT | GN00002986 | RDC PUSAT - RAWAGELAM | PUSAT | DKI JAKARTA | JAKARTA TIMUR | MAIN UNIT | EMP | - |  | 8 August 2019 |  | - |  | - |  | ACTIVE
CN71900874 | CMS08 | EFFICIA CENTRAL MONITOR FOR 8 BEDS | IMAGING | PHILIPS INDONESIA COMMERCIAL, PT | GN00002986 | RDC PUSAT - RAWAGELAM | PUSAT | DKI JAKARTA | JAKARTA TIMUR | MAIN UNIT | EMP | - |  | 8 August 2019 |  | - |  | - |  | ACTIVE
CN79HDDJ5B | F8GSW | HPV1420 8G SWITCH | IMAGING | FUJIFILM INDONESIA, PT. | GN00001806 | RSUD DR SOERATNO GEMOLONG / RSUD GEMOLONG | SOLO | JAWA TENGAH | SRAGEN | ACCESSORIES | EMP | - |  | 16 May 2019 |  | - |  | - |  | ACTIVE
CN79HDDJ8R | F8GSW | HPV1420 8G SWITCH | IMAGING | FUJIFILM INDONESIA, PT. | GN00000011 | RSUD BUDHI ASIH | JAKARTA-1 | DKI JAKARTA | JAKARTA TIMUR | ACCESSORIES | EMP | - |  | 11 October 2018 |  | - |  | - |  | ACTIVE
CN79HDDJ8S | F8GSW | HPV1420 8G SWITCH | IMAGING | FUJIFILM INDONESIA, PT. | GN00002986 | RDC PUSAT - RAWAGELAM | PUSAT | DKI JAKARTA | JAKARTA TIMUR | MAIN UNIT | EMP | 26 September 2018 | ANTONIUS SAGITA - KALIBRASI | 26 September 2018 |  | 26 September 2018 | ANTONIUS SAGITA - KALIBRASI | - |  | ACTIVE
CN79HDDJ8X | F8GSW | HPV1420 8G SWITCH | IMAGING | FUJIFILM INDONESIA, PT. | GN00001080 | RS HERMINA GALAXY | BEKASI | JAWA BARAT | BEKASI | ACCESSORIES | EMP | - |  | 25 September 2019 |  | - |  | - |  | ACTIVE
CN79HDDJ9Z | F8GSW | HPV1420 8G SWITCH | IMAGING | FUJIFILM INDONESIA, PT. | GN00008616 | LAB KLINIK UTAMA | PURWOKERTO | JAWA TENGAH | PURWOKERTO | ACCESSORIES | EMP | - |  | 26 November 2018 |  | - |  | - |  | ACTIVE
CN79HDDJB2 | F8GSW | HPV1420 8G SWITCH | IMAGING | FUJIFILM INDONESIA, PT. | GN18090007 | LABORATORIUM KLINIK SEJAHTERA | MALANG | JAWA TIMUR | PASURUAN | ACCESSORIES | EMP | - |  | 16 May 2019 |  | - |  | - |  | ACTIVE
CN79HDDJBB | F8GSW | HPV1420 8G SWITCH | IMAGING | FUJIFILM INDONESIA, PT. | GN00008555 | RS. PARU DUNGUS MADIUN | KEDIRI | JAWA TIMUR | KEDIRI | ACCESSORIES | EMP | 16 May 2019 | JUDISTIRO - MSS RADIX | 18 June 2020 | AHMAD FATKHUDIN - TSE | 16 May 2019 | JUDISTIRO - MSS RADIX | 18 June 2020 | AHMAD FATKHUDIN - TSE | ACTIVE
CN79HDDJCV | F8GSW | HPV1420 8G SWITCH | IMAGING | FUJIFILM INDONESIA, PT. | GN00011832 | RSU KMC LURAGUNG | CIREBON | JAWA BARAT | KUNINGAN | ACCESSORIES | EMP | - |  | 16 May 2019 |  | - |  | - |  | ACTIVE
CN79HDDN2F | F8GWC | HPV1420 8G SWITCH | IMAGING | FUJIFILM INDONESIA, PT. | GN00002986 | RDC PUSAT - RAWAGELAM | PUSAT | DKI JAKARTA | JAKARTA TIMUR | ACCESSORIES | EMP | - |  | - |  | 4 February 2021 | ARIEF SETIAWAN - TSE CP | - |  | ACTIVE
CN79HDDN3P | F8GSW | HPV1420 8G SWITCH | IMAGING | FUJIFILM INDONESIA, PT. | GN18090010 | Laboratorium Tanjung | MALANG | JAWA TIMUR | MALANG | ACCESSORIES | EMP | - |  | 16 May 2019 |  | - |  | - |  | ACTIVE
CN79HDDN3Q | F8GSW | HPV1420 8G SWITCH | IMAGING | FUJIFILM INDONESIA, PT. | GN18090010 | Laboratorium Tanjung | MALANG | JAWA TIMUR | MALANG | ACCESSORIES | EMP | - |  | 16 May 2019 |  | - |  | - |  | ACTIVE
CN79HDDN3Y | F8GSW | HPV1420 8G SWITCH | IMAGING | FUJIFILM INDONESIA, PT. | GN18110001 | RS. SATRIA MEDIKA | BEKASI | JAWA BARAT | BEKASI | ACCESSORIES | EMP | - |  | 16 May 2019 |  | - |  | - |  | ACTIVE
CN79HDDN6M | F8GSW | HPV1420 8G SWITCH | IMAGING | FUJIFILM INDONESIA, PT. | GN00003034 | RS PERMATA BLORA | SOLO | JAWA TENGAH | BLORA | ACCESSORIES | EMP | - |  | 16 May 2019 |  | - |  | - |  | ACTIVE
CN79HDDN6Q | F8GSW | HPV1420 8G SWITCH | IMAGING | FUJIFILM INDONESIA, PT. | GN00002248 | RSUD DR SOEGIRI | SURABAYA-1 | JAWA TIMUR | LAMONGAN | ACCESSORIES | EMP | - |  | 16 May 2019 |  | - |  | - |  | ACTIVE
CN79HDDN6R | F8GSW | HPV1420 8G SWITCH | IMAGING | FUJIFILM INDONESIA, PT. | GN00000534 | RSUD UNGARAN | SEMARANG | JAWA TENGAH | UNGARAN | ACCESSORIES | EMP | 16 January 2020 | SAHID DERMAWAN - SPV TSE BARAT | 22 August 2019 |  | 16 January 2020 | SAHID DERMAWAN - SPV TSE BARAT | - |  | ACTIVE
CN79HDDN6T | F8GSW | HPV1420 8G SWITCH | IMAGING | FUJIFILM INDONESIA, PT. | GN19030028 | RS SURYA MEDIKA | SURABAYA-2 | JAWA TIMUR | SURABAYA | ACCESSORIES | EMP | 16 January 2020 | SAHID DERMAWAN - SPV TSE BARAT | 22 August 2019 |  | 16 January 2020 | SAHID DERMAWAN - SPV TSE BARAT | - |  | ACTIVE
CN7BHDD08G | F8GSW | HPV1420 8G SWITCH | IMAGING | FUJIFILM INDONESIA, PT. | GN00001356 | RSUD SUMBEREJO | SURABAYA-1 | JAWA TIMUR | BOJONEGORO | ACCESSORIES | EMP | 16 January 2020 | SAHID DERMAWAN - SPV TSE BARAT | 22 August 2019 |  | 16 January 2020 | SAHID DERMAWAN - SPV TSE BARAT | - |  | ACTIVE
CN7BHDD08J | F8GSW | HPV1420 8G SWITCH | IMAGING | FUJIFILM INDONESIA, PT. | GN00002985 | WORKSHOOP CSM PUSAT | PUSAT | DKI JAKARTA | JAKARTA TIMUR | ACCESSORIES | EMP | 16 January 2020 | SAHID DERMAWAN - SPV TSE BARAT | 29 August 2019 |  | 16 January 2020 | SAHID DERMAWAN - SPV TSE BARAT | - |  | ACTIVE
CN7BHDD08R | F8GSW | HPV1420 8G SWITCH | IMAGING | FUJIFILM INDONESIA, PT. | GN00002986 | RDC PUSAT - RAWAGELAM | PUSAT | DKI JAKARTA | JAKARTA TIMUR | ACCESSORIES | EMP | - |  | - |  | 4 February 2021 | ARIEF SETIAWAN - TSE CP | - |  | ACTIVE
CN85HDDC3F | F8GSW | HPV1420 8G SWITCH | IMAGING | FUJIFILM INDONESIA, PT. | GN19020016 | RS AR RASYID PALEMBANG | PALEMBANG | SUMATERA SELATAN | PALEMBANG | ACCESSORIES | EMP | - |  | 19 July 2022 | ABDI PUTRA - TSE | 4 February 2021 | ARIEF SETIAWAN - TSE CP | 19 July 2022 | ABDI PUTRA - TSE | ACTIVE
CN85HDDC7W | F8GSW | HPV1420 8G SWITCH | IMAGING | FUJIFILM INDONESIA, PT. | GN00002986 | RDC PUSAT - RAWAGELAM | PUSAT | DKI JAKARTA | JAKARTA TIMUR | ACCESSORIES | EMP | - |  | - |  | 4 February 2021 | ARIEF SETIAWAN - TSE CP | - |  | ACTIVE
CN85HDDM2M | F8GSW | HPV1420 8G SWITCH | IMAGING | FUJIFILM INDONESIA, PT. | GN00002986 | RDC PUSAT - RAWAGELAM | PUSAT | DKI JAKARTA | JAKARTA TIMUR | ACCESSORIES | EMP | 7 February 2020 | ANTONIUS SAGITA - KALIBRASI | - |  | 7 February 2020 | ANTONIUS SAGITA - KALIBRASI | - |  | ACTIVE
CN85HDDM2N | F8GSW | HPV1420 8G SWITCH | IMAGING | FUJIFILM INDONESIA, PT. | GN00002986 | RDC PUSAT - RAWAGELAM | PUSAT | DKI JAKARTA | JAKARTA TIMUR | ACCESSORIES | EMP | - |  | - |  | 4 February 2021 | ARIEF SETIAWAN - TSE CP | - |  | ACTIVE
CN85HDDM2P | F8GSW | HPV1420 8G SWITCH | IMAGING | FUJIFILM INDONESIA, PT. | GN00002986 | RDC PUSAT - RAWAGELAM | PUSAT | DKI JAKARTA | JAKARTA TIMUR | ACCESSORIES | EMP | - |  | - |  | 4 February 2021 | ARIEF SETIAWAN - TSE CP | - |  | ACTIVE
CN85HDDM2R | F8GSW | HPV1420 8G SWITCH | IMAGING | FUJIFILM INDONESIA, PT. | GN00002986 | RDC PUSAT - RAWAGELAM | PUSAT | DKI JAKARTA | JAKARTA TIMUR | MAIN UNIT | EMP | - |  | - |  | 4 February 2021 | ARIEF SETIAWAN - TSE CP | - |  | ACTIVE
CN85HDDM2S | F8GSW | HPV1420 8G SWITCH | IMAGING | FUJIFILM INDONESIA, PT. | GN00002986 | RDC PUSAT - RAWAGELAM | PUSAT | DKI JAKARTA | JAKARTA TIMUR | ACCESSORIES | EMP | - |  | - |  | 4 February 2021 | ARIEF SETIAWAN - TSE CP | - |  | ACTIVE
CN85HDDM2V | F8GSW | HPV1420 8G SWITCH | IMAGING | FUJIFILM INDONESIA, PT. | GN00002986 | RDC PUSAT - RAWAGELAM | PUSAT | DKI JAKARTA | JAKARTA TIMUR | ACCESSORIES | EMP | - |  | - |  | 4 February 2021 | ARIEF SETIAWAN - TSE CP | - |  | ACTIVE
CN85HDDM2W | F8GSW | HPV1420 8G SWITCH | IMAGING | FUJIFILM INDONESIA, PT. | GN00002986 | RDC PUSAT - RAWAGELAM | PUSAT | DKI JAKARTA | JAKARTA TIMUR | ACCESSORIES | EMP | - |  | - |  | 4 February 2021 | ARIEF SETIAWAN - TSE CP | - |  | ACTIVE
CN85HDDPCT | F8GSW | HPV1420 8G SWITCH | IMAGING | FUJIFILM INDONESIA, PT. | GN00002986 | RDC PUSAT - RAWAGELAM | PUSAT | DKI JAKARTA | JAKARTA TIMUR | ACCESSORIES | EMP | - |  | - |  | 4 February 2021 | ARIEF SETIAWAN - TSE CP | - |  | ACTIVE
CN85HDDPWN | F8GSW | HPV1420 8G SWITCH | IMAGING | FUJIFILM INDONESIA, PT. | GN00002986 | RDC PUSAT - RAWAGELAM | PUSAT | DKI JAKARTA | JAKARTA TIMUR | ACCESSORIES | EMP | - |  | - |  | 4 February 2021 | ARIEF SETIAWAN - TSE CP | - |  | ACTIVE
CN90HDD377 | F8GSW | HPV1420 8G SWITCH | IMAGING | FUJIFILM INDONESIA, PT. | GN00002986 | RDC PUSAT - RAWAGELAM | PUSAT | DKI JAKARTA | JAKARTA TIMUR | ACCESSORIES | EMP | - |  | - |  | 4 February 2021 | ARIEF SETIAWAN - TSE CP | - |  | ACTIVE
CN90HDD37F | F8GSW | HPV1420 8G SWITCH | IMAGING | FUJIFILM INDONESIA, PT. | GN00001204 | RSUD CILACAP | PURWOKERTO | JAWA TENGAH | CILACAP | ACCESSORIES | EMP | - |  | 13 July 2022 | DIAN FEBRIYANA - TSE | 4 February 2021 | ARIEF SETIAWAN - TSE CP | 13 July 2022 | DIAN FEBRIYANA - TSE | ACTIVE
CN90HDD37P | F8GSW | HPV1420 8G SWITCH | IMAGING | FUJIFILM INDONESIA, PT. | GN20080017 | RSU MUHAMMADIYAH BABAT | SURABAYA-1 | JAWA TIMUR | SURABAYA | ACCESSORIES | EMP | - |  | 14 September 2023 | MIKKI FAHRIZI - TSE | 4 February 2021 | ARIEF SETIAWAN - TSE CP | 14 September 2023 | MIKKI FAHRIZI - TSE | ACTIVE
CN90HDD3DW | F8GSW | HPV1420 8G SWITCH | IMAGING | FUJIFILM INDONESIA, PT. | GN00002986 | RDC PUSAT - RAWAGELAM | PUSAT | DKI JAKARTA | JAKARTA TIMUR | ACCESSORIES | EMP | - |  | - |  | 4 February 2021 | ARIEF SETIAWAN - TSE CP | - |  | ACTIVE
CN90HDD3DX | F8GSW | HPV1420 8G SWITCH | IMAGING | FUJIFILM INDONESIA, PT. | GN00002986 | RDC PUSAT - RAWAGELAM | PUSAT | DKI JAKARTA | JAKARTA TIMUR | ACCESSORIES | EMP | - |  | - |  | 4 February 2021 | ARIEF SETIAWAN - TSE CP | - |  | ACTIVE
CN90HDD3F1 | F8GSW | HPV1420 8G SWITCH | IMAGING | FUJIFILM INDONESIA, PT. | GN00002986 | RDC PUSAT - RAWAGELAM | PUSAT | DKI JAKARTA | JAKARTA TIMUR | ACCESSORIES | EMP | - |  | - |  | 4 February 2021 | ARIEF SETIAWAN - TSE CP | - |  | ACTIVE
CN90HDD3F4 | F8GSW | HPV1420 8G SWITCH | IMAGING | FUJIFILM INDONESIA, PT. | GN00002986 | RDC PUSAT - RAWAGELAM | PUSAT | DKI JAKARTA | JAKARTA TIMUR | ACCESSORIES | EMP | - |  | - |  | 4 February 2021 | ARIEF SETIAWAN - TSE CP | - |  | ACTIVE
CN90HDDFF9 | F8GSW | HPV1420 8G SWITCH | IMAGING | FUJIFILM INDONESIA, PT. | GN00000434 | RS HKBP BALIGE | PEMATANG SIANTAR | SUMATERA UTARA | BALIGE | ACCESSORIES | EMP | - |  | 12 October 2020 |  | 4 February 2021 | ARIEF SETIAWAN - TSE CP | 14 March 2024 | SAHID DERMAWAN - SPV TSE BARAT | ACTIVE
CN90HDDFFH | F8GSW | HPV1420 8G SWITCH | IMAGING | FUJIFILM INDONESIA, PT. | GN00002986 | RDC PUSAT - RAWAGELAM | PUSAT | DKI JAKARTA | JAKARTA TIMUR | ACCESSORIES | EMP | 22 February 2021 | ANTONIUS SAGITA - KALIBRASI | - |  | 16 December 2020 | ANTONIUS SAGITA - KALIBRASI | - |  | ACTIVE
CN91700385 | CMS16 | EFFICIA CENTRAL MONITOR FOR 16 BEDS | IMAGING | PHILIPS INDONESIA COMMERCIAL, PT | GN00001908 | RSUD PANEMBAHAN SENOPATI | YOGYAKARTA | YOGYAKARTA | YOGYAKARTA | MAIN UNIT | CUSTOMER | 27 October 2017 | SAHID DERMAWAN - SPV TSE BARAT | 1 January 1900 |  | 27 October 2017 | SAHID DERMAWAN - SPV TSE BARAT | - |  | ACTIVE
CN91700386 | CMS16 | EFFICIA CENTRAL MONITOR FOR 16 BEDS | IMAGING | PHILIPS INDONESIA COMMERCIAL, PT | GN00001908 | RSUD PANEMBAHAN SENOPATI | YOGYAKARTA | YOGYAKARTA | YOGYAKARTA | MAIN UNIT | CUSTOMER | 27 October 2017 | ANDI ISMAIL - SPV TSE TIMUR | 1 January 1900 |  | 27 October 2017 | ANDI ISMAIL - SPV TSE TIMUR | - |  | ACTIVE
CN91700387 | CMS16 | EFFICIA CENTRAL MONITOR FOR 16 BEDS | IMAGING | PHILIPS INDONESIA COMMERCIAL, PT | GN00009159 | RSUD KAB KONAWE | MAKASSAR | SULAWESI SELATAN | KONAWE | MAIN UNIT | CUSTOMER | 1 July 2019 | ABU ABDILLAH - TSE | 1 July 2019 |  | 1 July 2019 | ABU ABDILLAH - TSE | - |  | ACTIVE
CN91700388 | CMS16 | EFFICIA CENTRAL MONITOR FOR 16 BEDS | IMAGING | PHILIPS INDONESIA COMMERCIAL, PT | GN00002986 | RDC PUSAT - RAWAGELAM | PUSAT | DKI JAKARTA | JAKARTA TIMUR | MAIN UNIT | EMP | 27 October 2017 | ANTONIUS SAGITA - KALIBRASI | 1 January 1900 |  | 27 October 2017 | ANTONIUS SAGITA - KALIBRASI | - |  | ACTIVE
CN91700389 | CMS16 | EFFICIA CENTRAL MONITOR FOR 16 BEDS | IMAGING | PHILIPS INDONESIA COMMERCIAL, PT | GN00002986 | RDC PUSAT - RAWAGELAM | PUSAT | DKI JAKARTA | JAKARTA TIMUR | MAIN UNIT | EMP | 27 October 2017 | ANTONIUS SAGITA - KALIBRASI | 1 January 1900 |  | 27 October 2017 | ANTONIUS SAGITA - KALIBRASI | - |  | ACTIVE
CN91700390 | CMS16 | EFFICIA CENTRAL MONITOR FOR 16 BEDS | IMAGING | PHILIPS INDONESIA COMMERCIAL, PT | GN00002986 | RDC PUSAT - RAWAGELAM | PUSAT | DKI JAKARTA | JAKARTA TIMUR | MAIN UNIT | EMP | 27 October 2017 | ANTONIUS SAGITA - KALIBRASI | 1 January 1900 |  | 27 October 2017 | ANTONIUS SAGITA - KALIBRASI | - |  | ACTIVE
CN92345141 | CM120 | Efficia Patient Monitor 12inch Touch Screen with IBP | IMAGING | PHILIPS INDONESIA COMMERCIAL, PT | GN00002986 | RDC PUSAT - RAWAGELAM | PUSAT | DKI JAKARTA | JAKARTA TIMUR | MAIN UNIT | EMP | - |  | 1 August 2019 |  | - |  | - |  | ACTIVE
CN92345142 | CM120 | Efficia Patient Monitor 12inch Touch Screen with IBP | IMAGING | PHILIPS INDONESIA COMMERCIAL, PT | GN00002986 | RDC PUSAT - RAWAGELAM | PUSAT | DKI JAKARTA | JAKARTA TIMUR | MAIN UNIT | EMP | - |  | 1 August 2019 |  | - |  | - |  | ACTIVE
CN92345143 | CM120 | Efficia Patient Monitor 12inch Touch Screen with IBP | IMAGING | PHILIPS INDONESIA COMMERCIAL, PT | GN00002986 | RDC PUSAT - RAWAGELAM | PUSAT | DKI JAKARTA | JAKARTA TIMUR | MAIN UNIT | EMP | - |  | 1 August 2019 |  | - |  | - |  | ACTIVE
CN92345144 | CM120 | Efficia Patient Monitor 12inch Touch Screen with IBP | IMAGING | PHILIPS INDONESIA COMMERCIAL, PT | GN00002986 | RDC PUSAT - RAWAGELAM | PUSAT | DKI JAKARTA | JAKARTA TIMUR | MAIN UNIT | EMP | - |  | 1 August 2019 |  | - |  | - |  | ACTIVE
CN92345145 | CM120 | Efficia Patient Monitor 12inch Touch Screen with IBP | IMAGING | PHILIPS INDONESIA COMMERCIAL, PT | GN00002986 | RDC PUSAT - RAWAGELAM | PUSAT | DKI JAKARTA | JAKARTA TIMUR | MAIN UNIT | EMP | - |  | 1 August 2019 |  | - |  | - |  | ACTIVE
CN92345146 | CM120 | Efficia Patient Monitor 12inch Touch Screen with IBP | IMAGING | PHILIPS INDONESIA COMMERCIAL, PT | GN00002986 | RDC PUSAT - RAWAGELAM | PUSAT | DKI JAKARTA | JAKARTA TIMUR | MAIN UNIT | EMP | - |  | 1 August 2019 |  | - |  | - |  | ACTIVE
CN92345147 | CM120 | Efficia Patient Monitor 12inch Touch Screen with IBP | IMAGING | PHILIPS INDONESIA COMMERCIAL, PT | GN00002986 | RDC PUSAT - RAWAGELAM | PUSAT | DKI JAKARTA | JAKARTA TIMUR | MAIN UNIT | EMP | - |  | 1 August 2019 |  | - |  | - |  | ACTIVE
CN92345148 | CM120 | Efficia Patient Monitor 12inch Touch Screen with IBP | IMAGING | PHILIPS INDONESIA COMMERCIAL, PT | GN00002986 | RDC PUSAT - RAWAGELAM | PUSAT | DKI JAKARTA | JAKARTA TIMUR | MAIN UNIT | EMP | - |  | 1 August 2019 |  | - |  | - |  | ACTIVE
CN92345149 | CM120 | Efficia Patient Monitor 12inch Touch Screen with IBP | IMAGING | PHILIPS INDONESIA COMMERCIAL, PT | GN00002986 | RDC PUSAT - RAWAGELAM | PUSAT | DKI JAKARTA | JAKARTA TIMUR | MAIN UNIT | EMP | - |  | 1 August 2019 |  | - |  | - |  | ACTIVE
CN92345150 | CM120 | Efficia Patient Monitor 12inch Touch Screen with IBP | IMAGING | PHILIPS INDONESIA COMMERCIAL, PT | GN00002986 | RDC PUSAT - RAWAGELAM | PUSAT | DKI JAKARTA | JAKARTA TIMUR | MAIN UNIT | EMP | - |  | 1 August 2019 |  | - |  | - |  | ACTIVE
CN92345151 | CM120 | Efficia Patient Monitor 12inch Touch Screen with IBP | IMAGING | PHILIPS INDONESIA COMMERCIAL, PT | GN00002986 | RDC PUSAT - RAWAGELAM | PUSAT | DKI JAKARTA | JAKARTA TIMUR | MAIN UNIT | EMP | - |  | 1 August 2019 |  | - |  | - |  | ACTIVE
CN92345152 | CM120 | Efficia Patient Monitor 12inch Touch Screen with IBP | IMAGING | PHILIPS INDONESIA COMMERCIAL, PT | GN00002986 | RDC PUSAT - RAWAGELAM | PUSAT | DKI JAKARTA | JAKARTA TIMUR | MAIN UNIT | EMP | - |  | 1 August 2019 |  | - |  | - |  | ACTIVE
CN92345153 | CM120 | Efficia Patient Monitor 12inch Touch Screen with IBP | IMAGING | PHILIPS INDONESIA COMMERCIAL, PT | GN00002986 | RDC PUSAT - RAWAGELAM | PUSAT | DKI JAKARTA | JAKARTA TIMUR | MAIN UNIT | EMP | - |  | 1 August 2019 |  | - |  | - |  | ACTIVE
CN92345154 | CM120 | Efficia Patient Monitor 12inch Touch Screen with IBP | IMAGING | PHILIPS INDONESIA COMMERCIAL, PT | GN00002986 | RDC PUSAT - RAWAGELAM | PUSAT | DKI JAKARTA | JAKARTA TIMUR | MAIN UNIT | EMP | - |  | 1 August 2019 |  | - |  | - |  | ACTIVE
CN92345155 | CM120 | Efficia Patient Monitor 12inch Touch Screen with IBP | IMAGING | PHILIPS INDONESIA COMMERCIAL, PT | GN00002986 | RDC PUSAT - RAWAGELAM | PUSAT | DKI JAKARTA | JAKARTA TIMUR | MAIN UNIT | EMP | - |  | 1 August 2019 |  | - |  | - |  | ACTIVE
CN92345156 | CM120 | Efficia Patient Monitor 12inch Touch Screen with IBP | IMAGING | PHILIPS INDONESIA COMMERCIAL, PT | GN00002986 | RDC PUSAT - RAWAGELAM | PUSAT | DKI JAKARTA | JAKARTA TIMUR | MAIN UNIT | EMP | - |  | 1 August 2019 |  | - |  | - |  | ACTIVE
CN92345157 | CM120 | Efficia Patient Monitor 12inch Touch Screen with IBP | IMAGING | PHILIPS INDONESIA COMMERCIAL, PT | GN00002986 | RDC PUSAT - RAWAGELAM | PUSAT | DKI JAKARTA | JAKARTA TIMUR | MAIN UNIT | EMP | - |  | 1 August 2019 |  | - |  | - |  | ACTIVE
CN92345158 | CM120 | Efficia Patient Monitor 12inch Touch Screen with IBP | IMAGING | PHILIPS INDONESIA COMMERCIAL, PT | GN00002986 | RDC PUSAT - RAWAGELAM | PUSAT | DKI JAKARTA | JAKARTA TIMUR | MAIN UNIT | EMP | - |  | 1 August 2019 |  | - |  | - |  | ACTIVE
CN92345159 | CM120 | Efficia Patient Monitor 12inch Touch Screen with IBP | IMAGING | PHILIPS INDONESIA COMMERCIAL, PT | GN00002986 | RDC PUSAT - RAWAGELAM | PUSAT | DKI JAKARTA | JAKARTA TIMUR | MAIN UNIT | EMP | - |  | 1 August 2019 |  | - |  | - |  | ACTIVE
CN92345160 | CM120 | Efficia Patient Monitor 12inch Touch Screen with IBP | IMAGING | PHILIPS INDONESIA COMMERCIAL, PT | GN00002986 | RDC PUSAT - RAWAGELAM | PUSAT | DKI JAKARTA | JAKARTA TIMUR | MAIN UNIT | EMP | - |  | 1 August 2019 |  | - |  | - |  | ACTIVE
CN92345161 | CM120 | Efficia Patient Monitor 12inch Touch Screen with IBP | IMAGING | PHILIPS INDONESIA COMMERCIAL, PT | GN00002986 | RDC PUSAT - RAWAGELAM | PUSAT | DKI JAKARTA | JAKARTA TIMUR | MAIN UNIT | EMP | - |  | 1 August 2019 |  | - |  | - |  | ACTIVE
CN92345162 | CM120 | Efficia Patient Monitor 12inch Touch Screen with IBP | IMAGING | PHILIPS INDONESIA COMMERCIAL, PT | GN00002986 | RDC PUSAT - RAWAGELAM | PUSAT | DKI JAKARTA | JAKARTA TIMUR | MAIN UNIT | EMP | - |  | 1 August 2019 |  | - |  | - |  | ACTIVE
CN92345163 | CM120 | Efficia Patient Monitor 12inch Touch Screen with IBP | IMAGING | PHILIPS INDONESIA COMMERCIAL, PT | GN00002986 | RDC PUSAT - RAWAGELAM | PUSAT | DKI JAKARTA | JAKARTA TIMUR | MAIN UNIT | EMP | - |  | 1 August 2019 |  | - |  | - |  | ACTIVE
CN92345164 | CM120 | Efficia Patient Monitor 12inch Touch Screen with IBP | IMAGING | PHILIPS INDONESIA COMMERCIAL, PT | GN00002986 | RDC PUSAT - RAWAGELAM | PUSAT | DKI JAKARTA | JAKARTA TIMUR | MAIN UNIT | EMP | - |  | 1 August 2019 |  | - |  | - |  | ACTIVE
CN92345165 | CM120 | Efficia Patient Monitor 12inch Touch Screen with IBP | IMAGING | PHILIPS INDONESIA COMMERCIAL, PT | GN00002986 | RDC PUSAT - RAWAGELAM | PUSAT | DKI JAKARTA | JAKARTA TIMUR | MAIN UNIT | EMP | - |  | 1 August 2019 |  | - |  | - |  | ACTIVE
CN92345166 | CM120 | Efficia Patient Monitor 12inch Touch Screen with IBP | IMAGING | PHILIPS INDONESIA COMMERCIAL, PT | GN00002986 | RDC PUSAT - RAWAGELAM | PUSAT | DKI JAKARTA | JAKARTA TIMUR | MAIN UNIT | EMP | - |  | 1 August 2019 |  | - |  | - |  | ACTIVE
CN92345167 | CM120 | Efficia Patient Monitor 12inch Touch Screen with IBP | IMAGING | PHILIPS INDONESIA COMMERCIAL, PT | GN00002986 | RDC PUSAT - RAWAGELAM | PUSAT | DKI JAKARTA | JAKARTA TIMUR | MAIN UNIT | EMP | - |  | 1 August 2019 |  | - |  | - |  | ACTIVE
CN92345168 | CM120 | Efficia Patient Monitor 12inch Touch Screen with IBP | IMAGING | PHILIPS INDONESIA COMMERCIAL, PT | GN00002986 | RDC PUSAT - RAWAGELAM | PUSAT | DKI JAKARTA | JAKARTA TIMUR | MAIN UNIT | EMP | - |  | 1 August 2019 |  | - |  | - |  | ACTIVE
CN92345169 | CM120 | Efficia Patient Monitor 12inch Touch Screen with IBP | IMAGING | PHILIPS INDONESIA COMMERCIAL, PT | GN00002986 | RDC PUSAT - RAWAGELAM | PUSAT | DKI JAKARTA | JAKARTA TIMUR | MAIN UNIT | EMP | - |  | 1 August 2019 |  | - |  | - |  | ACTIVE
CN92345170 | CM120 | Efficia Patient Monitor 12inch Touch Screen with IBP | IMAGING | PHILIPS INDONESIA COMMERCIAL, PT | GN00002986 | RDC PUSAT - RAWAGELAM | PUSAT | DKI JAKARTA | JAKARTA TIMUR | MAIN UNIT | EMP | - |  | 1 August 2019 |  | - |  | - |  | ACTIVE
CN923455169 | CM120 | Efficia Patient Monitor 12inch Touch Screen with IBP | IMAGING | PHILIPS INDONESIA COMMERCIAL, PT | GN00002986 | RDC PUSAT - RAWAGELAM | PUSAT | DKI JAKARTA | JAKARTA TIMUR | MAIN UNIT | EMP | - |  | 1 August 2019 |  | - |  | - |  | ACTIVE
CN92352721 | ECM12 | Efficia Patient Monitor 12inch Standard | IMAGING | PHILIPS INDONESIA COMMERCIAL, PT | GN19100071 | RS Hj. BUNDA HALIMAH | BATAM | KEPULAUAN RIAU | BATAM | MAIN UNIT | CUSTOMER | 10 February 2020 | ARIEF SETIAWAN - TSE CP | 29 July 2020 | RUDI SETIAWAN - TSE | 10 February 2020 | ARIEF SETIAWAN - TSE CP | 29 July 2020 | RUDI SETIAWAN - TSE | ACTIVE
CN92352722 | ECM12 | Efficia Patient Monitor 12inch Standard | IMAGING | PHILIPS INDONESIA COMMERCIAL, PT | GN19100071 | RS Hj. BUNDA HALIMAH | BATAM | KEPULAUAN RIAU | BATAM | MAIN UNIT | CUSTOMER | 10 February 2020 | ARIEF SETIAWAN - TSE CP | 29 July 2020 | RUDI SETIAWAN - TSE | 10 February 2020 | ARIEF SETIAWAN - TSE CP | 29 July 2020 | RUDI SETIAWAN - TSE | ACTIVE
CN92352723 | ECM12 | Efficia Patient Monitor 12inch Standard | IMAGING | PHILIPS INDONESIA COMMERCIAL, PT | GN19100071 | RS Hj. BUNDA HALIMAH | BATAM | KEPULAUAN RIAU | BATAM | MAIN UNIT | CUSTOMER | 10 February 2020 | ARIEF SETIAWAN - TSE CP | 29 July 2020 | RUDI SETIAWAN - TSE | 10 February 2020 | ARIEF SETIAWAN - TSE CP | 29 July 2020 | RUDI SETIAWAN - TSE | ACTIVE
CN92352724 | ECM12 | Efficia Patient Monitor 12inch Standard | IMAGING | PHILIPS INDONESIA COMMERCIAL, PT | GN00001046 | RS AZRA ( PT. A.S.P ) | BOGOR | JAWA BARAT | BOGOR | MAIN UNIT | EMP | 10 February 2020 | ARIEF SETIAWAN - TSE CP | - |  | 10 February 2020 | ARIEF SETIAWAN - TSE CP | - |  | ACTIVE
CN92352725 | ECM12 | Efficia Patient Monitor 12inch Standard | IMAGING | PHILIPS INDONESIA COMMERCIAL, PT | GN00001046 | RS AZRA ( PT. A.S.P ) | BOGOR | JAWA BARAT | BOGOR | MAIN UNIT | CUSTOMER | 10 February 2020 | ARIEF SETIAWAN - TSE CP | 12 July 2024 |  | 10 February 2020 | ARIEF SETIAWAN - TSE CP | 19 July 2024 | SAHID DERMAWAN - SPV TSE BARAT | ACTIVE
CN92352726 | ECM12 | Efficia Patient Monitor 12inch Standard | IMAGING | PHILIPS INDONESIA COMMERCIAL, PT | GN00001046 | RS AZRA ( PT. A.S.P ) | BOGOR | JAWA BARAT | BOGOR | MAIN UNIT | CUSTOMER | 10 February 2020 | ARIEF SETIAWAN - TSE CP | 12 July 2024 |  | 10 February 2020 | ARIEF SETIAWAN - TSE CP | 19 July 2024 | SAHID DERMAWAN - SPV TSE BARAT | ACTIVE
CNAV006 | VPM12 | Votem Patient Monitor 12 Inch | IMAGING | VOTEM CO., Ltd | GN18040002 | RS HERMINA CIRUAS | TANGERANG | BANTEN | TANGERANG | MAIN UNIT | CUSTOMER | 15 April 2021 | ANTONIUS SAGITA - KALIBRASI | 15 June 2022 | ADITIYA NOVANDRA - TSE | 19 February 2021 | ANTONIUS SAGITA - KALIBRASI | 15 June 2022 | ADITIYA NOVANDRA - TSE | ACTIVE
CNAV007 | VPM12 | Votem Patient Monitor 12 Inch | IMAGING | VOTEM CO., Ltd | GN18040002 | RS HERMINA CIRUAS | TANGERANG | BANTEN | TANGERANG | MAIN UNIT | CUSTOMER | 15 April 2021 | ANTONIUS SAGITA - KALIBRASI | 15 June 2022 | ADITIYA NOVANDRA - TSE | 19 February 2021 | ANTONIUS SAGITA - KALIBRASI | 15 June 2022 | ADITIYA NOVANDRA - TSE | ACTIVE
CNAV008 | VPM12 | Votem Patient Monitor 12 Inch | IMAGING | VOTEM CO., Ltd | GN18040002 | RS HERMINA CIRUAS | TANGERANG | BANTEN | TANGERANG | MAIN UNIT | CUSTOMER | 15 April 2021 | ANTONIUS SAGITA - KALIBRASI | 15 June 2022 | ADITIYA NOVANDRA - TSE | 19 February 2021 | ANTONIUS SAGITA - KALIBRASI | 15 June 2022 | ADITIYA NOVANDRA - TSE | ACTIVE
CNAV009 | VPM12 | Votem Patient Monitor 12 Inch | IMAGING | VOTEM CO., Ltd | GN18040002 | RS HERMINA CIRUAS | TANGERANG | BANTEN | TANGERANG | MAIN UNIT | CUSTOMER | 15 April 2021 | ANTONIUS SAGITA - KALIBRASI | 15 June 2022 | ADITIYA NOVANDRA - TSE | 19 February 2021 | ANTONIUS SAGITA - KALIBRASI | 15 June 2022 | ADITIYA NOVANDRA - TSE | ACTIVE
CNAV010 | VPM12 | Votem Patient Monitor 12 Inch | IMAGING | VOTEM CO., Ltd | GN00003004 | RS HERMINA CIPUTAT | TANGERANG | BANTEN | TANGERANG | MAIN UNIT | CUSTOMER | 15 April 2021 | ANTONIUS SAGITA - KALIBRASI | 31 March 2021 | IBNUL AZIZ - TSE | 19 February 2021 | ANTONIUS SAGITA - KALIBRASI | 15 April 2021 | ANTONIUS SAGITA - KALIBRASI | ACTIVE
CNAV011 | VPM12 | Votem Patient Monitor 12 Inch | IMAGING | VOTEM CO., Ltd | GN00008007 | RS HERMINA BANYUMANIK | SEMARANG | JAWA TENGAH | SEMARANG | MAIN UNIT | CUSTOMER | 15 April 2021 | ANTONIUS SAGITA - KALIBRASI | 19 April 2021 | ANDRIAS NUGROHO - TSE | 19 February 2021 | ANTONIUS SAGITA - KALIBRASI | 19 April 2021 | ANDRIAS NUGROHO - TSE | ACTIVE
CNAV012 | VPM12 | Votem Patient Monitor 12 Inch | IMAGING | VOTEM CO., Ltd | GN00003004 | RS HERMINA CIPUTAT | TANGERANG | BANTEN | TANGERANG | MAIN UNIT | CUSTOMER | 15 April 2021 | ANTONIUS SAGITA - KALIBRASI | 31 March 2021 | IBNUL AZIZ - TSE | 19 February 2021 | ANTONIUS SAGITA - KALIBRASI | 15 April 2021 | ANTONIUS SAGITA - KALIBRASI | ACTIVE
CNAV013 | VPM12 | Votem Patient Monitor 12 Inch | IMAGING | VOTEM CO., Ltd | GN00003004 | RS HERMINA CIPUTAT | TANGERANG | BANTEN | TANGERANG | MAIN UNIT | CUSTOMER | 15 April 2021 | ANTONIUS SAGITA - KALIBRASI | 31 March 2021 | IBNUL AZIZ - TSE | 19 February 2021 | ANTONIUS SAGITA - KALIBRASI | 15 April 2021 | ANTONIUS SAGITA - KALIBRASI | ACTIVE
CNAV014 | VPM12 | Votem Patient Monitor 12 Inch | IMAGING | VOTEM CO., Ltd | GN00011160 | PUSKESMAS KEC TANAH ABANG | JAKARTA-2 | DKI JAKARTA | JAKARTA BARAT | MAIN UNIT | CUSTOMER | 15 April 2021 | ANTONIUS SAGITA - KALIBRASI | 11 February 2022 | NICO HERMAWAN - TSE CP | 19 February 2021 | ANTONIUS SAGITA - KALIBRASI | 11 February 2022 | NICO HERMAWAN - TSE CP | ACTIVE
CNAV015 | VPM12 | Votem Patient Monitor 12 Inch | IMAGING | VOTEM CO., Ltd | GN00002679 | RS HERMINA SUKABUMI | BOGOR | JAWA BARAT | SUKABUMI | MAIN UNIT | CUSTOMER | 15 April 2021 | ANTONIUS SAGITA - KALIBRASI | 30 December 2021 | IBNUL AZIZ - TSE | 19 February 2021 | ANTONIUS SAGITA - KALIBRASI | 30 December 2021 | IBNUL AZIZ - TSE | ACTIVE
CNAV016 | VPM12 | Votem Patient Monitor 12 Inch | IMAGING | VOTEM CO., Ltd | GN00011160 | PUSKESMAS KEC TANAH ABANG | JAKARTA-2 | DKI JAKARTA | JAKARTA BARAT | MAIN UNIT | EMP | 15 April 2021 | ANTONIUS SAGITA - KALIBRASI | - |  | 19 February 2021 | ANTONIUS SAGITA - KALIBRASI | 4 June 2021 | System Auto | ACTIVE
CNAV017 | VPM12 | Votem Patient Monitor 12 Inch | IMAGING | VOTEM CO., Ltd | GN00002908 | RSIA HERMINA DEPOK | PEJATEN | JAWA BARAT | DEPOK | MAIN UNIT | CUSTOMER | 15 April 2021 | ANTONIUS SAGITA - KALIBRASI | 19 July 2021 | IBNUL AZIZ - TSE | 1 March 2021 | ANTONIUS SAGITA - KALIBRASI | 19 July 2021 | IBNUL AZIZ - TSE | ACTIVE
CNAV018 | VPM12 | Votem Patient Monitor 12 Inch | IMAGING | VOTEM CO., Ltd | GN00002908 | RSIA HERMINA DEPOK | PEJATEN | JAWA BARAT | DEPOK | MAIN UNIT | CUSTOMER | 15 April 2021 | ANTONIUS SAGITA - KALIBRASI | 19 July 2021 | IBNUL AZIZ - TSE | 1 March 2021 | ANTONIUS SAGITA - KALIBRASI | 19 July 2021 | IBNUL AZIZ - TSE | ACTIVE
CNAV019 | VPM12 | Votem Patient Monitor 12 Inch | IMAGING | VOTEM CO., Ltd | GN00002908 | RSIA HERMINA DEPOK | PEJATEN | JAWA BARAT | DEPOK | MAIN UNIT | CUSTOMER | 15 April 2021 | ANTONIUS SAGITA - KALIBRASI | 19 July 2021 | IBNUL AZIZ - TSE | 1 March 2021 | ANTONIUS SAGITA - KALIBRASI | 19 July 2021 | IBNUL AZIZ - TSE | ACTIVE
CNAV020 | VPM12 | Votem Patient Monitor 12 Inch | IMAGING | VOTEM CO., Ltd | GN00002908 | RSIA HERMINA DEPOK | PEJATEN | JAWA BARAT | DEPOK | MAIN UNIT | CUSTOMER | 15 April 2021 | ANTONIUS SAGITA - KALIBRASI | 19 July 2021 | IBNUL AZIZ - TSE | 1 March 2021 | ANTONIUS SAGITA - KALIBRASI | 19 July 2021 | IBNUL AZIZ - TSE | ACTIVE
CNAV021 | VPM12 | Votem Patient Monitor 12 Inch | IMAGING | VOTEM CO., Ltd | GN00002908 | RSIA HERMINA DEPOK | PEJATEN | JAWA BARAT | DEPOK | MAIN UNIT | CUSTOMER | 15 April 2021 | ANTONIUS SAGITA - KALIBRASI | 19 July 2021 | IBNUL AZIZ - TSE | 1 March 2021 | ANTONIUS SAGITA - KALIBRASI | 19 July 2021 | IBNUL AZIZ - TSE | ACTIVE
CNAV022 | VPM12 | Votem Patient Monitor 12 Inch | IMAGING | VOTEM CO., Ltd | GN00002908 | RSIA HERMINA DEPOK | PEJATEN | JAWA BARAT | DEPOK | MAIN UNIT | CUSTOMER | 15 April 2021 | ANTONIUS SAGITA - KALIBRASI | 19 July 2021 | IBNUL AZIZ - TSE | 1 March 2021 | ANTONIUS SAGITA - KALIBRASI | 19 July 2021 | IBNUL AZIZ - TSE | ACTIVE
CNAV023 | VPM12 | Votem Patient Monitor 12 Inch | IMAGING | VOTEM CO., Ltd | GN00002908 | RSIA HERMINA DEPOK | PEJATEN | JAWA BARAT | DEPOK | MAIN UNIT | CUSTOMER | 15 April 2021 | ANTONIUS SAGITA - KALIBRASI | 19 July 2021 | IBNUL AZIZ - TSE | 1 March 2021 | ANTONIUS SAGITA - KALIBRASI | 19 July 2021 | IBNUL AZIZ - TSE | ACTIVE
CNAV024 | VPM12 | Votem Patient Monitor 12 Inch | IMAGING | VOTEM CO., Ltd | GN00002908 | RSIA HERMINA DEPOK | PEJATEN | JAWA BARAT | DEPOK | MAIN UNIT | CUSTOMER | 15 April 2021 | ANTONIUS SAGITA - KALIBRASI | 19 July 2021 | IBNUL AZIZ - TSE | 1 March 2021 | ANTONIUS SAGITA - KALIBRASI | 19 July 2021 | IBNUL AZIZ - TSE | ACTIVE
CNAV025 | VPM12 | Votem Patient Monitor 12 Inch | IMAGING | VOTEM CO., Ltd | GN00002908 | RSIA HERMINA DEPOK | PEJATEN | JAWA BARAT | DEPOK | MAIN UNIT | CUSTOMER | 15 April 2021 | ANTONIUS SAGITA - KALIBRASI | 19 July 2021 | IBNUL AZIZ - TSE | 1 March 2021 | ANTONIUS SAGITA - KALIBRASI | 19 July 2021 | IBNUL AZIZ - TSE | ACTIVE
CNAV026 | VPM12 | Votem Patient Monitor 12 Inch | IMAGING | VOTEM CO., Ltd | GN00002908 | RSIA HERMINA DEPOK | PEJATEN | JAWA BARAT | DEPOK | MAIN UNIT | CUSTOMER | 15 April 2021 | ANTONIUS SAGITA - KALIBRASI | 19 July 2021 | IBNUL AZIZ - TSE | 1 March 2021 | ANTONIUS SAGITA - KALIBRASI | 19 July 2021 | IBNUL AZIZ - TSE | ACTIVE
CNAV027 | VPM12 | Votem Patient Monitor 12 Inch | IMAGING | VOTEM CO., Ltd | GN00002908 | RSIA HERMINA DEPOK | PEJATEN | JAWA BARAT | DEPOK | MAIN UNIT | CUSTOMER | 15 April 2021 | ANTONIUS SAGITA - KALIBRASI | 19 July 2021 | IBNUL AZIZ - TSE | 1 March 2021 | ANTONIUS SAGITA - KALIBRASI | 19 July 2021 | IBNUL AZIZ - TSE | ACTIVE
CNAV028 | VPM12 | Votem Patient Monitor 12 Inch | IMAGING | VOTEM CO., Ltd | GN00002908 | RSIA HERMINA DEPOK | PEJATEN | JAWA BARAT | DEPOK | MAIN UNIT | CUSTOMER | 15 April 2021 | ANTONIUS SAGITA - KALIBRASI | 19 July 2021 | IBNUL AZIZ - TSE | 1 March 2021 | ANTONIUS SAGITA - KALIBRASI | 19 July 2021 | IBNUL AZIZ - TSE | ACTIVE
CNBD001 | VPM12 | Votem Patient Monitor 12 Inch | IMAGING | VOTEM CO., Ltd | GN20110006 | RS CEMPAKA LIMA | BANDA ACEH | ACEH | BANDA ACEH | MAIN UNIT | CUSTOMER | - |  | 22 April 2022 | AZLI YUDHA - TSE | 14 April 2021 | ARIEF SETIAWAN - TSE CP | 22 April 2022 | AZLI YUDHA - TSE | ACTIVE
CNBD002 | VPM12 | Votem Patient Monitor 12 Inch | IMAGING | VOTEM CO., Ltd | GN20110006 | RS CEMPAKA LIMA | BANDA ACEH | ACEH | BANDA ACEH | MAIN UNIT | CUSTOMER | - |  | 22 April 2022 | AZLI YUDHA - TSE | 14 April 2021 | ARIEF SETIAWAN - TSE CP | 22 April 2022 | AZLI YUDHA - TSE | ACTIVE
CNBD003 | VPM12 | Votem Patient Monitor 12 Inch | IMAGING | VOTEM CO., Ltd | GN20110006 | RS CEMPAKA LIMA | BANDA ACEH | ACEH | BANDA ACEH | MAIN UNIT | CUSTOMER | - |  | 22 April 2022 | AZLI YUDHA - TSE | 14 April 2021 | ARIEF SETIAWAN - TSE CP | 22 April 2022 | AZLI YUDHA - TSE | ACTIVE
CNBD004 | VPM12 | Votem Patient Monitor 12 Inch | IMAGING | VOTEM CO., Ltd | GN20110006 | RS CEMPAKA LIMA | BANDA ACEH | ACEH | BANDA ACEH | MAIN UNIT | CUSTOMER | - |  | 22 April 2022 | AZLI YUDHA - TSE | 14 April 2021 | ARIEF SETIAWAN - TSE CP | 22 April 2022 | AZLI YUDHA - TSE | ACTIVE
CNBD005 | VPM12 | Votem Patient Monitor 12 Inch | IMAGING | VOTEM CO., Ltd | GN20110006 | RS CEMPAKA LIMA | BANDA ACEH | ACEH | BANDA ACEH | MAIN UNIT | CUSTOMER | - |  | - |  | 14 April 2021 | ARIEF SETIAWAN - TSE CP | - |  | ACTIVE
CNBD006 | VPM12 | Votem Patient Monitor 12 Inch | IMAGING | VOTEM CO., Ltd | GN20110006 | RS CEMPAKA LIMA | BANDA ACEH | ACEH | BANDA ACEH | MAIN UNIT | CUSTOMER | - |  | 22 April 2022 | AZLI YUDHA - TSE | 14 April 2021 | ARIEF SETIAWAN - TSE CP | 22 April 2022 | AZLI YUDHA - TSE | ACTIVE
CNBD007 | VPM12 | Votem Patient Monitor 12 Inch | IMAGING | VOTEM CO., Ltd | GN20110006 | RS CEMPAKA LIMA | BANDA ACEH | ACEH | BANDA ACEH | MAIN UNIT | CUSTOMER | - |  | 22 April 2022 | AZLI YUDHA - TSE | 14 April 2021 | ARIEF SETIAWAN - TSE CP | 22 April 2022 | AZLI YUDHA - TSE | ACTIVE
CNBD008 | VPM12 | Votem Patient Monitor 12 Inch | IMAGING | VOTEM CO., Ltd | GN20110006 | RS CEMPAKA LIMA | BANDA ACEH | ACEH | BANDA ACEH | MAIN UNIT | CUSTOMER | - |  | 22 April 2022 | AZLI YUDHA - TSE | 14 April 2021 | ARIEF SETIAWAN - TSE CP | 22 April 2022 | AZLI YUDHA - TSE | ACTIVE
CNBD009 | VPM12 | Votem Patient Monitor 12 Inch | IMAGING | VOTEM CO., Ltd | GN20110006 | RS CEMPAKA LIMA | BANDA ACEH | ACEH | BANDA ACEH | MAIN UNIT | CUSTOMER | - |  | 22 April 2022 | AZLI YUDHA - TSE | 14 April 2021 | ARIEF SETIAWAN - TSE CP | 22 April 2022 | AZLI YUDHA - TSE | ACTIVE
CNBD010 | VPM12 | Votem Patient Monitor 12 Inch | IMAGING | VOTEM CO., Ltd | GN20110006 | RS CEMPAKA LIMA | BANDA ACEH | ACEH | BANDA ACEH | MAIN UNIT | CUSTOMER | - |  | 21 April 2022 | AZLI YUDHA - TSE | 14 April 2021 | ARIEF SETIAWAN - TSE CP | 21 April 2022 | AZLI YUDHA - TSE | ACTIVE
CNBD011 | VPM12 | Votem Patient Monitor 12 Inch | IMAGING | VOTEM CO., Ltd | GN20110006 | RS CEMPAKA LIMA | BANDA ACEH | ACEH | BANDA ACEH | MAIN UNIT | CUSTOMER | - |  | 22 April 2022 | AZLI YUDHA - TSE | 14 April 2021 | ARIEF SETIAWAN - TSE CP | 22 April 2022 | AZLI YUDHA - TSE | ACTIVE
CNBD012 | VPM12 | Votem Patient Monitor 12 Inch | IMAGING | VOTEM CO., Ltd | GN20110006 | RS CEMPAKA LIMA | BANDA ACEH | ACEH | BANDA ACEH | MAIN UNIT | CUSTOMER | - |  | 22 April 2022 | AZLI YUDHA - TSE | 14 April 2021 | ARIEF SETIAWAN - TSE CP | 22 April 2022 | AZLI YUDHA - TSE | ACTIVE
CNBD013 | VPM12 | Votem Patient Monitor 12 Inch | IMAGING | VOTEM CO., Ltd | GN20110006 | RS CEMPAKA LIMA | BANDA ACEH | ACEH | BANDA ACEH | MAIN UNIT | CUSTOMER | - |  | 22 April 2022 | AZLI YUDHA - TSE | 14 April 2021 | ARIEF SETIAWAN - TSE CP | 22 April 2022 | AZLI YUDHA - TSE | ACTIVE
CNBD014 | VPM12 | Votem Patient Monitor 12 Inch | IMAGING | VOTEM CO., Ltd | GN20110006 | RS CEMPAKA LIMA | BANDA ACEH | ACEH | BANDA ACEH | MAIN UNIT | CUSTOMER | - |  | 22 April 2022 | AZLI YUDHA - TSE | 14 April 2021 | ARIEF SETIAWAN - TSE CP | 22 April 2022 | AZLI YUDHA - TSE | ACTIVE
CNBD015 | VPM12 | Votem Patient Monitor 12 Inch | IMAGING | VOTEM CO., Ltd | GN20110006 | RS CEMPAKA LIMA | BANDA ACEH | ACEH | BANDA ACEH | MAIN UNIT | CUSTOMER | - |  | 22 April 2022 | AZLI YUDHA - TSE | 14 April 2021 | ARIEF SETIAWAN - TSE CP | 22 April 2022 | AZLI YUDHA - TSE | ACTIVE
CNFY021 | VPM12 | Votem Patient Monitor 12 Inch | IMAGING | VOTEM CO., Ltd | GN00002233 | RS HERMINA PALEMBANG | PALEMBANG | SUMATERA SELATAN | PALEMBANG | MAIN UNIT | CUSTOMER | 21 April 2022 | ANTONIUS SAGITA - KALIBRASI | 30 September 2021 | ABDI PUTRA - TSE | 4 August 2021 | ANTONIUS SAGITA - KALIBRASI | 21 April 2022 | ANTONIUS SAGITA - KALIBRASI | ACTIVE
CNFY022 | VPM12 | Votem Patient Monitor 12 Inch | IMAGING | VOTEM CO., Ltd | GN00002233 | RS HERMINA PALEMBANG | PALEMBANG | SUMATERA SELATAN | PALEMBANG | MAIN UNIT | CUSTOMER | 21 April 2022 | ANTONIUS SAGITA - KALIBRASI | 30 September 2021 | ABDI PUTRA - TSE | 4 August 2021 | ANTONIUS SAGITA - KALIBRASI | 21 April 2022 | ANTONIUS SAGITA - KALIBRASI | ACTIVE
CNFY023 | VPM12 | Votem Patient Monitor 12 Inch | IMAGING | VOTEM CO., Ltd | GN00002233 | RS HERMINA PALEMBANG | PALEMBANG | SUMATERA SELATAN | PALEMBANG | MAIN UNIT | CUSTOMER | 21 April 2022 | ANTONIUS SAGITA - KALIBRASI | 30 September 2021 | ABDI PUTRA - TSE | 10 August 2021 | ANTONIUS SAGITA - KALIBRASI | 21 April 2022 | ANTONIUS SAGITA - KALIBRASI | ACTIVE
CNFY024 | VPM12 | Votem Patient Monitor 12 Inch | IMAGING | VOTEM CO., Ltd | GN00002233 | RS HERMINA PALEMBANG | PALEMBANG | SUMATERA SELATAN | PALEMBANG | MAIN UNIT | CUSTOMER | 21 April 2022 | ANTONIUS SAGITA - KALIBRASI | 30 September 2021 | ABDI PUTRA - TSE | 10 August 2021 | ANTONIUS SAGITA - KALIBRASI | 21 April 2022 | ANTONIUS SAGITA - KALIBRASI | ACTIVE
CNFY025 | VPM12 | Votem Patient Monitor 12 Inch | IMAGING | VOTEM CO., Ltd | GN00003004 | RS HERMINA CIPUTAT | TANGERANG | BANTEN | TANGERANG | MAIN UNIT | CUSTOMER | 21 April 2022 | ANTONIUS SAGITA - KALIBRASI | 31 August 2021 | IBNUL AZIZ - TSE | 10 August 2021 | ANTONIUS SAGITA - KALIBRASI | 21 April 2022 | ANTONIUS SAGITA - KALIBRASI | ACTIVE
CNFY026 | VPM12 | Votem Patient Monitor 12 Inch | IMAGING | VOTEM CO., Ltd | GN00003004 | RS HERMINA CIPUTAT | TANGERANG | BANTEN | TANGERANG | MAIN UNIT | CUSTOMER | 21 April 2022 | ANTONIUS SAGITA - KALIBRASI | 31 August 2021 | IBNUL AZIZ - TSE | 10 August 2021 | ANTONIUS SAGITA - KALIBRASI | 21 April 2022 | ANTONIUS SAGITA - KALIBRASI | ACTIVE
CNFY027 | VPM12 | Votem Patient Monitor 12 Inch | IMAGING | VOTEM CO., Ltd | GN00003004 | RS HERMINA CIPUTAT | TANGERANG | BANTEN | TANGERANG | MAIN UNIT | CUSTOMER | 21 April 2022 | ANTONIUS SAGITA - KALIBRASI | 31 August 2021 | IBNUL AZIZ - TSE | 10 August 2021 | ANTONIUS SAGITA - KALIBRASI | 21 April 2022 | ANTONIUS SAGITA - KALIBRASI | ACTIVE
CNFY028 | VPM12 | Votem Patient Monitor 12 Inch | IMAGING | VOTEM CO., Ltd | GN00003004 | RS HERMINA CIPUTAT | TANGERANG | BANTEN | TANGERANG | MAIN UNIT | CUSTOMER | 21 April 2022 | ANTONIUS SAGITA - KALIBRASI | 31 August 2021 | IBNUL AZIZ - TSE | 10 August 2021 | ANTONIUS SAGITA - KALIBRASI | 21 April 2022 | ANTONIUS SAGITA - KALIBRASI | ACTIVE
CNFY029 | VPM12 | Votem Patient Monitor 12 Inch | IMAGING | VOTEM CO., Ltd | GN00003004 | RS HERMINA CIPUTAT | TANGERANG | BANTEN | TANGERANG | MAIN UNIT | CUSTOMER | 21 April 2022 | ANTONIUS SAGITA - KALIBRASI | 31 August 2021 | IBNUL AZIZ - TSE | 10 August 2021 | ANTONIUS SAGITA - KALIBRASI | 21 April 2022 | ANTONIUS SAGITA - KALIBRASI | ACTIVE
CNFY030 | VPM12 | Votem Patient Monitor 12 Inch | IMAGING | VOTEM CO., Ltd | GN00003004 | RS HERMINA CIPUTAT | TANGERANG | BANTEN | TANGERANG | MAIN UNIT | CUSTOMER | 21 April 2022 | ANTONIUS SAGITA - KALIBRASI | 31 August 2021 | IBNUL AZIZ - TSE | 10 August 2021 | ANTONIUS SAGITA - KALIBRASI | 21 April 2022 | ANTONIUS SAGITA - KALIBRASI | ACTIVE
CNFY031 | VPM12 | Votem Patient Monitor 12 Inch | IMAGING | VOTEM CO., Ltd | GN00003004 | RS HERMINA CIPUTAT | TANGERANG | BANTEN | TANGERANG | MAIN UNIT | CUSTOMER | 21 April 2022 | ANTONIUS SAGITA - KALIBRASI | 31 August 2021 | IBNUL AZIZ - TSE | 10 August 2021 | ANTONIUS SAGITA - KALIBRASI | 21 April 2022 | ANTONIUS SAGITA - KALIBRASI | ACTIVE
CNFY032 | VPM12 | Votem Patient Monitor 12 Inch | IMAGING | VOTEM CO., Ltd | GN00003004 | RS HERMINA CIPUTAT | TANGERANG | BANTEN | TANGERANG | MAIN UNIT | CUSTOMER | 21 April 2022 | ANTONIUS SAGITA - KALIBRASI | 31 August 2021 | IBNUL AZIZ - TSE | 10 August 2021 | ANTONIUS SAGITA - KALIBRASI | 21 April 2022 | ANTONIUS SAGITA - KALIBRASI | ACTIVE
CNFY033 | VPM12 | Votem Patient Monitor 12 Inch | IMAGING | VOTEM CO., Ltd | GN00003004 | RS HERMINA CIPUTAT | TANGERANG | BANTEN | TANGERANG | MAIN UNIT | CUSTOMER | 21 April 2022 | ANTONIUS SAGITA - KALIBRASI | 31 August 2021 | IBNUL AZIZ - TSE | 10 August 2021 | ANTONIUS SAGITA - KALIBRASI | 21 April 2022 | ANTONIUS SAGITA - KALIBRASI | ACTIVE
CNFY034 | VPM12 | Votem Patient Monitor 12 Inch | IMAGING | VOTEM CO., Ltd | GN00003004 | RS HERMINA CIPUTAT | TANGERANG | BANTEN | TANGERANG | MAIN UNIT | CUSTOMER | 21 April 2022 | ANTONIUS SAGITA - KALIBRASI | 31 August 2021 | IBNUL AZIZ - TSE | 10 August 2021 | ANTONIUS SAGITA - KALIBRASI | 21 April 2022 | ANTONIUS SAGITA - KALIBRASI | ACTIVE
CNFY035 | VPM12 | Votem Patient Monitor 12 Inch | IMAGING | VOTEM CO., Ltd | GN00002679 | RS HERMINA SUKABUMI | BOGOR | JAWA BARAT | SUKABUMI | MAIN UNIT | CUSTOMER | 21 April 2022 | ANTONIUS SAGITA - KALIBRASI | 30 December 2021 | IBNUL AZIZ - TSE | 10 August 2021 | ANTONIUS SAGITA - KALIBRASI | 21 April 2022 | ANTONIUS SAGITA - KALIBRASI | ACTIVE
CNFY036 | VPM12 | Votem Patient Monitor 12 Inch | IMAGING | VOTEM CO., Ltd | GN00002679 | RS HERMINA SUKABUMI | BOGOR | JAWA BARAT | SUKABUMI | MAIN UNIT | CUSTOMER | 21 April 2022 | ANTONIUS SAGITA - KALIBRASI | 30 December 2021 | IBNUL AZIZ - TSE | 10 August 2021 | ANTONIUS SAGITA - KALIBRASI | 21 April 2022 | ANTONIUS SAGITA - KALIBRASI | ACTIVE
CNFY037 | VPM12 | Votem Patient Monitor 12 Inch | IMAGING | VOTEM CO., Ltd | GN00002679 | RS HERMINA SUKABUMI | BOGOR | JAWA BARAT | SUKABUMI | MAIN UNIT | CUSTOMER | 21 April 2022 | ANTONIUS SAGITA - KALIBRASI | 30 December 2021 | IBNUL AZIZ - TSE | 10 August 2021 | ANTONIUS SAGITA - KALIBRASI | 21 April 2022 | ANTONIUS SAGITA - KALIBRASI | ACTIVE
CNFY038 | VPM12 | Votem Patient Monitor 12 Inch | IMAGING | VOTEM CO., Ltd | GN00002679 | RS HERMINA SUKABUMI | BOGOR | JAWA BARAT | SUKABUMI | MAIN UNIT | CUSTOMER | 26 October 2022 | ARIEF SETIAWAN - TSE CP | 30 December 2021 | IBNUL AZIZ - TSE | 10 August 2021 | ANTONIUS SAGITA - KALIBRASI | 26 October 2022 | ARIEF SETIAWAN - TSE CP | ACTIVE
CNFY039 | VPM12 | Votem Patient Monitor 12 Inch | IMAGING | VOTEM CO., Ltd | GN00002679 | RS HERMINA SUKABUMI | BOGOR | JAWA BARAT | SUKABUMI | MAIN UNIT | CUSTOMER | 26 October 2022 | ARIEF SETIAWAN - TSE CP | 30 December 2021 | IBNUL AZIZ - TSE | 10 August 2021 | ANTONIUS SAGITA - KALIBRASI | 26 October 2022 | ARIEF SETIAWAN - TSE CP | ACTIVE
CNFY040 | VPM12 | Votem Patient Monitor 12 Inch | IMAGING | VOTEM CO., Ltd | GN00002679 | RS HERMINA SUKABUMI | BOGOR | JAWA BARAT | SUKABUMI | MAIN UNIT | CUSTOMER | 26 October 2022 | ARIEF SETIAWAN - TSE CP | 30 December 2021 | IBNUL AZIZ - TSE | 10 August 2021 | ANTONIUS SAGITA - KALIBRASI | 26 October 2022 | ARIEF SETIAWAN - TSE CP | ACTIVE
CNFY041 | VPM12 | Votem Patient Monitor 12 Inch | IMAGING | VOTEM CO., Ltd | GN00002986 | RDC PUSAT - RAWAGELAM | PUSAT | DKI JAKARTA | JAKARTA TIMUR | MAIN UNIT | EMP | 21 April 2022 | ANTONIUS SAGITA - KALIBRASI | - |  | 10 August 2021 | ANTONIUS SAGITA - KALIBRASI | - |  | ACTIVE
CNFY042 | VPM12 | Votem Patient Monitor 12 Inch | IMAGING | VOTEM CO., Ltd | GN00008180 | RS HERMINA SOLO | SOLO | JAWA TENGAH | BOYOLALI | MAIN UNIT | CUSTOMER | 21 April 2022 | ANTONIUS SAGITA - KALIBRASI | 9 August 2021 | DIAN FEBRIYANA - TSE | 9 August 2021 | ANTONIUS SAGITA - KALIBRASI | 21 April 2022 | ANTONIUS SAGITA - KALIBRASI | ACTIVE
CNFY043 | VPM12 | Votem Patient Monitor 12 Inch | IMAGING | VOTEM CO., Ltd | GN00008180 | RS HERMINA SOLO | SOLO | JAWA TENGAH | BOYOLALI | MAIN UNIT | CUSTOMER | 21 April 2022 | ANTONIUS SAGITA - KALIBRASI | 9 August 2021 | DIAN FEBRIYANA - TSE | 9 August 2021 | ANTONIUS SAGITA - KALIBRASI | 21 April 2022 | ANTONIUS SAGITA - KALIBRASI | ACTIVE
CNFY044 | VPM12 | Votem Patient Monitor 12 Inch | IMAGING | VOTEM CO., Ltd | GN00008180 | RS HERMINA SOLO | SOLO | JAWA TENGAH | BOYOLALI | MAIN UNIT | CUSTOMER | 21 April 2022 | ANTONIUS SAGITA - KALIBRASI | 9 August 2021 | DIAN FEBRIYANA - TSE | 9 August 2021 | ANTONIUS SAGITA - KALIBRASI | 21 April 2022 | ANTONIUS SAGITA - KALIBRASI | ACTIVE
CNFY045 | VPM12 | Votem Patient Monitor 12 Inch | IMAGING | VOTEM CO., Ltd | GN00008180 | RS HERMINA SOLO | SOLO | JAWA TENGAH | BOYOLALI | MAIN UNIT | CUSTOMER | 21 April 2022 | ANTONIUS SAGITA - KALIBRASI | 9 August 2021 | DIAN FEBRIYANA - TSE | 9 August 2021 | ANTONIUS SAGITA - KALIBRASI | 21 April 2022 | ANTONIUS SAGITA - KALIBRASI | ACTIVE
CNGP001 | VPM12 | Votem Patient Monitor 12 Inch | IMAGING | VOTEM CO., Ltd | GN00000757 | RS WOODWARD | PALU | SULAWESI TENGAH | PALU | MAIN UNIT | CUSTOMER | 21 April 2022 | ANTONIUS SAGITA - KALIBRASI | 1 March 2022 | ASRULLAH - TSE | 10 August 2021 | ANTONIUS SAGITA - KALIBRASI | 21 April 2022 | ANTONIUS SAGITA - KALIBRASI | ACTIVE
CNGP002 | VPM12 | Votem Patient Monitor 12 Inch | IMAGING | VOTEM CO., Ltd | GN00010908 | RSI MUHAMMADIYAH MOJOAGUNG | JEMBER | JAWA TIMUR |  | MAIN UNIT | CUSTOMER | 21 April 2022 | ANTONIUS SAGITA - KALIBRASI | 21 October 2021 | YUNAN ARIMUNTIAN - TSE | 10 August 2021 | ANTONIUS SAGITA - KALIBRASI | 21 April 2022 | ANTONIUS SAGITA - KALIBRASI | ACTIVE
CNGP003 | VPM12 | Votem Patient Monitor 12 Inch | IMAGING | VOTEM CO., Ltd | GN00010908 | RSI MUHAMMADIYAH MOJOAGUNG | JEMBER | JAWA TIMUR |  | MAIN UNIT | CUSTOMER | 21 April 2022 | ANTONIUS SAGITA - KALIBRASI | 21 October 2021 | YUNAN ARIMUNTIAN - TSE | 10 August 2021 | ANTONIUS SAGITA - KALIBRASI | 21 April 2022 | ANTONIUS SAGITA - KALIBRASI | ACTIVE
CNGP004 | VPM12 | Votem Patient Monitor 12 Inch | IMAGING | VOTEM CO., Ltd | GN00010908 | RSI MUHAMMADIYAH MOJOAGUNG | JEMBER | JAWA TIMUR |  | MAIN UNIT | CUSTOMER | 21 April 2022 | ANTONIUS SAGITA - KALIBRASI | 21 October 2021 | YUNAN ARIMUNTIAN - TSE | 10 August 2021 | ANTONIUS SAGITA - KALIBRASI | 21 April 2022 | ANTONIUS SAGITA - KALIBRASI | ACTIVE
CNGP005 | VPM12 | Votem Patient Monitor 12 Inch | IMAGING | VOTEM CO., Ltd | GN00010908 | RSI MUHAMMADIYAH MOJOAGUNG | JEMBER | JAWA TIMUR |  | MAIN UNIT | CUSTOMER | 21 April 2022 | ANTONIUS SAGITA - KALIBRASI | 21 October 2021 | YUNAN ARIMUNTIAN - TSE | 10 August 2021 | ANTONIUS SAGITA - KALIBRASI | 21 April 2022 | ANTONIUS SAGITA - KALIBRASI | ACTIVE
CNGP006 | VPM12 | Votem Patient Monitor 12 Inch | IMAGING | VOTEM CO., Ltd | GN00010908 | RSI MUHAMMADIYAH MOJOAGUNG | JEMBER | JAWA TIMUR |  | MAIN UNIT | CUSTOMER | 21 April 2022 | ANTONIUS SAGITA - KALIBRASI | 9 November 2021 | YUNAN ARIMUNTIAN - TSE | 10 August 2021 | ANTONIUS SAGITA - KALIBRASI | 21 April 2022 | ANTONIUS SAGITA - KALIBRASI | ACTIVE
CNGP007 | VPM12 | Votem Patient Monitor 12 Inch | IMAGING | VOTEM CO., Ltd | GN00000256 | RS PT SEMEN PADANG | PADANG | SUMATERA BARAT | PADANG | MAIN UNIT | CUSTOMER | 21 April 2022 | ANTONIUS SAGITA - KALIBRASI | 30 September 2021 | ABDI PUTRA - TSE | 15 September 2021 | ANTONIUS SAGITA - KALIBRASI | 21 April 2022 | ANTONIUS SAGITA - KALIBRASI | ACTIVE
CNGP008 | VPM12 | Votem Patient Monitor 12 Inch | IMAGING | VOTEM CO., Ltd | GN20050014 | RS HERMINA MANADO | MANADO | SULAWESI UTARA | MANADO | MAIN UNIT | CUSTOMER | 21 April 2022 | ANTONIUS SAGITA - KALIBRASI | 18 February 2022 | ANDRIAS NUGROHO - TSE | 15 September 2021 | ANTONIUS SAGITA - KALIBRASI | 21 April 2022 | ANTONIUS SAGITA - KALIBRASI | ACTIVE
CNGP009 | VPM12 | Votem Patient Monitor 12 Inch | IMAGING | VOTEM CO., Ltd | GN20050014 | RS HERMINA MANADO | MANADO | SULAWESI UTARA | MANADO | MAIN UNIT | CUSTOMER | 21 April 2022 | ANTONIUS SAGITA - KALIBRASI | 25 February 2022 | AHMAD FATKHUDIN - TSE | 15 September 2021 | ANTONIUS SAGITA - KALIBRASI | 21 April 2022 | ANTONIUS SAGITA - KALIBRASI | ACTIVE
CNGP010 | VPM12 | Votem Patient Monitor 12 Inch | IMAGING | VOTEM CO., Ltd | GN20050014 | RS HERMINA MANADO | MANADO | SULAWESI UTARA | MANADO | MAIN UNIT | CUSTOMER | 21 April 2022 | ANTONIUS SAGITA - KALIBRASI | 25 February 2022 | AHMAD FATKHUDIN - TSE | 15 September 2021 | ANTONIUS SAGITA - KALIBRASI | 21 April 2022 | ANTONIUS SAGITA - KALIBRASI | ACTIVE
CNGP011 | VPM12 | Votem Patient Monitor 12 Inch | IMAGING | VOTEM CO., Ltd | GN00002986 | RDC PUSAT - RAWAGELAM | PUSAT | DKI JAKARTA | JAKARTA TIMUR | MAIN UNIT | EMP | 21 April 2022 | ANTONIUS SAGITA - KALIBRASI | - |  | 15 September 2021 | ANTONIUS SAGITA - KALIBRASI | - |  | ACTIVE
CNGP012 | VPM12 | Votem Patient Monitor 12 Inch | IMAGING | VOTEM CO., Ltd | GN00002986 | RDC PUSAT - RAWAGELAM | PUSAT | DKI JAKARTA | JAKARTA TIMUR | MAIN UNIT | EMP | 21 April 2022 | ANTONIUS SAGITA - KALIBRASI | - |  | 15 September 2021 | ANTONIUS SAGITA - KALIBRASI | - |  | ACTIVE
CNGP013 | VPM12 | Votem Patient Monitor 12 Inch | IMAGING | VOTEM CO., Ltd | GN00002986 | RDC PUSAT - RAWAGELAM | PUSAT | DKI JAKARTA | JAKARTA TIMUR | MAIN UNIT | EMP | 21 April 2022 | ANTONIUS SAGITA - KALIBRASI | - |  | 15 September 2021 | ANTONIUS SAGITA - KALIBRASI | - |  | ACTIVE
CNGP014 | VPM12 | Votem Patient Monitor 12 Inch | IMAGING | VOTEM CO., Ltd | GN00002986 | RDC PUSAT - RAWAGELAM | PUSAT | DKI JAKARTA | JAKARTA TIMUR | MAIN UNIT | EMP | 21 April 2022 | ANTONIUS SAGITA - KALIBRASI | - |  | 15 September 2021 | ANTONIUS SAGITA - KALIBRASI | - |  | ACTIVE
CNGP015 | VPM12 | Votem Patient Monitor 12 Inch | IMAGING | VOTEM CO., Ltd | GN00002986 | RDC PUSAT - RAWAGELAM | PUSAT | DKI JAKARTA | JAKARTA TIMUR | MAIN UNIT | EMP | 21 April 2022 | ANTONIUS SAGITA - KALIBRASI | - |  | 15 September 2021 | ANTONIUS SAGITA - KALIBRASI | - |  | ACTIVE
CNGP016 | VPM12 | Votem Patient Monitor 12 Inch | IMAGING | VOTEM CO., Ltd | GN00000235 | RS IBNU SINA PADANG PANJANG | PADANG | SUMATERA BARAT | PADANG PANJANG | MAIN UNIT | CUSTOMER | 21 April 2022 | ANTONIUS SAGITA - KALIBRASI | 30 September 2022 | ABDI PUTRA - TSE | 15 September 2021 | ANTONIUS SAGITA - KALIBRASI | 30 September 2022 | ABDI PUTRA - TSE | ACTIVE
CNGP017 | VPM12 | Votem Patient Monitor 12 Inch | IMAGING | VOTEM CO., Ltd | GN00002811 | RSIA HERMINA JATINEGARA | JAKARTA-1 | DKI JAKARTA | JAKARTA TIMUR | MAIN UNIT | CUSTOMER | 21 April 2022 | ANTONIUS SAGITA - KALIBRASI | 13 December 2021 | ARDI HERMAWAN - TSE CP | 15 September 2021 | ANTONIUS SAGITA - KALIBRASI | 21 April 2022 | ANTONIUS SAGITA - KALIBRASI | ACTIVE
CNGP018 | VPM12 | Votem Patient Monitor 12 Inch | IMAGING | VOTEM CO., Ltd | GN00002811 | RSIA HERMINA JATINEGARA | JAKARTA-1 | DKI JAKARTA | JAKARTA TIMUR | MAIN UNIT | CUSTOMER | 21 April 2022 | ANTONIUS SAGITA - KALIBRASI | 13 December 2021 | ARDI HERMAWAN - TSE CP | 15 September 2021 | ANTONIUS SAGITA - KALIBRASI | 21 April 2022 | ANTONIUS SAGITA - KALIBRASI | ACTIVE
CNGP019 | VPM12 | Votem Patient Monitor 12 Inch | IMAGING | VOTEM CO., Ltd | GN00002986 | RDC PUSAT - RAWAGELAM | PUSAT | DKI JAKARTA | JAKARTA TIMUR | MAIN UNIT | EMP | 21 April 2022 | ANTONIUS SAGITA - KALIBRASI | - |  | 15 September 2021 | ANTONIUS SAGITA - KALIBRASI | - |  | ACTIVE
CNGP020 | VPM12 | Votem Patient Monitor 12 Inch | IMAGING | VOTEM CO., Ltd | GN00002811 | RSIA HERMINA JATINEGARA | JAKARTA-1 | DKI JAKARTA | JAKARTA TIMUR | MAIN UNIT | CUSTOMER | 21 April 2022 | ANTONIUS SAGITA - KALIBRASI | 13 December 2021 | ARDI HERMAWAN - TSE CP | 15 September 2021 | ANTONIUS SAGITA - KALIBRASI | 21 April 2022 | ANTONIUS SAGITA - KALIBRASI | ACTIVE
CNGP021 | VPM12 | Votem Patient Monitor 12 Inch | IMAGING | VOTEM CO., Ltd | GN00002811 | RSIA HERMINA JATINEGARA | JAKARTA-1 | DKI JAKARTA | JAKARTA TIMUR | MAIN UNIT | CUSTOMER | 21 April 2022 | ANTONIUS SAGITA - KALIBRASI | 13 December 2021 | ARDI HERMAWAN - TSE CP | 15 September 2021 | ANTONIUS SAGITA - KALIBRASI | 21 April 2022 | ANTONIUS SAGITA - KALIBRASI | ACTIVE
CNGP022 | VPM12 | Votem Patient Monitor 12 Inch | IMAGING | VOTEM CO., Ltd | GN00002811 | RSIA HERMINA JATINEGARA | JAKARTA-1 | DKI JAKARTA | JAKARTA TIMUR | MAIN UNIT | CUSTOMER | 21 April 2022 | ANTONIUS SAGITA - KALIBRASI | 13 December 2021 | ARDI HERMAWAN - TSE CP | 15 September 2021 | ANTONIUS SAGITA - KALIBRASI | 21 April 2022 | ANTONIUS SAGITA - KALIBRASI | ACTIVE
CNGP023 | VPM12 | Votem Patient Monitor 12 Inch | IMAGING | VOTEM CO., Ltd | GN00002811 | RSIA HERMINA JATINEGARA | JAKARTA-1 | DKI JAKARTA | JAKARTA TIMUR | MAIN UNIT | CUSTOMER | 21 April 2022 | ANTONIUS SAGITA - KALIBRASI | 13 December 2021 | ARDI HERMAWAN - TSE CP | 15 September 2021 | ANTONIUS SAGITA - KALIBRASI | 21 April 2022 | ANTONIUS SAGITA - KALIBRASI | ACTIVE
CNGP024 | VPM12 | Votem Patient Monitor 12 Inch | IMAGING | VOTEM CO., Ltd | GN00002811 | RSIA HERMINA JATINEGARA | JAKARTA-1 | DKI JAKARTA | JAKARTA TIMUR | MAIN UNIT | CUSTOMER | 21 April 2022 | ANTONIUS SAGITA - KALIBRASI | 13 December 2021 | ARDI HERMAWAN - TSE CP | 15 September 2021 | ANTONIUS SAGITA - KALIBRASI | 21 April 2022 | ANTONIUS SAGITA - KALIBRASI | ACTIVE
CNGP025 | VPM12 | Votem Patient Monitor 12 Inch | IMAGING | VOTEM CO., Ltd | GN00002986 | RDC PUSAT - RAWAGELAM | PUSAT | DKI JAKARTA | JAKARTA TIMUR | MAIN UNIT | EMP | 21 April 2022 | ANTONIUS SAGITA - KALIBRASI | - |  | 15 September 2021 | ANTONIUS SAGITA - KALIBRASI | - |  | ACTIVE
CNJN015 | VPM12 | Votem Patient Monitor 12 Inch | IMAGING | VOTEM CO., Ltd | GN00002986 | RDC PUSAT - RAWAGELAM | PUSAT | DKI JAKARTA | JAKARTA TIMUR | MAIN UNIT | EMP | - |  | - |  | 23 November 2021 | ARIEF SETIAWAN - TSE CP | - |  | ACTIVE
CNJN016 | VPM12 | Votem Patient Monitor 12 Inch | IMAGING | VOTEM CO., Ltd | GN00002986 | RDC PUSAT - RAWAGELAM | PUSAT | DKI JAKARTA | JAKARTA TIMUR | MAIN UNIT | EMP | - |  | - |  | 23 November 2021 | ARIEF SETIAWAN - TSE CP | - |  | ACTIVE
CNJN017 | VPM12 | Votem Patient Monitor 12 Inch | IMAGING | VOTEM CO., Ltd | GN00002986 | RDC PUSAT - RAWAGELAM | PUSAT | DKI JAKARTA | JAKARTA TIMUR | MAIN UNIT | EMP | - |  | - |  | 23 November 2021 | ARIEF SETIAWAN - TSE CP | - |  | ACTIVE
CNJN018 | VPM12 | Votem Patient Monitor 12 Inch | IMAGING | VOTEM CO., Ltd | GN00000693 | RS AMALIA | SAMARINDA | KALIMANTAN TIMUR | SAMARINDA | MAIN UNIT | CUSTOMER | - |  | 25 January 2023 |  | 23 November 2021 | ARIEF SETIAWAN - TSE CP | 11 October 2023 | ANDI ISMAIL - SPV TSE TIMUR | ACTIVE
CNJN019 | VPM12 | Votem Patient Monitor 12 Inch | IMAGING | VOTEM CO., Ltd | GN00000693 | RS AMALIA | SAMARINDA | KALIMANTAN TIMUR | SAMARINDA | MAIN UNIT | CUSTOMER | - |  | 25 January 2023 |  | 23 November 2021 | ARIEF SETIAWAN - TSE CP | 11 October 2023 | ANDI ISMAIL - SPV TSE TIMUR | ACTIVE
CNJN020 | VPM12 | Votem Patient Monitor 12 Inch | IMAGING | VOTEM CO., Ltd | GN00000693 | RS AMALIA | SAMARINDA | KALIMANTAN TIMUR | SAMARINDA | MAIN UNIT | CUSTOMER | - |  | 25 January 2023 |  | 23 November 2021 | ARIEF SETIAWAN - TSE CP | 11 October 2023 | ANDI ISMAIL - SPV TSE TIMUR | ACTIVE
CNJN021 | VPM12 | Votem Patient Monitor 12 Inch | IMAGING | VOTEM CO., Ltd | GN00002811 | RSIA HERMINA JATINEGARA | JAKARTA-1 | DKI JAKARTA | JAKARTA TIMUR | MAIN UNIT | CUSTOMER | - |  | 23 December 2021 | ARDI HERMAWAN - TSE CP | 23 November 2021 | ARIEF SETIAWAN - TSE CP | 23 December 2021 | ARDI HERMAWAN - TSE CP | ACTIVE
CNJN022 | VPM12 | Votem Patient Monitor 12 Inch | IMAGING | VOTEM CO., Ltd | GN00002986 | RDC PUSAT - RAWAGELAM | PUSAT | DKI JAKARTA | JAKARTA TIMUR | MAIN UNIT | EMP | - |  | - |  | 23 November 2021 | ARIEF SETIAWAN - TSE CP | - |  | ACTIVE
CNJN023 | VPM12 | Votem Patient Monitor 12 Inch | IMAGING | VOTEM CO., Ltd | GN00000235 | RS IBNU SINA PADANG PANJANG | PADANG | SUMATERA BARAT | PADANG PANJANG | MAIN UNIT | CUSTOMER | - |  | 30 September 2022 | ABDI PUTRA - TSE | 23 November 2021 | ARIEF SETIAWAN - TSE CP | 30 September 2022 | ABDI PUTRA - TSE | ACTIVE
CNJN024 | VPM12 | Votem Patient Monitor 12 Inch | IMAGING | VOTEM CO., Ltd | GN00003001 | PT. ENSEVAL MEDIKA PRIMA - HO | PUSAT | DKI JAKARTA | JAKARTA TIMUR | MAIN UNIT | EMP | - |  | - |  | 23 November 2021 | ARIEF SETIAWAN - TSE CP | - |  | ACTIVE
CNJN025 | VPM12 | Votem Patient Monitor 12 Inch | IMAGING | VOTEM CO., Ltd | GN00002986 | RDC PUSAT - RAWAGELAM | PUSAT | DKI JAKARTA | JAKARTA TIMUR | MAIN UNIT | EMP | - |  | - |  | 23 November 2021 | ARIEF SETIAWAN - TSE CP | - |  | ACTIVE
CNJN026 | VPM12 | Votem Patient Monitor 12 Inch | IMAGING | VOTEM CO., Ltd | GN00003001 | PT. ENSEVAL MEDIKA PRIMA - HO | PUSAT | DKI JAKARTA | JAKARTA TIMUR | MAIN UNIT | EMP | - |  | - |  | 23 November 2021 | ARIEF SETIAWAN - TSE CP | - |  | ACTIVE
CNJN027 | VPM12 | Votem Patient Monitor 12 Inch | IMAGING | VOTEM CO., Ltd | GN21060014 | RS Citra Sundari | TANGERANG | BANTEN | TANGERANG | MAIN UNIT | CUSTOMER | - |  | 29 May 2022 | ADITIYA NOVANDRA - TSE | 23 November 2021 | ARIEF SETIAWAN - TSE CP | 29 May 2022 | ADITIYA NOVANDRA - TSE | ACTIVE
CNJN028 | VPM12 | Votem Patient Monitor 12 Inch | IMAGING | VOTEM CO., Ltd | GN00002986 | RDC PUSAT - RAWAGELAM | PUSAT | DKI JAKARTA | JAKARTA TIMUR | MAIN UNIT | EMP | - |  | - |  | 23 November 2021 | ARIEF SETIAWAN - TSE CP | - |  | ACTIVE
CNJN029 | VPM12 | Votem Patient Monitor 12 Inch | IMAGING | VOTEM CO., Ltd | GN21060014 | RS Citra Sundari | TANGERANG | BANTEN | TANGERANG | MAIN UNIT | CUSTOMER | - |  | 29 May 2022 | ADITIYA NOVANDRA - TSE | 23 November 2021 | ARIEF SETIAWAN - TSE CP | 29 May 2022 | ADITIYA NOVANDRA - TSE | ACTIVE
CNJN030 | VPM12 | Votem Patient Monitor 12 Inch | IMAGING | VOTEM CO., Ltd | GN00002986 | RDC PUSAT - RAWAGELAM | PUSAT | DKI JAKARTA | JAKARTA TIMUR | MAIN UNIT | EMP | - |  | - |  | 23 November 2021 | ARIEF SETIAWAN - TSE CP | - |  | ACTIVE
CNJN031 | VPM12 | Votem Patient Monitor 12 Inch | IMAGING | VOTEM CO., Ltd | GN00002986 | RDC PUSAT - RAWAGELAM | PUSAT | DKI JAKARTA | JAKARTA TIMUR | MAIN UNIT | EMP | - |  | - |  | 23 November 2021 | ARIEF SETIAWAN - TSE CP | - |  | ACTIVE
CNJN032 | VPM12 | Votem Patient Monitor 12 Inch | IMAGING | VOTEM CO., Ltd | GN00002986 | RDC PUSAT - RAWAGELAM | PUSAT | DKI JAKARTA | JAKARTA TIMUR | MAIN UNIT | EMP | - |  | - |  | 23 November 2021 | ARIEF SETIAWAN - TSE CP | - |  | ACTIVE
CNJN033 | VPM12 | Votem Patient Monitor 12 Inch | IMAGING | VOTEM CO., Ltd | GN00002986 | RDC PUSAT - RAWAGELAM | PUSAT | DKI JAKARTA | JAKARTA TIMUR | MAIN UNIT | EMP | - |  | - |  | 23 November 2021 | ARIEF SETIAWAN - TSE CP | - |  | ACTIVE
CNJN034 | VPM12 | Votem Patient Monitor 12 Inch | IMAGING | VOTEM CO., Ltd | GN00002986 | RDC PUSAT - RAWAGELAM | PUSAT | DKI JAKARTA | JAKARTA TIMUR | MAIN UNIT | EMP | - |  | - |  | 23 November 2021 | ARIEF SETIAWAN - TSE CP | - |  | ACTIVE
CNK0350XWN | FHP19 | HP PRODISPLAY LED 19 | IMAGING | FUJIFILM INDONESIA, PT. | GN00002986 | RDC PUSAT - RAWAGELAM | PUSAT | DKI JAKARTA | JAKARTA TIMUR | ACCESSORIES | EMP | 21 April 2022 | ANTONIUS SAGITA - KALIBRASI | - |  | 28 September 2021 | ANTONIUS SAGITA - KALIBRASI | - |  | ACTIVE
CNK0350XZS | FLMTP | LIEBERT GXT MTPLUS | IMAGING | FUJIFILM INDONESIA, PT. | GN00002986 | RDC PUSAT - RAWAGELAM | PUSAT | DKI JAKARTA | JAKARTA TIMUR | ACCESSORIES | EMP | 15 April 2021 | ANTONIUS SAGITA - KALIBRASI | - |  | 17 February 2021 | ANTONIUS SAGITA - KALIBRASI | - |  | ACTIVE
CNK0350XZY | FLMTP | LIEBERT GXT MTPLUS | IMAGING | FUJIFILM INDONESIA, PT. | GN00002986 | RDC PUSAT - RAWAGELAM | PUSAT | DKI JAKARTA | JAKARTA TIMUR | ACCESSORIES | EMP | 15 April 2021 | ANTONIUS SAGITA - KALIBRASI | - |  | 17 February 2021 | ANTONIUS SAGITA - KALIBRASI | - |  | ACTIVE
CNK0350Y0G | FHP19 | HP PRODISPLAY LED 19 | IMAGING | FUJIFILM INDONESIA, PT. | GN00004204 | RS LOTIM MEDICAL CENTER | MATARAM | NUSA TENGGARA BARAT | MATARAM | ACCESSORIES | EMP | 15 April 2021 | ANTONIUS SAGITA - KALIBRASI | 13 October 2021 | I KADEK - TSE | 17 February 2021 | ANTONIUS SAGITA - KALIBRASI | - |  | ACTIVE
CNK0350Y1G | FHP19 | HP PRODISPLAY LED 19 | IMAGING | FUJIFILM INDONESIA, PT. | GN00002986 | RDC PUSAT - RAWAGELAM | PUSAT | DKI JAKARTA | JAKARTA TIMUR | ACCESSORIES | EMP | 15 April 2021 | ANTONIUS SAGITA - KALIBRASI | - |  | 4 January 2021 | ANTONIUS SAGITA - KALIBRASI | - |  | ACTIVE
CNK0350Y1M | FHP19 | HP PRODISPLAY LED 19 | IMAGING | FUJIFILM INDONESIA, PT. | GN00002986 | RDC PUSAT - RAWAGELAM | PUSAT | DKI JAKARTA | JAKARTA TIMUR | ACCESSORIES | EMP | 15 April 2021 | ANTONIUS SAGITA - KALIBRASI | - |  | 4 January 2021 | ANTONIUS SAGITA - KALIBRASI | - |  | ACTIVE
CNK0350Y1N | FHP19 | HP PRODISPLAY LED 19 | IMAGING | FUJIFILM INDONESIA, PT. | GN00002986 | RDC PUSAT - RAWAGELAM | PUSAT | DKI JAKARTA | JAKARTA TIMUR | ACCESSORIES | CUSTOMER | 15 April 2021 | ANTONIUS SAGITA - KALIBRASI | - |  | 4 January 2021 | ANTONIUS SAGITA - KALIBRASI | - |  | ACTIVE
CNK0350Y4M | FHP19 | HP PRODISPLAY LED 19 | IMAGING | FUJIFILM INDONESIA, PT. | GN00001548 | RS WAVA HUSADA | MALANG | JAWA TIMUR | MALANG | ACCESSORIES | EMP | 21 April 2022 | ANTONIUS SAGITA - KALIBRASI | 11 October 2021 | AHMAD FATKHUDIN - TSE | 15 September 2021 | ANTONIUS SAGITA - KALIBRASI | 21 April 2022 | ANTONIUS SAGITA - KALIBRASI | ACTIVE
CNK0350Y4X | FHP19 | HP PRODISPLAY LED 19 | IMAGING | FUJIFILM INDONESIA, PT. | GN00001308 | RSUD NEGARA | DENPASAR | BALI | JEMBRANA | ACCESSORIES | EMP | 21 April 2022 | ANTONIUS SAGITA - KALIBRASI | 27 July 2022 | I KADEK - TSE | 12 October 2021 | ANTONIUS SAGITA - KALIBRASI | 27 July 2022 | I KADEK - TSE | ACTIVE
CNK0350Y52 | FHP19 | HP PRODISPLAY LED 19 | IMAGING | FUJIFILM INDONESIA, PT. | GN21020005 | Klinik Utama Citra Mulia - Blora | KUDUS | JAWA TENGAH | KUDUS | ACCESSORIES | EMP | 21 April 2022 | ANTONIUS SAGITA - KALIBRASI | 30 October 2021 | ANDRIAS NUGROHO - TSE | 21 September 2021 | ANTONIUS SAGITA - KALIBRASI | 21 April 2022 | ANTONIUS SAGITA - KALIBRASI | ACTIVE
CNK0350Y57 | FHP19 | HP PRODISPLAY LED 19 | IMAGING | FUJIFILM INDONESIA, PT. | GN00011224 | RS PERMATA CIREBON | CIREBON | JAWA BARAT | CIREBON | ACCESSORIES | EMP | 15 April 2021 | ANTONIUS SAGITA - KALIBRASI | 10 June 2021 | ARBIANSYAH - TSE | 4 January 2021 | ANTONIUS SAGITA - KALIBRASI | 10 June 2021 | ARBIANSYAH - TSE | ACTIVE
CNK0350Y6Q | FHP19 | HP PRODISPLAY LED 19 | IMAGING | FUJIFILM INDONESIA, PT. | GN00002986 | RDC PUSAT - RAWAGELAM | PUSAT | DKI JAKARTA | JAKARTA TIMUR | ACCESSORIES | CUSTOMER | 15 April 2021 | ANTONIUS SAGITA - KALIBRASI | - |  | 4 January 2021 | ANTONIUS SAGITA - KALIBRASI | - |  | ACTIVE
CNK0350Y6T | FHP19 | HP PRODISPLAY LED 19 | IMAGING | FUJIFILM INDONESIA, PT. | GN00001828 | RSU WALUYO JATI KRAKSAAN | MALANG | JAWA TIMUR | PROBOLINGGO | ACCESSORIES | EMP | 21 April 2022 | ANTONIUS SAGITA - KALIBRASI | 2 February 2022 | AHMAD FATKHUDIN - TSE | 20 January 2022 | ANTONIUS SAGITA - KALIBRASI | 21 April 2022 | ANTONIUS SAGITA - KALIBRASI | ACTIVE
CNK0350Y6X | FLMTP | LIEBERT GXT MTPLUS | IMAGING | FUJIFILM INDONESIA, PT. | GN00002986 | RDC PUSAT - RAWAGELAM | PUSAT | DKI JAKARTA | JAKARTA TIMUR | ACCESSORIES | EMP | 15 April 2021 | ANTONIUS SAGITA - KALIBRASI | - |  | 17 February 2021 | ANTONIUS SAGITA - KALIBRASI | - |  | ACTIVE
CNK0350Y71 | FLMTP | LIEBERT GXT MTPLUS | IMAGING | FUJIFILM INDONESIA, PT. | GN00002986 | RDC PUSAT - RAWAGELAM | PUSAT | DKI JAKARTA | JAKARTA TIMUR | ACCESSORIES | EMP | 15 April 2021 | ANTONIUS SAGITA - KALIBRASI | - |  | 17 February 2021 | ANTONIUS SAGITA - KALIBRASI | - |  | ACTIVE
CNK0350Y73 | FLMTP | LIEBERT GXT MTPLUS | IMAGING | FUJIFILM INDONESIA, PT. | GN00002986 | RDC PUSAT - RAWAGELAM | PUSAT | DKI JAKARTA | JAKARTA TIMUR | ACCESSORIES | EMP | 15 April 2021 | ANTONIUS SAGITA - KALIBRASI | - |  | 17 February 2021 | ANTONIUS SAGITA - KALIBRASI | - |  | ACTIVE
CNK0350Y7C | FHP19 | HP PRODISPLAY LED 19 | IMAGING | FUJIFILM INDONESIA, PT. | GN00002986 | RDC PUSAT - RAWAGELAM | PUSAT | DKI JAKARTA | JAKARTA TIMUR | ACCESSORIES | EMP | 22 February 2021 | ANTONIUS SAGITA - KALIBRASI | - |  | 16 December 2020 | ANTONIUS SAGITA - KALIBRASI | - |  | ACTIVE
CNK0350Y7P | FLMTP | LIEBERT GXT MTPLUS | IMAGING | FUJIFILM INDONESIA, PT. | GN00002986 | RDC PUSAT - RAWAGELAM | PUSAT | DKI JAKARTA | JAKARTA TIMUR | ACCESSORIES | EMP | 15 April 2021 | ANTONIUS SAGITA - KALIBRASI | - |  | 17 February 2021 | ANTONIUS SAGITA - KALIBRASI | - |  | ACTIVE
CNK0350Y93 | FHP19 | HP PRODISPLAY LED 19 | IMAGING | FUJIFILM INDONESIA, PT. | GN00002986 | RDC PUSAT - RAWAGELAM | PUSAT | DKI JAKARTA | JAKARTA TIMUR | ACCESSORIES | EMP | 22 February 2021 | ANTONIUS SAGITA - KALIBRASI | - |  | 16 December 2020 | ANTONIUS SAGITA - KALIBRASI | - |  | ACTIVE
CNK80117FC | FHP19 | HP PRODISPLAY LED 19 | IMAGING | FUJIFILM INDONESIA, PT. | GN00008616 | LAB KLINIK UTAMA | PURWOKERTO | JAWA TENGAH | PURWOKERTO | ACCESSORIES | EMP | - |  | 26 November 2018 |  | - |  | - |  | ACTIVE
CNK80117KS | FHP19 | HP PRODISPLAY LED 19 | IMAGING | FUJIFILM INDONESIA, PT. | GN18090007 | LABORATORIUM KLINIK SEJAHTERA | MALANG | JAWA TIMUR | PASURUAN | ACCESSORIES | EMP | - |  | 16 May 2019 |  | - |  | - |  | ACTIVE
CNK80117LD | FHP19 | HP PRODISPLAY LED 19 | IMAGING | FUJIFILM INDONESIA, PT. | GN00001788 | RSUD DR RSOEDJATI SOEMODIARDJO GROBOGAN | SOLO | JAWA TENGAH | PURWODADI | ACCESSORIES | EMP | 16 May 2019 | JUDISTIRO - MSS RADIX | 18 July 2022 | MUNADI - TSE | 16 May 2019 | JUDISTIRO - MSS RADIX | 18 July 2022 | MUNADI - TSE | ACTIVE
CNK80117VQ | FHP19 | HP PRODISPLAY LED 19 | IMAGING | FUJIFILM INDONESIA, PT. | GN00011832 | RSU KMC LURAGUNG | CIREBON | JAWA BARAT | KUNINGAN | ACCESSORIES | EMP | - |  | 16 May 2019 |  | - |  | - |  | ACTIVE
cnk80117vs | FHP19 | HP PRODISPLAY LED 19 | IMAGING | FUJIFILM INDONESIA, PT. | GN00008336 | RSUD NGIMBANG | SURABAYA-1 | JAWA TIMUR | SURABAYA | ACCESSORIES | EMP | 16 January 2020 | SAHID DERMAWAN - SPV TSE BARAT | 22 August 2019 |  | 16 January 2020 | SAHID DERMAWAN - SPV TSE BARAT | - |  | ACTIVE
CNK80117VW | FHP19 | HP PRODISPLAY LED 19 | IMAGING | FUJIFILM INDONESIA, PT. | GN00001800 | RS PERMATA MEDIKA | SEMARANG | JAWA TENGAH | SEMARANG | ACCESSORIES | EMP | - |  | 16 May 2019 |  | - |  | - |  | ACTIVE
CNK80117W2 | FHP19 | HP PRODISPLAY LED 19 | IMAGING | FUJIFILM INDONESIA, PT. | GN00001806 | RSUD DR SOERATNO GEMOLONG / RSUD GEMOLONG | SOLO | JAWA TENGAH | SRAGEN | ACCESSORIES | EMP | - |  | 16 May 2019 |  | - |  | - |  | ACTIVE
CNK80117WF | FHP19 | HP PRODISPLAY LED 19 | IMAGING | FUJIFILM INDONESIA, PT. | GN18090010 | Laboratorium Tanjung | MALANG | JAWA TIMUR | MALANG | ACCESSORIES | EMP | - |  | 16 May 2019 |  | - |  | - |  | ACTIVE
CNK80117WK | FHP19 | HP PRODISPLAY LED 19 | IMAGING | FUJIFILM INDONESIA, PT. | GN18090010 | Laboratorium Tanjung | MALANG | JAWA TIMUR | MALANG | ACCESSORIES | EMP | - |  | 16 May 2019 |  | - |  | - |  | ACTIVE
CNK80118C2 | FHP19 | HP PRODISPLAY LED 19 | IMAGING | FUJIFILM INDONESIA, PT. | GN00001356 | RSUD SUMBEREJO | SURABAYA-1 | JAWA TIMUR | BOJONEGORO | ACCESSORIES | EMP | 16 January 2020 | SAHID DERMAWAN - SPV TSE BARAT | 29 August 2019 |  | 16 January 2020 | SAHID DERMAWAN - SPV TSE BARAT | - |  | ACTIVE
CNK80118FQ | FHP19 | HP PRODISPLAY LED 19 | IMAGING | FUJIFILM INDONESIA, PT. | GN18110001 | RS. SATRIA MEDIKA | BEKASI | JAWA BARAT | BEKASI | ACCESSORIES | EMP | - |  | 16 May 2019 |  | - |  | - |  | ACTIVE
CNK80118FR | FHP19 | HP PRODISPLAY LED 19 | IMAGING | FUJIFILM INDONESIA, PT. | GN00002986 | RDC PUSAT - RAWAGELAM | PUSAT | DKI JAKARTA | JAKARTA TIMUR | ACCESSORIES | EMP | - |  | 22 August 2019 |  | - |  | - |  | ACTIVE
CNK80118FW | FHP19 | HP PRODISPLAY LED 19 | IMAGING | FUJIFILM INDONESIA, PT. | GN00003034 | RS PERMATA BLORA | SOLO | JAWA TENGAH | BLORA | ACCESSORIES | EMP | - |  | 16 May 2019 |  | - |  | - |  | ACTIVE
CNK80118JH | FHP19 | HP PRODISPLAY LED 19 | IMAGING | FUJIFILM INDONESIA, PT. | GN00000011 | RSUD BUDHI ASIH | JAKARTA-1 | DKI JAKARTA | JAKARTA TIMUR | ACCESSORIES | EMP | - |  | 11 October 2018 |  | - |  | - |  | ACTIVE
CNK80118JM | FHP19 | HP PRODISPLAY LED 19 | IMAGING | FUJIFILM INDONESIA, PT. | GN00002248 | RSUD DR SOEGIRI | SURABAYA-1 | JAWA TIMUR | LAMONGAN | ACCESSORIES | EMP | - |  | 16 May 2019 |  | - |  | - |  | ACTIVE
CNK80118JN | FHP19 | HP PRODISPLAY LED 19 | IMAGING | FUJIFILM INDONESIA, PT. | GN00000534 | RSUD UNGARAN | SEMARANG | JAWA TENGAH | UNGARAN | ACCESSORIES | EMP | 16 January 2020 | SAHID DERMAWAN - SPV TSE BARAT | 22 August 2019 |  | 16 January 2020 | SAHID DERMAWAN - SPV TSE BARAT | - |  | ACTIVE
CNK80118JT | FHP19 | HP PRODISPLAY LED 19 | IMAGING | FUJIFILM INDONESIA, PT. | GN19030028 | RS SURYA MEDIKA | SURABAYA-2 | JAWA TIMUR | SURABAYA | ACCESSORIES | EMP | 16 January 2020 | SAHID DERMAWAN - SPV TSE BARAT | 21 May 2019 |  | 16 January 2020 | SAHID DERMAWAN - SPV TSE BARAT | - |  | ACTIVE
CNK80118M2 | FHP19 | HP PRODISPLAY LED 19 | IMAGING | FUJIFILM INDONESIA, PT. | GN00003001 | PT. ENSEVAL MEDIKA PRIMA - HO | PUSAT | DKI JAKARTA | JAKARTA TIMUR | ACCESSORIES | EMP | - |  | 26 September 2018 |  | - |  | - |  | ACTIVE
CNK80118M5 | FHP19 | HP PRODISPLAY LED 19 | IMAGING | FUJIFILM INDONESIA, PT. | GN00002985 | WORKSHOOP CSM PUSAT | PUSAT | DKI JAKARTA | JAKARTA TIMUR | ACCESSORIES | EMP | 16 January 2020 | SAHID DERMAWAN - SPV TSE BARAT | 29 August 2019 |  | 16 January 2020 | SAHID DERMAWAN - SPV TSE BARAT | - |  | ACTIVE
CNK8120TX1 | FHP19 | HP PRODISPLAY LED 19 | IMAGING | FUJIFILM INDONESIA, PT. | GN18090001 | RSUD SIMPANG LIMA GUMUL | KEDIRI | JAWA TIMUR | KEDIRI | ACCESSORIES | EMP | 20 January 2020 | SAHID DERMAWAN - SPV TSE BARAT | 29 August 2019 |  | 20 January 2020 | SAHID DERMAWAN - SPV TSE BARAT | - |  | ACTIVE
CNK8150QTK | FHP19 | HP PRODISPLAY LED 19 | IMAGING | FUJIFILM INDONESIA, PT. | GN00002986 | RDC PUSAT - RAWAGELAM | PUSAT | DKI JAKARTA | JAKARTA TIMUR | ACCESSORIES | EMP | - |  | 11 April 2019 |  | - |  | - |  | ACTIVE
cnk8150qts | FHP19 | HP PRODISPLAY LED 19 | IMAGING | FUJIFILM INDONESIA, PT. | GN00000085 | RSUD SUKADANA | BANDAR LAMPUNG | LAMPUNG | BANDAR LAMPUNG | ACCESSORIES | EMP | 16 January 2020 | SAHID DERMAWAN - SPV TSE BARAT | 19 July 2022 | ABDI PUTRA - TSE | 16 January 2020 | SAHID DERMAWAN - SPV TSE BARAT | 19 July 2022 | ABDI PUTRA - TSE | ACTIVE
cnk8150qvt | FHP19 | HP PRODISPLAY LED 19 | IMAGING | FUJIFILM INDONESIA, PT. | GN19020016 | RS AR RASYID PALEMBANG | PALEMBANG | SUMATERA SELATAN | PALEMBANG | ACCESSORIES | EMP | 16 January 2020 | SAHID DERMAWAN - SPV TSE BARAT | 19 July 2022 | ABDI PUTRA - TSE | 16 January 2020 | SAHID DERMAWAN - SPV TSE BARAT | 19 July 2022 | ABDI PUTRA - TSE | ACTIVE
CNK81606X1 | FHP19 | HP PRODISPLAY LED 19 | IMAGING | FUJIFILM INDONESIA, PT. | GN00002986 | RDC PUSAT - RAWAGELAM | PUSAT | DKI JAKARTA | JAKARTA TIMUR | ACCESSORIES | EMP | - |  | 2 August 2019 |  | - |  | - |  | ACTIVE
CNK8160712 | FHP19 | HP PRODISPLAY LED 19 | IMAGING | FUJIFILM INDONESIA, PT. | GN18050006 | RSU PENGAYOMAN | JAKARTA-1 | DKI JAKARTA | JAKARTA TIMUR | ACCESSORIES | CUSTOMER | - |  | 12 June 2019 |  | - |  | - |  | ACTIVE
CNK8160714 | FHP19 | HP PRODISPLAY LED 19 | IMAGING | FUJIFILM INDONESIA, PT. | GN00002986 | RDC PUSAT - RAWAGELAM | PUSAT | DKI JAKARTA | JAKARTA TIMUR | ACCESSORIES | EMP | - |  | - |  | 4 February 2021 | ARIEF SETIAWAN - TSE CP | - |  | ACTIVE
CNK8160715 | FHP19 | HP PRODISPLAY LED 19 | IMAGING | FUJIFILM INDONESIA, PT. | GN18050006 | RSU PENGAYOMAN | JAKARTA-1 | DKI JAKARTA | JAKARTA TIMUR | ACCESSORIES | CUSTOMER | - |  | 12 June 2019 |  | - |  | - |  | ACTIVE
CNK8160716 | FHP19 | HP PRODISPLAY LED 19 | IMAGING | FUJIFILM INDONESIA, PT. | GN00002986 | RDC PUSAT - RAWAGELAM | PUSAT | DKI JAKARTA | JAKARTA TIMUR | MAIN UNIT | EMP | 7 February 2020 | ANTONIUS SAGITA - KALIBRASI | - |  | 7 February 2020 | ANTONIUS SAGITA - KALIBRASI | - |  | ACTIVE
CNK816071G | FHP19 | HP PRODISPLAY LED 19 | IMAGING | FUJIFILM INDONESIA, PT. | GN00002986 | RDC PUSAT - RAWAGELAM | PUSAT | DKI JAKARTA | JAKARTA TIMUR | ACCESSORIES | EMP | - |  | - |  | 4 February 2021 | ARIEF SETIAWAN - TSE CP | - |  | ACTIVE
CNK816071P | FHP19 | HP PRODISPLAY LED 19 | IMAGING | FUJIFILM INDONESIA, PT. | GN00002986 | RDC PUSAT - RAWAGELAM | PUSAT | DKI JAKARTA | JAKARTA TIMUR | ACCESSORIES | EMP | - |  | - |  | 4 February 2021 | ARIEF SETIAWAN - TSE CP | - |  | ACTIVE
CNK81607F3 | FHP19 | HP PRODISPLAY LED 19 | IMAGING | FUJIFILM INDONESIA, PT. | GN00002986 | RDC PUSAT - RAWAGELAM | PUSAT | DKI JAKARTA | JAKARTA TIMUR | ACCESSORIES | EMP | - |  | - |  | 4 February 2021 | ARIEF SETIAWAN - TSE CP | - |  | ACTIVE
CNK81607FT | FHP19 | HP PRODISPLAY LED 19 | IMAGING | FUJIFILM INDONESIA, PT. | GN00002986 | RDC PUSAT - RAWAGELAM | PUSAT | DKI JAKARTA | JAKARTA TIMUR | MAIN UNIT | EMP | - |  | - |  | 4 February 2021 | ARIEF SETIAWAN - TSE CP | - |  | ACTIVE
CNK81607JJ | FHP19 | HP PRODISPLAY LED 19 | IMAGING | FUJIFILM INDONESIA, PT. | GN00002986 | RDC PUSAT - RAWAGELAM | PUSAT | DKI JAKARTA | JAKARTA TIMUR | ACCESSORIES | EMP | - |  | 2 August 2019 |  | - |  | - |  | ACTIVE
CNK9422NGN | FHP19 | HP PRODISPLAY LED 19 | IMAGING | FUJIFILM INDONESIA, PT. | GN00002986 | RDC PUSAT - RAWAGELAM | PUSAT | DKI JAKARTA | JAKARTA TIMUR | ACCESSORIES | EMP | - |  | - |  | 4 February 2021 | ARIEF SETIAWAN - TSE CP | - |  | ACTIVE
CNK9422NGT | FHP19 | HP PRODISPLAY LED 19 | IMAGING | FUJIFILM INDONESIA, PT. | GN00002986 | RDC PUSAT - RAWAGELAM | PUSAT | DKI JAKARTA | JAKARTA TIMUR | ACCESSORIES | EMP | - |  | - |  | 4 February 2021 | ARIEF SETIAWAN - TSE CP | - |  | ACTIVE
CNK9422NHB | FHP19 | HP PRODISPLAY LED 19 | IMAGING | FUJIFILM INDONESIA, PT. | GN00002986 | RDC PUSAT - RAWAGELAM | PUSAT | DKI JAKARTA | JAKARTA TIMUR | ACCESSORIES | EMP | - |  | - |  | 4 February 2021 | ARIEF SETIAWAN - TSE CP | - |  | ACTIVE
CNK9422NHC | FHP19 | HP PRODISPLAY LED 19 | IMAGING | FUJIFILM INDONESIA, PT. | GN00002986 | RDC PUSAT - RAWAGELAM | PUSAT | DKI JAKARTA | JAKARTA TIMUR | ACCESSORIES | EMP | - |  | - |  | 4 February 2021 | ARIEF SETIAWAN - TSE CP | - |  | ACTIVE
CNK9422NXT | FHP19 | HP PRODISPLAY LED 19 | IMAGING | FUJIFILM INDONESIA, PT. | GN00002986 | RDC PUSAT - RAWAGELAM | PUSAT | DKI JAKARTA | JAKARTA TIMUR | ACCESSORIES | EMP | - |  | - |  | 4 February 2021 | ARIEF SETIAWAN - TSE CP | - |  | ACTIVE
CNK9422P2N | FHP19 | HP PRODISPLAY LED 19 | IMAGING | FUJIFILM INDONESIA, PT. | GN00002986 | RDC PUSAT - RAWAGELAM | PUSAT | DKI JAKARTA | JAKARTA TIMUR | ACCESSORIES | EMP | - |  | - |  | 4 February 2021 | ARIEF SETIAWAN - TSE CP | - |  | ACTIVE
CNK9422PKB | FHP19 | HP PRODISPLAY LED 19 | IMAGING | FUJIFILM INDONESIA, PT. | GN00002986 | RDC PUSAT - RAWAGELAM | PUSAT | DKI JAKARTA | JAKARTA TIMUR | ACCESSORIES | EMP | - |  | - |  | 4 February 2021 | ARIEF SETIAWAN - TSE CP | - |  | ACTIVE
CNK9422PLX | FHP19 | HP PRODISPLAY LED 19 | IMAGING | FUJIFILM INDONESIA, PT. | GN00002986 | RDC PUSAT - RAWAGELAM | PUSAT | DKI JAKARTA | JAKARTA TIMUR | ACCESSORIES | EMP | - |  | - |  | 4 February 2021 | ARIEF SETIAWAN - TSE CP | - |  | ACTIVE
CNK9422PMJ | FHP19 | HP PRODISPLAY LED 19 | IMAGING | FUJIFILM INDONESIA, PT. | GN00002986 | RDC PUSAT - RAWAGELAM | PUSAT | DKI JAKARTA | JAKARTA TIMUR | ACCESSORIES | EMP | 22 February 2021 | ANTONIUS SAGITA - KALIBRASI | - |  | 16 December 2020 | ANTONIUS SAGITA - KALIBRASI | - |  | ACTIVE
CNK9422PMS | FHP19 | HP PRODISPLAY LED 19 | IMAGING | FUJIFILM INDONESIA, PT. | GN00002986 | RDC PUSAT - RAWAGELAM | PUSAT | DKI JAKARTA | JAKARTA TIMUR | ACCESSORIES | EMP | 22 February 2021 | ANTONIUS SAGITA - KALIBRASI | - |  | 16 December 2020 | ANTONIUS SAGITA - KALIBRASI | - |  | ACTIVE
CNK9451KPQ | FHP19 | HP PRODISPLAY LED 19 | IMAGING | FUJIFILM INDONESIA, PT. | GN00000434 | RS HKBP BALIGE | PEMATANG SIANTAR | SUMATERA UTARA | BALIGE | ACCESSORIES | EMP | - |  | 31 December 2021 | BARITA P-SIMAMORA - TSE | 4 February 2021 | ARIEF SETIAWAN - TSE CP | 31 December 2021 | BARITA P-SIMAMORA - TSE | ACTIVE
CNK9451KPR | FHP19 | HP PRODISPLAY LED 19 | IMAGING | FUJIFILM INDONESIA, PT. | GN00002986 | RDC PUSAT - RAWAGELAM | PUSAT | DKI JAKARTA | JAKARTA TIMUR | ACCESSORIES | EMP | - |  | - |  | 4 February 2021 | ARIEF SETIAWAN - TSE CP | - |  | ACTIVE
CNK9451LGQ | FHP19 | HP PRODISPLAY LED 19 | IMAGING | FUJIFILM INDONESIA, PT. | GN20080017 | RSU MUHAMMADIYAH BABAT | SURABAYA-1 | JAWA TIMUR | SURABAYA | ACCESSORIES | EMP | - |  | 24 October 2022 | MIKKI FAHRIZI - TSE | 4 February 2021 | ARIEF SETIAWAN - TSE CP | 24 October 2022 | MIKKI FAHRIZI - TSE | ACTIVE
CNK9451LGY | FHP19 | HP PRODISPLAY LED 19 | IMAGING | FUJIFILM INDONESIA, PT. | GN00001204 | RSUD CILACAP | PURWOKERTO | JAWA TENGAH | CILACAP | ACCESSORIES | EMP | - |  | 28 July 2022 | DIAN FEBRIYANA - TSE | 4 February 2021 | ARIEF SETIAWAN - TSE CP | 28 July 2022 | DIAN FEBRIYANA - TSE | ACTIVE
CNX00222401EP | NX70C | NX70 CRYOSTAR WITH COLD D AND VACUTOME 220-240V 50/60HZ | DIAGNOSTIC 2 | EPREDIA NETHERLANDS B.V | GN00002986 | RDC PUSAT - RAWAGELAM | PUSAT | DKI JAKARTA | JAKARTA TIMUR | MAIN UNIT | EMP | - |  | - |  | 22 February 2024 | LEO LANANG SIGIT - TSE CP | - |  | ACTIVE
CNX00232401EP | NX70C | NX70 CRYOSTAR WITH COLD D AND VACUTOME 220-240V 50/60HZ | DIAGNOSTIC 2 | EPREDIA NETHERLANDS B.V | GN00002986 | RDC PUSAT - RAWAGELAM | PUSAT | DKI JAKARTA | JAKARTA TIMUR | MAIN UNIT | EMP | - |  | - |  | 22 February 2024 | LEO LANANG SIGIT - TSE CP | - |  | ACTIVE
CNX00912502EP | 56651 | HM525 NX UV CRYOSTAT | DIAGNOSTIC 2 | THERMO FISHER SCIEN. CO | GN25080014 | EKA HOSPITAL MT HARYONO | PEJATEN | DKI JAKARTA | JAKARTA SELATAN | MAIN UNIT | CUSTOMER | - |  | 29 August 2025 |  | 30 April 2025 | ERIS MAHRUS HADI - TSE CP | 11 September 2025 | SAHID DERMAWAN - SPV TSE BARAT | ACTIVE
CNX00922502EP | 56651 | HM525 NX UV CRYOSTAT | DIAGNOSTIC 2 | THERMO FISHER SCIEN. CO | GN25080014 | EKA HOSPITAL MT HARYONO | PEJATEN | DKI JAKARTA | JAKARTA SELATAN | MAIN UNIT | CUSTOMER | - |  | 4 September 2025 |  | 30 April 2025 | ERIS MAHRUS HADI - TSE CP | 30 September 2025 | SAHID DERMAWAN - SPV TSE BARAT | ACTIVE
CNX00932502EP | 56651 | HM525 NX UV CRYOSTAT | DIAGNOSTIC 2 | THERMO FISHER SCIEN. CO | GN00002986 | RDC PUSAT - RAWAGELAM | PUSAT | DKI JAKARTA | JAKARTA TIMUR | MAIN UNIT | EMP | - |  | - |  | 30 April 2025 | ERIS MAHRUS HADI - TSE CP | - |  | ACTIVE
CNX033922508EP | E6651 | HM525 Unit Only | DIAGNOSTIC 2 | EPREDIA NETHERLANDS B.V | GN00002986 | RDC PUSAT - RAWAGELAM | PUSAT | DKI JAKARTA | JAKARTA TIMUR | MAIN UNIT | EMP | - |  | - |  | 11 November 2025 | ERIS MAHRUS HADI - TSE CP | - |  | ACTIVE
CNX03912508EP | E6651 | HM525 Unit Only | DIAGNOSTIC 2 | EPREDIA NETHERLANDS B.V | GN00002986 | RDC PUSAT - RAWAGELAM | PUSAT | DKI JAKARTA | JAKARTA TIMUR | MAIN UNIT | EMP | - |  | - |  | 11 November 2025 | ERIS MAHRUS HADI - TSE CP | - |  | ACTIVE
CNX03992305EP | NX70A | NX70 CRYOSTAR WITH COLD D AND VACUTOME 220-240V 50/60HZ | DIAGNOSTIC 2 | SHANDON DIAGNOSTICS Ltd. | GN25090002 | RS AMANAH MEDICAL CENTRE | BANJARMASIN | KALIMANTAN SELATAN | BANJARMASIN | MAIN UNIT | CUSTOMER | - |  | 25 September 2025 |  | 29 August 2023 | LEO LANANG SIGIT - TSE CP | 2 October 2025 | SAHID DERMAWAN - SPV TSE BARAT | ACTIVE
CNX05282510EP | CNX70 | NX70 CRYOSTAR WITH COLD D AND VACUTOME 220-240V 50/60HZ | DIAGNOSTIC 2 | THERMO FISHER SCIEN. CO | GN00002986 | RDC PUSAT - RAWAGELAM | PUSAT | DKI JAKARTA | JAKARTA TIMUR | MAIN UNIT | EMP | - |  | - |  | 14 November 2025 | ERIS MAHRUS HADI - TSE CP | - |  | ACTIVE
CNX06032307EP | CNX70 | NX70 CRYOSTAR WITH COLD D AND VACUTOME 220-240V 50/60HZ | DIAGNOSTIC 2 | THERMO FISHER SCIEN. CO | GN00002813 | RS Universitas Yarsi | JAKARTA-1 | DKI JAKARTA |  | MAIN UNIT | EMP | - |  | 5 November 2025 |  | 11 October 2023 | LEO LANANG SIGIT - TSE CP | 13 November 2025 | SAHID DERMAWAN - SPV TSE BARAT | ACTIVE
CNX08602409EP | E6651 | HM525 Unit Only | DIAGNOSTIC 2 | EPREDIA NETHERLANDS B.V | GN00000932 | RSU IMMANUEL | BANDUNG | JAWA BARAT | BANDUNG | MAIN UNIT | CUSTOMER | - |  | 18 August 2025 |  | 12 December 2024 | ERIS MAHRUS HADI - TSE CP | 11 September 2025 | SAHID DERMAWAN - SPV TSE BARAT | ACTIVE
CPD13180K12 | BHTTA | FLOOR STAND CONV. RAD | IMAGING | BMI BIOMED. INT. SRL | GN00003801 | RSU DR H SOEWONDO KENDAL | SEMARANG | JAWA TENGAH | SEMARANG | MAIN UNIT | CUSTOMER | 15 October 2015 | ANDRIAS NUGROHO - TSE | 1 June 2012 |  | 15 October 2015 | ANDRIAS NUGROHO - TSE | - |  | ACTIVE
CPD19587K14 | CSWMT | X RAY CEILING WITH TABLE | IMAGING | BMI BIOMED. INT. SRL | GN00000932 | RSU IMMANUEL | BANDUNG | JAWA BARAT | BANDUNG | MAIN UNIT | CUSTOMER | 27 September 2015 | SUKMA WIJAYA - TSE | 11 January 2010 |  | 27 September 2015 | SUKMA WIJAYA - TSE | - |  | ACTIVE
CPD21969H15 | CSWMT | X RAY CEILING WITH TABLE | IMAGING | BMI BIOMED. INT. SRL | GN00002457 | RSU PARE | KEDIRI | JAWA TIMUR | KEDIRI | MAIN UNIT | CUSTOMER | 22 April 2016 | ZENZEN | 15 December 2015 |  | 22 April 2016 | ZENZEN | - |  | ACTIVE
CPD21991D15 | BHTTA | FLOOR STAND CONV. RAD | IMAGING | BMI BIOMED. INT. SRL | GN00008840 | KLINIK KANTOR GUBENUR JAWA BARAT | BANDUNG | JAWA BARAT | BANDUNG | MAIN UNIT | CUSTOMER | 21 September 2015 | SUKMA WIJAYA - TSE | 21 September 2015 |  | 21 September 2015 | SUKMA WIJAYA - TSE | - |  | ACTIVE
CPD22631H15 | CSWMT | X RAY CEILING WITH TABLE | IMAGING | BMI BIOMED. INT. SRL | GN00001466 | RSUD SIDOARJO | SURABAYA-1 | JAWA TIMUR | SIDOARJO | MAIN UNIT | CUSTOMER | 15 March 2016 | ZENZEN | 14 December 2015 |  | 15 March 2016 | ZENZEN | - |  | ACTIVE
CPD22632H15 | CSWMT | X RAY CEILING WITH TABLE | IMAGING | BMI BIOMED. INT. SRL | GN00001466 | RSUD SIDOARJO | SURABAYA-1 | JAWA TIMUR | SIDOARJO | MAIN UNIT | CUSTOMER | 2 March 2016 | GANDHI YANRANGGA | 14 December 2015 |  | 2 March 2016 | GANDHI YANRANGGA | - |  | ACTIVE
CPD22862J15 | BHTTA | FLOOR STAND CONV. RAD | IMAGING | BMI BIOMED. INT. SRL | GN00008859 | RSUD. PASIRIAN | JEMBER | JAWA TIMUR | JEMBER | MAIN UNIT | CUSTOMER | 5 April 2017 | GANDHI YANRANGGA | 22 December 1901 |  | 5 April 2017 | GANDHI YANRANGGA | - |  | ACTIVE
CPD23061K15 | BHTTA | FLOOR STAND CONV. RAD | IMAGING | BMI BIOMED. INT. SRL | GN00011392 | RSUD Pratama Kab. Hulu Sungai Selatan | BANJARMASIN | KALIMANTAN SELATAN | BANJARMASIN | MAIN UNIT | CUSTOMER | 8 March 2017 | ARIEF SETIAWAN - TSE CP | 1 January 2016 |  | 8 March 2017 | ARIEF SETIAWAN - TSE CP | - |  | ACTIVE
CPD23165K15 | BHTTA | FLOOR STAND CONV. RAD | IMAGING | BMI BIOMED. INT. SRL | GN00000972 | RSUD SUBANG | BANDUNG | JAWA BARAT | SUBANG | MAIN UNIT | CUSTOMER | 25 May 2016 | SUKMA WIJAYA - TSE | 22 March 2016 |  | 25 May 2016 | SUKMA WIJAYA - TSE | - |  | ACTIVE
CPD23166K15 | CSWMT | X RAY CEILING WITH TABLE | IMAGING | BMI BIOMED. INT. SRL | GN00006018 | RSUD GUNUNGJATI | CIREBON | JAWA BARAT | CIREBON | MAIN UNIT | CUSTOMER | 22 December 2015 | SUKMA WIJAYA - TSE | 22 December 2015 |  | 22 December 2015 | SUKMA WIJAYA - TSE | - |  | ACTIVE
CPD24110B16 | BHTTA | FLOOR STAND CONV. RAD | IMAGING | BMI BIOMED. INT. SRL | GN00001399 | RSUD KEFAMENANU | KUPANG | NUSA TENGGARA TIMUR | TIMOR TENGAH UTARA | MAIN UNIT | CUSTOMER | 23 January 2017 | I KADEK - TSE | 19 January 2017 |  | 23 January 2017 | I KADEK - TSE | - |  | ACTIVE
CPD26039L16 | BHTTA | FLOOR STAND CONV. RAD | IMAGING | BMI BIOMED. INT. SRL | GN00007950 | PUSKESMAS BAMBANG LIPURO | YOGYAKARTA | YOGYAKARTA | YOGYAKARTA | MAIN UNIT | CUSTOMER | - |  | 20 December 2016 |  | - |  | - |  | ACTIVE
CPD28501H17 | BHTTA | FLOOR STAND CONV. RAD | IMAGING | BMI BIOMED. INT. SRL | GN00000890 | DINAS KESEHATAN KOTA TOMOHON | MANADO | SULAWESI UTARA | TOMOHON | MAIN UNIT | CUSTOMER | 12 January 2018 | SAHID DERMAWAN - SPV TSE BARAT | 12 January 2018 |  | 12 January 2018 | SAHID DERMAWAN - SPV TSE BARAT | - |  | ACTIVE
CPD31020D18 | BHTTA | FLOOR STAND CONV. RAD | IMAGING | BMI BIOMED. INT. SRL | GN18100017 | RSU ANANDA PURWOREJO | YOGYAKARTA | YOGYAKARTA | YOGYAKARTA | MAIN UNIT | CUSTOMER | - |  | 27 February 2019 |  | - |  | - |  | ACTIVE
CPD31263E18 | CSWMT | X RAY CEILING WITH TABLE | IMAGING | BMI BIOMED. INT. SRL | GN00002986 | RDC PUSAT - RAWAGELAM | PUSAT | DKI JAKARTA | JAKARTA TIMUR | MAIN UNIT | EMP | 3 September 2018 | ARIEF SETIAWAN - TSE CP | 30 August 2018 |  | 3 September 2018 | ARIEF SETIAWAN - TSE CP | - |  | ACTIVE
CPD31264E18 | CSWMT | X RAY CEILING WITH TABLE | IMAGING | BMI BIOMED. INT. SRL | GN00000796 | RSUD SALEWANGAN MAROS | MAKASSAR | SULAWESI SELATAN | MAKASSAR | MAIN UNIT | CUSTOMER | - |  | 30 October 2018 |  | - |  | - |  | ACTIVE
CPD31265E18 | CSWMT | X RAY CEILING WITH TABLE | IMAGING | BMI BIOMED. INT. SRL | GN00000841 | RSU LAMADUKELLENG SENGKANG | MAKASSAR | SULAWESI SELATAN | WAJO | MAIN UNIT | CUSTOMER | 27 November 2019 | ABU ABDILLAH - TSE | 27 November 2019 |  | 27 November 2019 | ABU ABDILLAH - TSE | - |  | ACTIVE
CPD33209C19 | BHTTA | FLOOR STAND CONV. RAD | IMAGING | BMI BIOMED. INT. SRL | GN00000519 | RSUD BENDAN | SEMARANG | JAWA TENGAH | PEKALONGAN | MAIN UNIT | CUSTOMER | - |  | 29 May 2019 |  | - |  | - |  | ACTIVE
CPD33489D19 | BHTTA | FLOOR STAND CONV. RAD | IMAGING | BMI BIOMED. INT. SRL | GN00000413 | RSUD PARAPAT | PEMATANG SIANTAR | SUMATERA UTARA | SIMALUNGUN | MAIN UNIT | CUSTOMER | - |  | 23 July 2019 |  | - |  | - |  | ACTIVE
CPD33490D19 | CSWMT | X RAY CEILING WITH TABLE | IMAGING | BMI BIOMED. INT. SRL | GN00000839 | RSUD PROF ANWAR MAKKATUTU KAB BANTAENG | MAKASSAR | SULAWESI SELATAN | BANTAENG | MAIN UNIT | CUSTOMER | 4 November 2019 | MUNADI - TSE | 4 November 2019 |  | 4 November 2019 | MUNADI - TSE | - |  | ACTIVE
CPD33492D19 | BHTTA | FLOOR STAND CONV. RAD | IMAGING | BMI BIOMED. INT. SRL | GN00000865 | RSU ARIFIN NUMANG | MAKASSAR | SULAWESI SELATAN | MAKASSAR | MAIN UNIT | CUSTOMER | - |  | 12 August 2019 |  | - |  | - |  | ACTIVE
CPD33597E19 | CSWMT | X RAY CEILING WITH TABLE | IMAGING | BMI BIOMED. INT. SRL | GN00000965 | RSUD CICALENGKA | BANDUNG | JAWA BARAT | BANDUNG | MAIN UNIT | CUSTOMER | 14 November 2019 | ARIEF SETIAWAN - TSE CP | 14 November 2019 |  | 14 November 2019 | ARIEF SETIAWAN - TSE CP | - |  | ACTIVE
CPD33598E19 | BHTTA | FLOOR STAND CONV. RAD | IMAGING | BMI BIOMED. INT. SRL | GN00005831 | RSU AMANDA | MEDAN | SUMATERA UTARA | MEDAN | MAIN UNIT | CUSTOMER | 9 October 2019 | ANTONIUS SAGITA - KALIBRASI | 9 October 2019 |  | 9 October 2019 | ANTONIUS SAGITA - KALIBRASI | - |  | ACTIVE
CPD33600E19 | CSWMT | X RAY CEILING WITH TABLE | IMAGING | BMI BIOMED. INT. SRL | GN17040019 | RS PRATAMA AWET MUDA | MATARAM | NUSA TENGGARA BARAT | MATARAM | MAIN UNIT | CUSTOMER | - |  | 4 October 2019 |  | - |  | - |  | ACTIVE
CPD33856F19 | CSWMT | X RAY CEILING WITH TABLE | IMAGING | BMI BIOMED. INT. SRL | GN00001306 | RSUD KLUNGKUNG | DENPASAR | BALI | KLUNGKUNG | MAIN UNIT | CUSTOMER | 9 October 2019 | ANTONIUS SAGITA - KALIBRASI | 9 October 2019 |  | 9 October 2019 | ANTONIUS SAGITA - KALIBRASI | - |  | ACTIVE
CPD34296J19 | BHTTA | FLOOR STAND CONV. RAD | IMAGING | BMI BIOMED. INT. SRL | GN20110002 | RSU HERMINA LAMPUNG | BANDAR LAMPUNG | LAMPUNG | BANDAR LAMPUNG | MAIN UNIT | CUSTOMER | 29 November 2019 | ANTONIUS SAGITA - KALIBRASI | 31 May 2021 | AZLI YUDHA - TSE | 29 November 2019 | ANTONIUS SAGITA - KALIBRASI | 31 May 2021 | AZLI YUDHA - TSE | ACTIVE
CPD34310J19 | BHTTA | FLOOR STAND CONV. RAD | IMAGING | BMI BIOMED. INT. SRL | GN00010635 | PUSKESMAS PANCUR BATU | MEDAN | SUMATERA UTARA | MEDAN | MAIN UNIT | CUSTOMER | 9 December 2019 | ANTONIUS SAGITA - KALIBRASI | 9 December 2019 |  | 9 December 2019 | ANTONIUS SAGITA - KALIBRASI | - |  | ACTIVE
CPD34460J19 | CSWMT | X RAY CEILING WITH TABLE | IMAGING | BMI BIOMED. INT. SRL | GN00008632 | RSIA CAHAYA BUNDA | CIREBON | JAWA BARAT | CIREBON | MAIN UNIT | CUSTOMER | 10 January 2020 | ARIEF SETIAWAN - TSE CP | 10 January 2020 |  | 10 January 2020 | ARIEF SETIAWAN - TSE CP | - |  | ACTIVE
CPD34468J19 | CSWMT | X RAY CEILING WITH TABLE | IMAGING | BMI BIOMED. INT. SRL | GN00002016 | RS BHAYANGKARA KEDIRI | KEDIRI | JAWA TIMUR | KEDIRI | MAIN UNIT | CUSTOMER | 17 February 2020 | ANDI ISMAIL - SPV TSE TIMUR | 23 January 2020 |  | 17 February 2020 | ANDI ISMAIL - SPV TSE TIMUR | - |  | ACTIVE
CPD35141A20 | BCSVP | BHEC Flexibility | IMAGING | BMI BIOMED. INT. SRL | GN00002451 | RS ISLAM WONOSOBO | YOGYAKARTA | YOGYAKARTA | WONOSOBO | MAIN UNIT | CUSTOMER | 2 May 2020 | RIDWAN - TSE | 2 May 2020 |  | 2 May 2020 | RIDWAN - TSE | - |  | ACTIVE
CPD35357M20 | BHTTA | FLOOR STAND CONV. RAD | IMAGING | BMI BIOMED. INT. SRL | GN00000296 | RSU MUHAMMADIYAH MEDAN | MEDAN | SUMATERA UTARA | MEDAN | MAIN UNIT | CUSTOMER | 7 June 2021 | ANTONIUS SAGITA - KALIBRASI | 16 February 2022 |  | 7 June 2021 | ANTONIUS SAGITA - KALIBRASI | 26 February 2025 | SAHID DERMAWAN - SPV TSE BARAT | ACTIVE
CPD35662D20 | BMISR | Stationary X Ray Standard | IMAGING | BMI BIOMED. INT. SRL | GN00001051 | RS HERMINA BOGOR | BOGOR | JAWA BARAT | BOGOR | MAIN UNIT | CUSTOMER | 19 June 2020 | ANTONIUS SAGITA - KALIBRASI | 25 October 2020 | IBNUL AZIZ - TSE | 8 June 2020 | ANTONIUS SAGITA - KALIBRASI | 25 October 2020 | IBNUL AZIZ - TSE | ACTIVE
CPD35786E20 | BMISR | Stationary X Ray Standard | IMAGING | BMI BIOMED. INT. SRL | GN20100019 | RSIA PRAMALIESA | MEDAN | SUMATERA UTARA | MEDAN | MAIN UNIT | CUSTOMER | 25 June 2020 | ARIEF SETIAWAN - TSE CP | 17 November 2020 | BARITA P-SIMAMORA - TSE | 23 June 2020 | ARIEF SETIAWAN - TSE CP | 17 November 2020 | BARITA P-SIMAMORA - TSE | ACTIVE
CPD35975F20 | BHTTA | FLOOR STAND CONV. RAD | IMAGING | BMI BIOMED. INT. SRL | GN21010015 | RS. ENGGAL DANGAN | MALANG | JAWA TIMUR | MALANG | MAIN UNIT | CUSTOMER | 22 October 2020 | ANTONIUS SAGITA - KALIBRASI | 25 January 2021 | GANDHI YANRANGGA | 21 August 2020 | ANTONIUS SAGITA - KALIBRASI | 25 January 2021 | GANDHI YANRANGGA | ACTIVE
CPD35976F20 | BMISR | Stationary X Ray Standard | IMAGING | BMI BIOMED. INT. SRL | GN20110001 | RS HERMINA PERIUK TANGERANG | TANGERANG | BANTEN | TANGERANG | MAIN UNIT | CUSTOMER | 10 August 2020 | ANTONIUS SAGITA - KALIBRASI | 25 December 2020 | ADITIYA NOVANDRA - TSE | 4 August 2020 | ANTONIUS SAGITA - KALIBRASI | - |  | ACTIVE
CPD36187G20 | BHTTA | FLOOR STAND CONV. RAD | IMAGING | BMI BIOMED. INT. SRL | GN21030007 | RS Hermina Cibitung | BEKASI | JAWA BARAT | BEKASI | MAIN UNIT | CUSTOMER | 22 October 2020 | ANTONIUS SAGITA - KALIBRASI | 30 April 2021 | GATOT SURYA ADIPUTRA - TSE | 22 October 2020 | ANTONIUS SAGITA - KALIBRASI | 30 April 2021 | GATOT SURYA ADIPUTRA - TSE | ACTIVE
CPD36818K20 | BMISR | Stationary X Ray Standard | IMAGING | BMI BIOMED. INT. SRL | GN21060020 | RSIA Hermina Mutiara Bunda Salatiga | SEMARANG | JAWA TENGAH | SEMARANG | MAIN UNIT | CUSTOMER | 7 June 2021 | ANTONIUS SAGITA - KALIBRASI | 28 June 2021 | ANDRIAS NUGROHO - TSE | 7 June 2021 | ANTONIUS SAGITA - KALIBRASI | 28 June 2021 | ANDRIAS NUGROHO - TSE | ACTIVE
CPD37201L20 | BDFG1 | Floor Stand BHT TA DR | IMAGING | BMI BIOMED. INT. SRL | GN21060014 | RS Citra Sundari | TANGERANG | BANTEN | TANGERANG | MAIN UNIT | CUSTOMER | - |  | 7 April 2022 |  | 30 May 2022 | ARIEF SETIAWAN - TSE CP | 18 November 2024 | SAHID DERMAWAN - SPV TSE BARAT | ACTIVE
CPD37357M20 | BHTTA | FLOOR STAND CONV. RAD | IMAGING | BMI BIOMED. INT. SRL | GN00000296 | RSU MUHAMMADIYAH MEDAN | MEDAN | SUMATERA UTARA | MEDAN | MAIN UNIT | CUSTOMER | - |  | 6 August 2021 | AZLI YUDHA - TSE | 29 July 2021 | ARIEF SETIAWAN - TSE CP | 6 August 2021 | AZLI YUDHA - TSE | ACTIVE
CPD37364M20 | BHTTA | FLOOR STAND CONV. RAD | IMAGING | BMI BIOMED. INT. SRL | GN00001897 | RS Lirboyo kediri | KEDIRI | JAWA TIMUR |  | MAIN UNIT | CUSTOMER | 7 June 2021 | ANTONIUS SAGITA - KALIBRASI | 25 September 2021 | FAJAR FAHMI - TSE | 7 June 2021 | ANTONIUS SAGITA - KALIBRASI | 25 September 2021 | FAJAR FAHMI - TSE | ACTIVE
CPD38068D21 | BMISR | Stationary X Ray Standard | IMAGING | BMI BIOMED. INT. SRL | GN00010899 | RUMAH SAKIT DJATIROTO | JEMBER | JAWA TIMUR | LUMAJANG | MAIN UNIT | CUSTOMER | 21 April 2022 | ANTONIUS SAGITA - KALIBRASI | 31 January 2022 | AHMAD FATKHUDIN - TSE | 29 June 2021 | ANTONIUS SAGITA - KALIBRASI | 21 April 2022 | ANTONIUS SAGITA - KALIBRASI | ACTIVE
CPD38069D21 | BMISR | Stationary X Ray Standard | IMAGING | BMI BIOMED. INT. SRL | GN21120007 | RS HERMINA CILEGON | TANGERANG | BANTEN | TANGERANG | MAIN UNIT | CUSTOMER | 21 April 2022 | ANTONIUS SAGITA - KALIBRASI | 13 February 2022 | ADITIYA NOVANDRA - TSE | 29 June 2021 | ANTONIUS SAGITA - KALIBRASI | 21 April 2022 | ANTONIUS SAGITA - KALIBRASI | ACTIVE
CPD38075D21 | BMISR | Stationary X Ray Standard | IMAGING | BMI BIOMED. INT. SRL | GN00001080 | RS HERMINA GALAXY | BEKASI | JAWA BARAT | BEKASI | MAIN UNIT | CUSTOMER | 21 April 2022 | ANTONIUS SAGITA - KALIBRASI | 1 October 2021 | GATOT SURYA ADIPUTRA - TSE | 16 August 2021 | ANTONIUS SAGITA - KALIBRASI | 21 April 2022 | ANTONIUS SAGITA - KALIBRASI | ACTIVE
CPD38076D21 | BMISR | Stationary X Ray Standard | IMAGING | BMI BIOMED. INT. SRL | GN00010908 | RSI MUHAMMADIYAH MOJOAGUNG | JEMBER | JAWA TIMUR |  | MAIN UNIT | CUSTOMER | 21 April 2022 | ANTONIUS SAGITA - KALIBRASI | 4 March 2022 | FAJAR LESMANA - TSE | 16 August 2021 | ANTONIUS SAGITA - KALIBRASI | 21 April 2022 | ANTONIUS SAGITA - KALIBRASI | ACTIVE
CPD38932J21 | BHTTA | FLOOR STAND CONV. RAD | IMAGING | BMI BIOMED. INT. SRL | GN00009444 | RS PERMATA BUNDA | PADANG | SUMATERA BARAT | SOLOK | MAIN UNIT | CUSTOMER | 21 April 2022 | ANTONIUS SAGITA - KALIBRASI | 29 April 2022 | ABDI PUTRA - TSE | 11 March 2022 | ANTONIUS SAGITA - KALIBRASI | 29 April 2022 | ABDI PUTRA - TSE | ACTIVE
CPD38933J21 | BHTTA | FLOOR STAND CONV. RAD | IMAGING | BMI BIOMED. INT. SRL | GN00001970 | RSIA HERMINA BEKASI | BEKASI | JAWA BARAT | BEKASI | MAIN UNIT | CUSTOMER | 21 April 2022 | ANTONIUS SAGITA - KALIBRASI | 17 February 2022 | GATOT SURYA ADIPUTRA - TSE | 17 January 2022 | ANTONIUS SAGITA - KALIBRASI | 21 April 2022 | ANTONIUS SAGITA - KALIBRASI | ACTIVE
CPD38934J21 | BHTTA | FLOOR STAND CONV. RAD | IMAGING | BMI BIOMED. INT. SRL | GN22010011 | RS HERMINA SOREANG | BANDUNG | JAWA BARAT | BANDUNG | MAIN UNIT | CUSTOMER | 21 April 2022 | ANTONIUS SAGITA - KALIBRASI | 7 February 2022 | SUKMA WIJAYA - TSE | 17 January 2022 | ANTONIUS SAGITA - KALIBRASI | 21 April 2022 | ANTONIUS SAGITA - KALIBRASI | ACTIVE
CPDG0008 | VPM12 | Votem Patient Monitor 12 Inch | IMAGING | VOTEM CO., Ltd | GN00002986 | RDC PUSAT - RAWAGELAM | PUSAT | DKI JAKARTA | JAKARTA TIMUR | MAIN UNIT | EMP | - |  | - |  | 4 May 2023 | ARIEF SETIAWAN - TSE CP | - |  | INACTIVE
CPDG001 | VPM12 | Votem Patient Monitor 12 Inch | IMAGING | VOTEM CO., Ltd | GN00002986 | RDC PUSAT - RAWAGELAM | PUSAT | DKI JAKARTA | JAKARTA TIMUR | MAIN UNIT | EMP | - |  | - |  | 4 May 2023 | ARIEF SETIAWAN - TSE CP | - |  | ACTIVE
CPDG002 | VPM12 | Votem Patient Monitor 12 Inch | IMAGING | VOTEM CO., Ltd | GN00002986 | RDC PUSAT - RAWAGELAM | PUSAT | DKI JAKARTA | JAKARTA TIMUR | MAIN UNIT | EMP | - |  | - |  | 4 May 2023 | ARIEF SETIAWAN - TSE CP | - |  | ACTIVE
CPDG003 | VPM12 | Votem Patient Monitor 12 Inch | IMAGING | VOTEM CO., Ltd | GN23080012 | RS COLUMBIA ASIA AKSARA | MEDAN | SUMATERA UTARA | MEDAN | MAIN UNIT | CUSTOMER | - |  | 11 August 2023 |  | 4 May 2023 | ARIEF SETIAWAN - TSE CP | 16 October 2023 | SAHID DERMAWAN - SPV TSE BARAT | ACTIVE
CPDG004 | VPM12 | Votem Patient Monitor 12 Inch | IMAGING | VOTEM CO., Ltd | GN23080012 | RS COLUMBIA ASIA AKSARA | MEDAN | SUMATERA UTARA | MEDAN | MAIN UNIT | CUSTOMER | - |  | 11 August 2023 |  | 4 May 2023 | ARIEF SETIAWAN - TSE CP | 16 October 2023 | SAHID DERMAWAN - SPV TSE BARAT | ACTIVE
CPDG005 | VPM12 | Votem Patient Monitor 12 Inch | IMAGING | VOTEM CO., Ltd | GN23080012 | RS COLUMBIA ASIA AKSARA | MEDAN | SUMATERA UTARA | MEDAN | MAIN UNIT | CUSTOMER | - |  | 11 August 2023 |  | 4 May 2023 | ARIEF SETIAWAN - TSE CP | 16 October 2023 | SAHID DERMAWAN - SPV TSE BARAT | ACTIVE
CPDG006 | VPM12 | Votem Patient Monitor 12 Inch | IMAGING | VOTEM CO., Ltd | GN23080012 | RS COLUMBIA ASIA AKSARA | MEDAN | SUMATERA UTARA | MEDAN | MAIN UNIT | CUSTOMER | - |  | 11 August 2023 |  | 4 May 2023 | ARIEF SETIAWAN - TSE CP | 16 October 2023 | SAHID DERMAWAN - SPV TSE BARAT | ACTIVE
CPDG007 | VPM12 | Votem Patient Monitor 12 Inch | IMAGING | VOTEM CO., Ltd | GN23080012 | RS COLUMBIA ASIA AKSARA | MEDAN | SUMATERA UTARA | MEDAN | MAIN UNIT | CUSTOMER | - |  | 11 August 2023 |  | 4 May 2023 | ARIEF SETIAWAN - TSE CP | 16 October 2023 | SAHID DERMAWAN - SPV TSE BARAT | ACTIVE
CPDG008 | VPM12 | Votem Patient Monitor 12 Inch | IMAGING | VOTEM CO., Ltd | GN23080012 | RS COLUMBIA ASIA AKSARA | MEDAN | SUMATERA UTARA | MEDAN | MAIN UNIT | CUSTOMER | - |  | 11 August 2023 |  | 4 May 2023 | ARIEF SETIAWAN - TSE CP | 16 October 2023 | SAHID DERMAWAN - SPV TSE BARAT | ACTIVE
CPDG009 | VPM12 | Votem Patient Monitor 12 Inch | IMAGING | VOTEM CO., Ltd | GN23080012 | RS COLUMBIA ASIA AKSARA | MEDAN | SUMATERA UTARA | MEDAN | MAIN UNIT | CUSTOMER | - |  | 11 August 2023 |  | 4 May 2023 | ARIEF SETIAWAN - TSE CP | 16 October 2023 | SAHID DERMAWAN - SPV TSE BARAT | ACTIVE
CPDG010 | VPM12 | Votem Patient Monitor 12 Inch | IMAGING | VOTEM CO., Ltd | GN00002986 | RDC PUSAT - RAWAGELAM | PUSAT | DKI JAKARTA | JAKARTA TIMUR | MAIN UNIT | EMP | - |  | - |  | 4 May 2023 | ARIEF SETIAWAN - TSE CP | - |  | ACTIVE
CPDG011 | VPM12 | Votem Patient Monitor 12 Inch | IMAGING | VOTEM CO., Ltd | GN23080012 | RS COLUMBIA ASIA AKSARA | MEDAN | SUMATERA UTARA | MEDAN | MAIN UNIT | CUSTOMER | - |  | 11 August 2023 |  | 4 May 2023 | ARIEF SETIAWAN - TSE CP | 16 October 2023 | SAHID DERMAWAN - SPV TSE BARAT | ACTIVE
CPDG012 | VPM12 | Votem Patient Monitor 12 Inch | IMAGING | VOTEM CO., Ltd | GN23080012 | RS COLUMBIA ASIA AKSARA | MEDAN | SUMATERA UTARA | MEDAN | MAIN UNIT | CUSTOMER | - |  | 11 August 2023 |  | 4 May 2023 | ARIEF SETIAWAN - TSE CP | 16 October 2023 | SAHID DERMAWAN - SPV TSE BARAT | ACTIVE
CPDG013 | VPM12 | Votem Patient Monitor 12 Inch | IMAGING | VOTEM CO., Ltd | GN23080012 | RS COLUMBIA ASIA AKSARA | MEDAN | SUMATERA UTARA | MEDAN | MAIN UNIT | CUSTOMER | - |  | 11 August 2023 |  | 4 May 2023 | ARIEF SETIAWAN - TSE CP | 16 October 2023 | SAHID DERMAWAN - SPV TSE BARAT | ACTIVE
CPDG014 | VPM12 | Votem Patient Monitor 12 Inch | IMAGING | VOTEM CO., Ltd | GN00002986 | RDC PUSAT - RAWAGELAM | PUSAT | DKI JAKARTA | JAKARTA TIMUR | MAIN UNIT | EMP | - |  | - |  | 4 May 2023 | ARIEF SETIAWAN - TSE CP | - |  | ACTIVE
CPDG015 | VPM12 | Votem Patient Monitor 12 Inch | IMAGING | VOTEM CO., Ltd | GN23080012 | RS COLUMBIA ASIA AKSARA | MEDAN | SUMATERA UTARA | MEDAN | MAIN UNIT | CUSTOMER | - |  | 11 August 2023 |  | 4 May 2023 | ARIEF SETIAWAN - TSE CP | 16 October 2023 | SAHID DERMAWAN - SPV TSE BARAT | ACTIVE
CPDG016 | VPM12 | Votem Patient Monitor 12 Inch | IMAGING | VOTEM CO., Ltd | GN00002986 | RDC PUSAT - RAWAGELAM | PUSAT | DKI JAKARTA | JAKARTA TIMUR | MAIN UNIT | EMP | - |  | - |  | 4 May 2023 | ARIEF SETIAWAN - TSE CP | - |  | ACTIVE
CPDG017 | VPM12 | Votem Patient Monitor 12 Inch | IMAGING | VOTEM CO., Ltd | GN00002986 | RDC PUSAT - RAWAGELAM | PUSAT | DKI JAKARTA | JAKARTA TIMUR | MAIN UNIT | EMP | - |  | - |  | 4 May 2023 | ARIEF SETIAWAN - TSE CP | - |  | ACTIVE
CPDG018 | VPM12 | Votem Patient Monitor 12 Inch | IMAGING | VOTEM CO., Ltd | GN23080012 | RS COLUMBIA ASIA AKSARA | MEDAN | SUMATERA UTARA | MEDAN | MAIN UNIT | CUSTOMER | - |  | 11 August 2023 |  | 4 May 2023 | ARIEF SETIAWAN - TSE CP | 16 October 2023 | SAHID DERMAWAN - SPV TSE BARAT | ACTIVE
CPDG019 | VPM12 | Votem Patient Monitor 12 Inch | IMAGING | VOTEM CO., Ltd | GN00002986 | RDC PUSAT - RAWAGELAM | PUSAT | DKI JAKARTA | JAKARTA TIMUR | MAIN UNIT | EMP | - |  | - |  | 4 May 2023 | ARIEF SETIAWAN - TSE CP | - |  | ACTIVE
CPDG020 | VPM12 | Votem Patient Monitor 12 Inch | IMAGING | VOTEM CO., Ltd | GN00004282 | RS Columbia Asia - Medan | MEDAN | SUMATERA UTARA |  | MAIN UNIT | CUSTOMER | - |  | 29 December 2023 |  | 4 May 2023 | ARIEF SETIAWAN - TSE CP | 8 January 2024 | SAHID DERMAWAN - SPV TSE BARAT | ACTIVE
CPDG021 | VP12E | Votem Patient Monitor 12" Complete | IMAGING | VOTEM CO., Ltd | GN23080012 | RS COLUMBIA ASIA AKSARA | MEDAN | SUMATERA UTARA | MEDAN | MAIN UNIT | CUSTOMER | - |  | 11 August 2023 |  | 4 May 2023 | ARIEF SETIAWAN - TSE CP | 16 October 2023 | SAHID DERMAWAN - SPV TSE BARAT | ACTIVE
CPDG022 | VP12E | Votem Patient Monitor 12" Complete | IMAGING | VOTEM CO., Ltd | GN23080012 | RS COLUMBIA ASIA AKSARA | MEDAN | SUMATERA UTARA | MEDAN | MAIN UNIT | CUSTOMER | - |  | 11 August 2023 |  | 4 May 2023 | ARIEF SETIAWAN - TSE CP | 16 October 2023 | SAHID DERMAWAN - SPV TSE BARAT | ACTIVE
CPFW007 | VPM12 | Votem Patient Monitor 12 Inch | IMAGING | VOTEM CO., Ltd | GN00002986 | RDC PUSAT - RAWAGELAM | PUSAT | DKI JAKARTA | JAKARTA TIMUR | MAIN UNIT | EMP | - |  | - |  | 14 May 2024 | ARIEF SETIAWAN - TSE CP | - |  | ACTIVE
CPFW008 | VPM12 | Votem Patient Monitor 12 Inch | IMAGING | VOTEM CO., Ltd | GN00004282 | RS Columbia Asia - Medan | MEDAN | SUMATERA UTARA |  | MAIN UNIT | EMP | - |  | 26 June 2024 |  | 14 May 2024 | ARIEF SETIAWAN - TSE CP | 1 July 2024 | SAHID DERMAWAN - SPV TSE BARAT | ACTIVE
CPFW009 | VPM12 | Votem Patient Monitor 12 Inch | IMAGING | VOTEM CO., Ltd | GN00000235 | RS IBNU SINA PADANG PANJANG | PADANG | SUMATERA BARAT | PADANG PANJANG | MAIN UNIT | CUSTOMER | - |  | 11 October 2024 |  | 14 May 2024 | ARIEF SETIAWAN - TSE CP | 5 November 2024 | SAHID DERMAWAN - SPV TSE BARAT | ACTIVE
CPFW010 | VPM12 | Votem Patient Monitor 12 Inch | IMAGING | VOTEM CO., Ltd | GN00000235 | RS IBNU SINA PADANG PANJANG | PADANG | SUMATERA BARAT | PADANG PANJANG | MAIN UNIT | EMP | - |  | 26 February 2025 |  | 14 May 2024 | ARIEF SETIAWAN - TSE CP | 3 March 2025 | SAHID DERMAWAN - SPV TSE BARAT | ACTIVE
CPFW012 | PM12E | Votem Patient Monitor 12" Touchscreen with ETCO2 | IMAGING | VOTEM CO., Ltd | GN00005611 | RS Columbia Asia - Semarang | SEMARANG | JAWA TENGAH | SEMARANG | MAIN UNIT | CUSTOMER | - |  | 6 November 2023 |  | 20 October 2023 | ANTONIUS SAGITA - KALIBRASI | 13 November 2023 | ANDI ISMAIL - SPV TSE TIMUR | ACTIVE
CPFW013 | VPM12 | Votem Patient Monitor 12 Inch | IMAGING | VOTEM CO., Ltd | GN00002986 | RDC PUSAT - RAWAGELAM | PUSAT | DKI JAKARTA | JAKARTA TIMUR | MAIN UNIT | EMP | - |  | - |  | 14 May 2024 | ARIEF SETIAWAN - TSE CP | - |  | ACTIVE
CPK2044 | VPM12 | Votem Patient Monitor 12 Inch | IMAGING | VOTEM CO., Ltd | GN00002986 | RDC PUSAT - RAWAGELAM | PUSAT | DKI JAKARTA | JAKARTA TIMUR | MAIN UNIT | EMP | - |  | - |  | 22 December 2023 | ANTONIUS SAGITA - KALIBRASI | - |  | ACTIVE
CPK2045 | VPM12 | Votem Patient Monitor 12 Inch | IMAGING | VOTEM CO., Ltd | GN00004282 | RS Columbia Asia - Medan | MEDAN | SUMATERA UTARA |  | MAIN UNIT | CUSTOMER | - |  | 29 December 2023 |  | 22 December 2023 | ANTONIUS SAGITA - KALIBRASI | 8 January 2024 | SAHID DERMAWAN - SPV TSE BARAT | ACTIVE
CPK2046 | VPM12 | Votem Patient Monitor 12 Inch | IMAGING | VOTEM CO., Ltd | GN00004282 | RS Columbia Asia - Medan | MEDAN | SUMATERA UTARA |  | MAIN UNIT | CUSTOMER | - |  | 28 December 2023 |  | 22 December 2023 | ANTONIUS SAGITA - KALIBRASI | 8 January 2024 | SAHID DERMAWAN - SPV TSE BARAT | ACTIVE
CPK2047 | VPM12 | Votem Patient Monitor 12 Inch | IMAGING | VOTEM CO., Ltd | GN00002986 | RDC PUSAT - RAWAGELAM | PUSAT | DKI JAKARTA | JAKARTA TIMUR | MAIN UNIT | EMP | - |  | - |  | 22 December 2023 | ANTONIUS SAGITA - KALIBRASI | - |  | ACTIVE
CPK2048 | VPM12 | Votem Patient Monitor 12 Inch | IMAGING | VOTEM CO., Ltd | GN00004282 | RS Columbia Asia - Medan | MEDAN | SUMATERA UTARA |  | MAIN UNIT | CUSTOMER | - |  | 28 December 2023 |  | 22 December 2023 | ANTONIUS SAGITA - KALIBRASI | 8 January 2024 | SAHID DERMAWAN - SPV TSE BARAT | ACTIVE
CPK2049 | VPM12 | Votem Patient Monitor 12 Inch | IMAGING | VOTEM CO., Ltd | GN00004282 | RS Columbia Asia - Medan | MEDAN | SUMATERA UTARA |  | MAIN UNIT | CUSTOMER | - |  | 29 December 2023 |  | 22 December 2023 | ANTONIUS SAGITA - KALIBRASI | 25 November 2024 | SAHID DERMAWAN - SPV TSE BARAT | ACTIVE
CPK2050 | VPM12 | Votem Patient Monitor 12 Inch | IMAGING | VOTEM CO., Ltd | GN00002986 | RDC PUSAT - RAWAGELAM | PUSAT | DKI JAKARTA | JAKARTA TIMUR | MAIN UNIT | EMP | - |  | - |  | 22 December 2023 | ANTONIUS SAGITA - KALIBRASI | - |  | ACTIVE
CPK2051 | VPM12 | Votem Patient Monitor 12 Inch | IMAGING | VOTEM CO., Ltd | GN00004282 | RS Columbia Asia - Medan | MEDAN | SUMATERA UTARA |  | MAIN UNIT | CUSTOMER | - |  | 28 December 2023 |  | 22 December 2023 | ANTONIUS SAGITA - KALIBRASI | 8 January 2024 | SAHID DERMAWAN - SPV TSE BARAT | ACTIVE
CPK2052 | VPM12 | Votem Patient Monitor 12 Inch | IMAGING | VOTEM CO., Ltd | GN00004282 | RS Columbia Asia - Medan | MEDAN | SUMATERA UTARA |  | MAIN UNIT | CUSTOMER | - |  | 28 December 2023 |  | 22 December 2023 | ANTONIUS SAGITA - KALIBRASI | 8 January 2024 | SAHID DERMAWAN - SPV TSE BARAT | ACTIVE
CPK2053 | VPM12 | Votem Patient Monitor 12 Inch | IMAGING | VOTEM CO., Ltd | GN00002986 | RDC PUSAT - RAWAGELAM | PUSAT | DKI JAKARTA | JAKARTA TIMUR | MAIN UNIT | EMP | - |  | - |  | 22 December 2023 | ANTONIUS SAGITA - KALIBRASI | - |  | ACTIVE
CPK2054 | VPM12 | Votem Patient Monitor 12 Inch | IMAGING | VOTEM CO., Ltd | GN00004282 | RS Columbia Asia - Medan | MEDAN | SUMATERA UTARA |  | MAIN UNIT | CUSTOMER | - |  | 29 December 2023 |  | 22 December 2023 | ANTONIUS SAGITA - KALIBRASI | 8 January 2024 | SAHID DERMAWAN - SPV TSE BARAT | ACTIVE
CPK2055 | VPM12 | Votem Patient Monitor 12 Inch | IMAGING | VOTEM CO., Ltd | GN00002986 | RDC PUSAT - RAWAGELAM | PUSAT | DKI JAKARTA | JAKARTA TIMUR | MAIN UNIT | EMP | - |  | - |  | 22 December 2023 | ANTONIUS SAGITA - KALIBRASI | - |  | ACTIVE
CPK2056 | VPM12 | Votem Patient Monitor 12 Inch | IMAGING | VOTEM CO., Ltd | GN00004282 | RS Columbia Asia - Medan | MEDAN | SUMATERA UTARA |  | MAIN UNIT | CUSTOMER | - |  | 29 December 2023 |  | 22 December 2023 | ANTONIUS SAGITA - KALIBRASI | 8 January 2024 | SAHID DERMAWAN - SPV TSE BARAT | ACTIVE
CPK2057 | VPM12 | Votem Patient Monitor 12 Inch | IMAGING | VOTEM CO., Ltd | GN00004282 | RS Columbia Asia - Medan | MEDAN | SUMATERA UTARA |  | MAIN UNIT | CUSTOMER | - |  | 28 December 2023 |  | 22 December 2023 | ANTONIUS SAGITA - KALIBRASI | 8 January 2024 | SAHID DERMAWAN - SPV TSE BARAT | ACTIVE
CRT12/021 | BHTTA | FLOOR STAND CONV. RAD | IMAGING | BMI BIOMED. INT. SRL | GN00000149 | RSUD KAYU AGUNG | PALEMBANG | SUMATERA SELATAN | KOTA KAYU AGUNG | MAIN UNIT | CUSTOMER | 14 June 2016 | INDRA BUDI GUNAWAN | 25 November 2014 |  | 14 June 2016 | INDRA BUDI GUNAWAN | - |  | ACTIVE
CS2252 | 42936 | VC SCAN RDI | BIOSCIENCE | BIOMERIEUX SA | GN17080021 | PT SATORIA AGRO INDUSTRI | MALANG | JAWA TIMUR | MALANG | MAIN UNIT | CUSTOMER | - |  | 26 February 2024 |  | 26 June 2025 | LEO LANANG SIGIT - TSE CP | 25 August 2025 | SAHID DERMAWAN - SPV TSE BARAT | ACTIVE
CS2510 | 42936 | VC SCAN RDI | BIOSCIENCE | BIOMERIEUX SA | GN00002804 | LABKESDA DKI JAKARTA | JAKARTA-1 | DKI JAKARTA | JAKARTA PUSAT | MAIN UNIT | EMP | - |  | - |  | 27 August 2024 | LEO LANANG SIGIT - TSE CP | - |  | ACTIVE
CS3093W0211 | CKHC2 | CRYOTOME LOW-PROFILE BLADE HOLDER FOR FSE | DIAGNOSTIC 2 | SHANDON DIAGNOSTICS Ltd. | GN00001028 | RS MITRA KELUARGA KELAPA GADING | JAKARTA-1 | DKI JAKARTA | JAKARTA UTARA | MAIN UNIT | CUSTOMER | - |  | 1 January 2012 |  | - |  | - |  | ACTIVE
CS3093W0412 | SCT04 | CITADEL 2000 | DIAGNOSTIC 2 | SHANDON DIAGNOSTICS Ltd. | GN00006278 | RS CAROLUS | JAKARTA-1 | DKI JAKARTA | JAKARTA PUSAT | MAIN UNIT | CUSTOMER | 24 December 2014 |  | 1 January 1900 |  | 24 December 2014 |  | - |  | ACTIVE
CS3267A0603 | CKHC2 | CRYOTOME LOW-PROFILE BLADE HOLDER FOR FSE | DIAGNOSTIC 2 | SHANDON DIAGNOSTICS Ltd. | GN00000944 | RS SANTOSA KEBON JATI | BANDUNG | JAWA BARAT | BANDUNG | MAIN UNIT | CUSTOMER | - |  | 2 February 2010 |  | - |  | - |  | ACTIVE
CS3560L0701 | CKHC2 | CRYOTOME LOW-PROFILE BLADE HOLDER FOR FSE | DIAGNOSTIC 2 | SHANDON DIAGNOSTICS Ltd. | GN00001190 | RS Usada Insani - EMC Tangerang | TANGERANG | BANTEN | TANGERANG | MAIN UNIT | CUSTOMER | 29 December 2014 |  | 1 January 1900 |  | 29 December 2014 |  | - |  | ACTIVE
CS3589L0710 | CKHC2 | CRYOTOME LOW-PROFILE BLADE HOLDER FOR FSE | DIAGNOSTIC 2 | SHANDON DIAGNOSTICS Ltd. | GN00000629 | RSUD ULIN | BANJARMASIN | KALIMANTAN SELATAN | BANJARMASIN | MAIN UNIT | CUSTOMER | - |  | - |  | 16 April 2021 | LEO LANANG SIGIT - TSE CP | - |  | ACTIVE
CS3599L0802 | CKHC2 | CRYOTOME LOW-PROFILE BLADE HOLDER FOR FSE | DIAGNOSTIC 2 | SHANDON DIAGNOSTICS Ltd. | GN00000932 | RSU IMMANUEL | BANDUNG | JAWA BARAT | BANDUNG | MAIN UNIT | CUSTOMER | - |  | 11 January 2010 |  | - |  | - |  | ACTIVE
CS3607L0803 | CRSME |  |  |  | GN00001972 | RS MITRA KELUARGA BEKASI TIMUR | BEKASI | JAWA BARAT | BEKASI | MAIN UNIT | CUSTOMER | 1 February 1990 | GATOT SURYA ADIPUTRA - TSE | 3 March 2011 |  | 1 February 1990 | GATOT SURYA ADIPUTRA - TSE | - |  | INACTIVE
CS3620L0805 | CKHC2 | CRYOTOME LOW-PROFILE BLADE HOLDER FOR FSE | DIAGNOSTIC 2 | SHANDON DIAGNOSTICS Ltd. | GN00000945 | RS ST BORROMEUS | BANDUNG | JAWA BARAT | BANDUNG | MAIN UNIT | CUSTOMER | - |  | 27 February 2010 |  | - |  | - |  | ACTIVE
CS3621L0805 | CRSME |  |  |  | GN00002921 | RS MITRA KELUARGA DEPOK ( RSMK ) | PEJATEN | JAWA BARAT | DEPOK | MAIN UNIT | CUSTOMER | 25 September 2014 | WISPI SIAGARI - TSE | 15 December 2015 |  | 25 September 2014 | WISPI SIAGARI - TSE | - |  | INACTIVE
CS3645L0810 | SCFSE | CRYOTOME FSE UNIT ONLY | DIAGNOSTIC 2 | SHANDON DIAGNOSTICS Ltd. | GN00000514 | RS ST. ELISABETH (RJ) | SEMARANG | JAWA TENGAH | SEMARANG | MAIN UNIT | CUSTOMER | 27 May 2015 | MUNADI - TSE | 1 January 2002 |  | 27 May 2015 | MUNADI - TSE | - |  | ACTIVE
CS3672L0905 | SCFSE | CRYOTOME FSE UNIT ONLY | DIAGNOSTIC 2 | SHANDON DIAGNOSTICS Ltd. | GN00001206 | RSUD PROF DR MARGONO SOEKARJO | PURWOKERTO | JAWA TENGAH | BANYUMAS | MAIN UNIT | CUSTOMER | 23 December 2014 | DIAN FEBRIYANA - TSE | 1 January 1900 |  | 23 December 2014 | DIAN FEBRIYANA - TSE | - |  | ACTIVE
CS3673LO905 | CRSME |  |  |  | GN00001104 | RS Pantai Indah Kapuk (PIK) | JAKARTA-2 | DKI JAKARTA | JAKARTA UTARA | MAIN UNIT | CUSTOMER | 26 September 2016 |  | 1 June 2012 |  | 26 September 2016 |  | - |  | INACTIVE
CS3674S10905 | CRSME |  |  |  | GN00001102 | RSUD Cengkareng | JAKARTA-2 | DKI JAKARTA | JAKARTA BARAT | MAIN UNIT | CUSTOMER | 1 February 1990 | PETRUS SIMON | 1 May 2011 |  | 1 February 1990 | PETRUS SIMON | - |  | INACTIVE
CS3683L0909 | SCFSE | CRYOTOME FSE UNIT ONLY | DIAGNOSTIC 2 | SHANDON DIAGNOSTICS Ltd. | GN00000996 | RS Medistra | JAKARTA-1 | DKI JAKARTA | JAKARTA SELATAN | MAIN UNIT | CUSTOMER | 6 November 2019 | SAHID DERMAWAN - SPV TSE BARAT | - |  | 6 November 2019 | SAHID DERMAWAN - SPV TSE BARAT | - |  | ACTIVE
CS3691L0910 | CRSME |  |  |  | GN00001083 | RS KANKER DHARMAIS | JAKARTA-2 | DKI JAKARTA | JAKARTA BARAT | MAIN UNIT | CUSTOMER | 19 August 2014 | PETRUS SIMON | 1 June 2011 |  | 19 August 2014 | PETRUS SIMON | - |  | INACTIVE
CS3730L1011 | CKHC2 | CRYOTOME LOW-PROFILE BLADE HOLDER FOR FSE | DIAGNOSTIC 2 | SHANDON DIAGNOSTICS Ltd. | GN00001220 | RSUP SANGLAH DENPASAR | DENPASAR | BALI | DENPASAR | MAIN UNIT | CUSTOMER | 17 November 2014 | I KADEK - TSE | 1 January 1900 |  | 17 November 2014 | I KADEK - TSE | - |  | ACTIVE
CS3841L0601 | CRSME |  |  |  | GN00006348 | TGR MOCHTAR RIADY INSTITUTE FOR N THE MOCHTAR RIAD | TANGERANG | BANTEN | TANGERANG | MAIN UNIT | CUSTOMER | 1 February 1990 | PETRUS SIMON | 1 January 1900 |  | 1 February 1990 | PETRUS SIMON | - |  | INACTIVE
CV0533121L | SCC01 | CLEARVUETM COVERSLIPPER | DIAGNOSTIC 2 | SHANDON DIAGNOSTICS Ltd. | GN00000167 | RSUD H. HANAFI - MUARA BUNGO | JAMBI | JAMBI | MUARA BUNGO | MAIN UNIT | CUSTOMER | 26 December 2014 |  | 1 January 1900 |  | 26 December 2014 |  | - |  | ACTIVE
CV07821505 | SCC01 | CLEARVUETM COVERSLIPPER | DIAGNOSTIC 2 | SHANDON DIAGNOSTICS Ltd. | GN00001083 | RS KANKER DHARMAIS | JAKARTA-2 | DKI JAKARTA | JAKARTA BARAT | MAIN UNIT | CUSTOMER | 21 October 2015 | SURYADI | 21 October 2015 |  | 21 October 2015 | SURYADI | - |  | ACTIVE
CV1301E1509 | SCT04 | CITADEL 2000 | DIAGNOSTIC 2 | SHANDON DIAGNOSTICS Ltd. | GN00001246 | RS BALIMED | DENPASAR | BALI | DENPASAR | MAIN UNIT | CUSTOMER | 18 July 2018 | SAHID DERMAWAN - SPV TSE BARAT | 28 May 2018 |  | 18 July 2018 | SAHID DERMAWAN - SPV TSE BARAT | - |  | ACTIVE
CV5060E1707 | SCT24 | VACCUM UNIT FOR CITADEL | DIAGNOSTIC 2 | SHANDON DIAGNOSTICS Ltd. | GN00002986 | RDC PUSAT - RAWAGELAM | PUSAT | DKI JAKARTA | JAKARTA TIMUR | MAIN UNIT | EMP | - |  | 1 January 1900 |  | - |  | - |  | ACTIVE
CV5065E1707 | SCT24 | VACCUM UNIT FOR CITADEL | DIAGNOSTIC 2 | SHANDON DIAGNOSTICS Ltd. | GN00002986 | RDC PUSAT - RAWAGELAM | PUSAT | DKI JAKARTA | JAKARTA TIMUR | MAIN UNIT | EMP | - |  | 1 January 1900 |  | - |  | - |  | ACTIVE
CV51441703 | ECA14 | Clearvue Coverslipper | DIAGNOSTIC 2 | SHANDON DIAGNOSTICS Ltd. | GN00002985 | WORKSHOOP CSM PUSAT | PUSAT | DKI JAKARTA | JAKARTA TIMUR | MAIN UNIT | EMP | 29 September 2017 | TRIYONO - TSE AREA BARAT | 29 September 2017 |  | 29 September 2017 | TRIYONO - TSE AREA BARAT | - |  | ACTIVE
CV51471704 | ECA14 | Clearvue Coverslipper | DIAGNOSTIC 2 | SHANDON DIAGNOSTICS Ltd. | GN00002447 | RS PROF D R KANDAU MANADO ( RSUP PROF D R KANDAU MANADO ) | MANADO | SULAWESI UTARA | MANADO | MAIN UNIT | CUSTOMER | - |  | 25 April 2019 |  | - |  | - |  | ACTIVE
CV51761708 | SCC01 | CLEARVUETM COVERSLIPPER | DIAGNOSTIC 2 | SHANDON DIAGNOSTICS Ltd. | GN00002985 | WORKSHOOP CSM PUSAT | PUSAT | DKI JAKARTA | JAKARTA TIMUR | MAIN UNIT | EMP | 27 November 2017 | HARI UDI RAHARJO - TSE | 17 November 2017 |  | 27 November 2017 | HARI UDI RAHARJO - TSE | - |  | ACTIVE
CV51771708 | SCC01 | CLEARVUETM COVERSLIPPER | DIAGNOSTIC 2 | SHANDON DIAGNOSTICS Ltd. | GN00000772 | RSU DAYA | MAKASSAR | SULAWESI SELATAN | MAKASSAR | MAIN UNIT | EMP | 27 November 2017 | HARI UDI RAHARJO - TSE | 17 November 2017 |  | 27 November 2017 | HARI UDI RAHARJO - TSE | - |  | ACTIVE
CV51801708 | ECA14 | Clearvue Coverslipper | DIAGNOSTIC 2 | SHANDON DIAGNOSTICS Ltd. | GN00003153 | BALAI BESAR VETERINER MAROS | MAKASSAR | SULAWESI SELATAN | MAROS | MAIN UNIT | CUSTOMER | - |  | 28 August 2025 |  | - |  | 11 September 2025 | SAHID DERMAWAN - SPV TSE BARAT | ACTIVE
CV51811708 | SCC01 | CLEARVUETM COVERSLIPPER | DIAGNOSTIC 2 | SHANDON DIAGNOSTICS Ltd. | GN00008867 | LABORATORIUM PENELITIAN DAN PENGUJIAN TERPADU (LPPT - UGM) | YOGYAKARTA | YOGYAKARTA | YOGYAKARTA | MAIN UNIT | CUSTOMER | 27 November 2017 | System Auto | 10 March 2022 | DIAN FEBRIYANA - TSE | 27 November 2017 | System Auto | 26 March 2022 | SARWANDI - TSE | ACTIVE
CV51841709 | ECA14 | Clearvue Coverslipper | DIAGNOSTIC 2 | SHANDON DIAGNOSTICS Ltd. | GN00002986 | RDC PUSAT - RAWAGELAM | PUSAT | DKI JAKARTA | JAKARTA TIMUR | MAIN UNIT | EMP | - |  | 20 December 2017 |  | - |  | - |  | ACTIVE
CV62652006 | SCC01 | CLEARVUETM COVERSLIPPER | DIAGNOSTIC 2 | SHANDON DIAGNOSTICS Ltd. | GN00000772 | RSU DAYA | MAKASSAR | SULAWESI SELATAN | MAKASSAR | MAIN UNIT | EMP | 6 January 2021 | NOVAN KURNIARTATO - TSE | - |  | 17 December 2020 | NOVAN KURNIARTATO - TSE | 13 September 2023 | System Auto | ACTIVE
CY00202401EP | SCY02 | CYTOSPIN 4 CENTRIFUGE | DIAGNOSTIC 2 | SHANDON DIAGNOSTICS Ltd. | GN00002985 | WORKSHOOP CSM PUSAT | PUSAT | DKI JAKARTA | JAKARTA TIMUR | MAIN UNIT | EMP | - |  | 29 April 2025 |  | 5 April 2024 | LEO LANANG SIGIT - TSE CP | 14 May 2025 | SAHID DERMAWAN - SPV TSE BARAT | ACTIVE
CY00222401EP | SCY02 | CYTOSPIN 4 CENTRIFUGE | DIAGNOSTIC 2 | SHANDON DIAGNOSTICS Ltd. | GN00000930 | RS DUSTIRA | BANDUNG | JAWA BARAT | CIMAHI | MAIN UNIT | CUSTOMER | - |  | 28 July 2025 |  | 5 April 2024 | LEO LANANG SIGIT - TSE CP | 4 August 2025 | SAHID DERMAWAN - SPV TSE BARAT | ACTIVE
CY00302401EP | SCY02 | CYTOSPIN 4 CENTRIFUGE | DIAGNOSTIC 2 | SHANDON DIAGNOSTICS Ltd. | GN00001788 | RSUD DR RSOEDJATI SOEMODIARDJO GROBOGAN | SOLO | JAWA TENGAH | PURWODADI | MAIN UNIT | CUSTOMER | - |  | 23 September 2025 |  | 5 April 2024 | LEO LANANG SIGIT - TSE CP | 2 October 2025 | SAHID DERMAWAN - SPV TSE BARAT | ACTIVE
CY00312401EP | SCY02 | CYTOSPIN 4 CENTRIFUGE | DIAGNOSTIC 2 | SHANDON DIAGNOSTICS Ltd. | GN25080014 | EKA HOSPITAL MT HARYONO | PEJATEN | DKI JAKARTA | JAKARTA SELATAN | MAIN UNIT | CUSTOMER | - |  | 29 August 2025 |  | 5 April 2024 | LEO LANANG SIGIT - TSE CP | 11 September 2025 | SAHID DERMAWAN - SPV TSE BARAT | ACTIVE
CY00322401EP | SCY02 | CYTOSPIN 4 CENTRIFUGE | DIAGNOSTIC 2 | SHANDON DIAGNOSTICS Ltd. | GN00001069 | RSUD LEUWILIANG | BOGOR | JAWA BARAT | BOGOR | MAIN UNIT | CUSTOMER | - |  | 6 November 2025 |  | 5 April 2024 | LEO LANANG SIGIT - TSE CP | 13 November 2025 | SAHID DERMAWAN - SPV TSE BARAT | ACTIVE
CY00332401EP | SCY02 | CYTOSPIN 4 CENTRIFUGE | DIAGNOSTIC 2 | SHANDON DIAGNOSTICS Ltd. | GN00002986 | RDC PUSAT - RAWAGELAM | PUSAT | DKI JAKARTA | JAKARTA TIMUR | MAIN UNIT | EMP | - |  | - |  | 5 April 2024 | LEO LANANG SIGIT - TSE CP | - |  | ACTIVE
CY00362401EP | SCY02 | CYTOSPIN 4 CENTRIFUGE | DIAGNOSTIC 2 | SHANDON DIAGNOSTICS Ltd. | GN00002986 | RDC PUSAT - RAWAGELAM | PUSAT | DKI JAKARTA | JAKARTA TIMUR | MAIN UNIT | EMP | - |  | - |  | 11 June 2024 | LEO LANANG SIGIT - TSE CP | - |  | ACTIVE
CY00652403EP | SCY02 | CYTOSPIN 4 CENTRIFUGE | DIAGNOSTIC 2 | SHANDON DIAGNOSTICS Ltd. | GN00002986 | RDC PUSAT - RAWAGELAM | PUSAT | DKI JAKARTA | JAKARTA TIMUR | MAIN UNIT | EMP | - |  | - |  | 11 June 2024 | LEO LANANG SIGIT - TSE CP | - |  | ACTIVE
CY00662403EP | SCY02 | CYTOSPIN 4 CENTRIFUGE | DIAGNOSTIC 2 | SHANDON DIAGNOSTICS Ltd. | GN00002986 | RDC PUSAT - RAWAGELAM | PUSAT | DKI JAKARTA | JAKARTA TIMUR | MAIN UNIT | EMP | - |  | - |  | 11 June 2024 | LEO LANANG SIGIT - TSE CP | - |  | ACTIVE
CY00812403EP | SCY02 | CYTOSPIN 4 CENTRIFUGE | DIAGNOSTIC 2 | SHANDON DIAGNOSTICS Ltd. | GN00002986 | RDC PUSAT - RAWAGELAM | PUSAT | DKI JAKARTA | JAKARTA TIMUR | MAIN UNIT | EMP | - |  | - |  | 11 June 2024 | LEO LANANG SIGIT - TSE CP | - |  | ACTIVE
CY01592405EP | SCY02 | CYTOSPIN 4 CENTRIFUGE | DIAGNOSTIC 2 | SHANDON DIAGNOSTICS Ltd. | GN00002986 | RDC PUSAT - RAWAGELAM | PUSAT | DKI JAKARTA | JAKARTA TIMUR | MAIN UNIT | EMP | - |  | - |  | 11 June 2024 | LEO LANANG SIGIT - TSE CP | - |  | ACTIVE
CY043990207 | SCY02 | CYTOSPIN 4 CENTRIFUGE | DIAGNOSTIC 2 | SHANDON DIAGNOSTICS Ltd. | GN00000514 | RS ST. ELISABETH (RJ) | SEMARANG | JAWA TENGAH | SEMARANG | MAIN UNIT | CUSTOMER | - |  | 3 January 2003 |  | - |  | - |  | ACTIVE
CY08812309EP | SCY02 | CYTOSPIN 4 CENTRIFUGE | DIAGNOSTIC 2 | SHANDON DIAGNOSTICS Ltd. | GN00002986 | RDC PUSAT - RAWAGELAM | PUSAT | DKI JAKARTA | JAKARTA TIMUR | ACCESSORIES | EMP | - |  | - |  | 30 October 2025 | LEO LANANG SIGIT - TSE CP | - |  | ACTIVE
CY08812509EP | SCY02 | CYTOSPIN 4 CENTRIFUGE | DIAGNOSTIC 2 | SHANDON DIAGNOSTICS Ltd. | GN00002986 | RDC PUSAT - RAWAGELAM | PUSAT | DKI JAKARTA | JAKARTA TIMUR | MAIN UNIT | EMP | - |  | - |  | 30 October 2025 | LEO LANANG SIGIT - TSE CP | - |  | ACTIVE
CY13150308 | SCY02 | CYTOSPIN 4 CENTRIFUGE | DIAGNOSTIC 2 | SHANDON DIAGNOSTICS Ltd. | GN00001905 | RSUD TIDAR KAB MAGELANG | YOGYAKARTA | YOGYAKARTA | YOGYAKARTA | MAIN UNIT | CUSTOMER | 2 September 2015 | DIAN FEBRIYANA - TSE | 1 January 1900 |  | 2 September 2015 | DIAN FEBRIYANA - TSE | - |  | ACTIVE
CY17000402 | SCY02 | CYTOSPIN 4 CENTRIFUGE | DIAGNOSTIC 2 | SHANDON DIAGNOSTICS Ltd. | GN00003065 | LAB WASPADA | SEMARANG | JAWA TENGAH | SEMARANG | MAIN UNIT | CUSTOMER | - |  | 1 January 1900 |  | - |  | - |  | ACTIVE
CY200041608 | SCY2N |  |  |  | GN00004893 | RS PENDIDIKAN UNS SURAKARTA | SOLO | JAWA TENGAH | SURAKARTA | MAIN UNIT | CUSTOMER | - |  | 18 November 2016 |  | - |  | - |  | INACTIVE
CY200051608 | SCY02 | CYTOSPIN 4 CENTRIFUGE | DIAGNOSTIC 2 | SHANDON DIAGNOSTICS Ltd. | GN00000280 | RSUD AROSUKA | PADANG | SUMATERA BARAT | AROSUKA | MAIN UNIT | CUSTOMER | 14 December 2016 |  | 14 December 2016 |  | 14 December 2016 |  | - |  | ACTIVE
CY200061608 | SCY2N |  |  |  | GN00012197 | RS INDRIATI SOLO BARU | SOLO | JAWA TENGAH | SUKOHARJO | MAIN UNIT | CUSTOMER | 14 June 2017 | SAHID DERMAWAN - SPV TSE BARAT | 11 April 2017 |  | 14 June 2017 | SAHID DERMAWAN - SPV TSE BARAT | - |  | INACTIVE
CY200091608 | SCY02 | CYTOSPIN 4 CENTRIFUGE | DIAGNOSTIC 2 | SHANDON DIAGNOSTICS Ltd. | GN00008697 | RS UNIVERSITAS INDONESIA (RSUI) | PEJATEN | JAWA BARAT | DEPOK | MAIN UNIT | CUSTOMER | - |  | 12 March 2019 |  | - |  | - |  | ACTIVE
CY20010608 | SCY02 | CYTOSPIN 4 CENTRIFUGE | DIAGNOSTIC 2 | SHANDON DIAGNOSTICS Ltd. | GN00002813 | RS Universitas Yarsi | JAKARTA-1 | DKI JAKARTA |  | MAIN UNIT | CUSTOMER | 18 June 2018 | MOHAMAD SUKARJO - TSE CP | 18 June 2018 |  | 18 June 2018 | MOHAMAD SUKARJO - TSE CP | - |  | ACTIVE
CY200111608 | SCY2N |  |  |  | GN00002985 | WORKSHOOP CSM PUSAT | PUSAT | DKI JAKARTA | JAKARTA TIMUR | MAIN UNIT | EMP | 17 May 2018 | FARIDA ADELINA | 21 July 2022 | NICO HERMAWAN - TSE CP | 17 May 2018 | FARIDA ADELINA | 21 April 2025 | SAHID DERMAWAN - SPV TSE BARAT | INACTIVE
CY206041706 | SCY02 | CYTOSPIN 4 CENTRIFUGE | DIAGNOSTIC 2 | SHANDON DIAGNOSTICS Ltd. | GN00001875 | FAK KEDOKTERAN UGM | YOGYAKARTA | YOGYAKARTA | YOGYAKARTA | MAIN UNIT | CUSTOMER | - |  | 27 February 2019 |  | - |  | - |  | ACTIVE
CY210851804 | SCY02 | CYTOSPIN 4 CENTRIFUGE | DIAGNOSTIC 2 | SHANDON DIAGNOSTICS Ltd. | GN00002139 | RS PARU DR. ARIO WIRAWAN SALATIGA | SEMARANG | JAWA TENGAH | SALATIGA | MAIN UNIT | CUSTOMER | - |  | 6 February 2019 |  | - |  | - |  | ACTIVE
CY210881804 | SCY02 | CYTOSPIN 4 CENTRIFUGE | DIAGNOSTIC 2 | SHANDON DIAGNOSTICS Ltd. | GN00003404 | RS BHAKTI ASIH | TEGAL | JAWA TENGAH | BREBES | MAIN UNIT | CUSTOMER | - |  | 26 October 2018 |  | - |  | - |  | ACTIVE
CY216521812 | SCY02 | CYTOSPIN 4 CENTRIFUGE | DIAGNOSTIC 2 | SHANDON DIAGNOSTICS Ltd. | GN00001168 | RSUD Cideres | CIREBON | JAWA BARAT | MAJALENGKA | MAIN UNIT | CUSTOMER | - |  | 10 September 2019 |  | - |  | - |  | ACTIVE
CY216531812 | SCY02 | CYTOSPIN 4 CENTRIFUGE | DIAGNOSTIC 2 | SHANDON DIAGNOSTICS Ltd. | GN00000970 | RSUD MAJALAYA | BANDUNG | JAWA BARAT | BANDUNG | MAIN UNIT | CUSTOMER | 30 October 2019 | SUKMA WIJAYA - TSE | 1 July 2019 |  | 30 October 2019 | SUKMA WIJAYA - TSE | - |  | ACTIVE
CY216541812 | SCY02 | CYTOSPIN 4 CENTRIFUGE | DIAGNOSTIC 2 | SHANDON DIAGNOSTICS Ltd. | GN00002986 | RDC PUSAT - RAWAGELAM | PUSAT | DKI JAKARTA | JAKARTA TIMUR | MAIN UNIT | EMP | - |  | 20 February 2019 |  | - |  | - |  | ACTIVE
CY216571812 | SCY02 | CYTOSPIN 4 CENTRIFUGE | DIAGNOSTIC 2 | SHANDON DIAGNOSTICS Ltd. | GN00000238 | RSUD M NATSIR SOLOK | PADANG | SUMATERA BARAT | SOLOK | MAIN UNIT | CUSTOMER | - |  | 22 July 2019 |  | - |  | - |  | ACTIVE
CY219411906 | SCY02 | CYTOSPIN 4 CENTRIFUGE | DIAGNOSTIC 2 | SHANDON DIAGNOSTICS Ltd. | GN00006018 | RSUD GUNUNGJATI | CIREBON | JAWA BARAT | CIREBON | MAIN UNIT | CUSTOMER | - |  | 21 August 2019 |  | - |  | - |  | ACTIVE
CY219421906 | SCY02 | CYTOSPIN 4 CENTRIFUGE | DIAGNOSTIC 2 | SHANDON DIAGNOSTICS Ltd. | GN00000966 | RSUD CIKALONG WETAN | BANDUNG | JAWA BARAT | BANDUNG | MAIN UNIT | CUSTOMER | - |  | 26 March 2022 | SUKMA WIJAYA - TSE | - |  | 26 March 2022 | SUKMA WIJAYA - TSE | ACTIVE
CY219431906 | SCY02 | CYTOSPIN 4 CENTRIFUGE | DIAGNOSTIC 2 | SHANDON DIAGNOSTICS Ltd. | GN00002986 | RDC PUSAT - RAWAGELAM | PUSAT | DKI JAKARTA | JAKARTA TIMUR | MAIN UNIT | EMP | - |  | - |  | - |  | - |  | ACTIVE
CY219441906 | SCY02 | CYTOSPIN 4 CENTRIFUGE | DIAGNOSTIC 2 | SHANDON DIAGNOSTICS Ltd. | GN00002986 | RDC PUSAT - RAWAGELAM | PUSAT | DKI JAKARTA | JAKARTA TIMUR | MAIN UNIT | EMP | - |  | 8 April 2020 |  | - |  | - |  | ACTIVE
CY220011908 | SCY02 | CYTOSPIN 4 CENTRIFUGE | DIAGNOSTIC 2 | SHANDON DIAGNOSTICS Ltd. | GN00001757 | RSUD DR. M. ASHARI | TEGAL | JAWA TENGAH | PEMALANG | MAIN UNIT | CUSTOMER | 15 May 2020 | MUNADI - TSE | 15 May 2020 |  | 15 May 2020 | MUNADI - TSE | - |  | ACTIVE
CY220071908 | SCY03 | CYTOSPIN 4 CENTRIFUGE | DIAGNOSTIC 2 | SHANDON DIAGNOSTICS Ltd. | GN00006125 | RS SARI ASIH KARAWACI | TANGERANG | BANTEN | TANGERANG | MAIN UNIT | CUSTOMER | 26 December 2019 | ARBIANSYAH - TSE | 26 December 2019 |  | 26 December 2019 | ARBIANSYAH - TSE | - |  | ACTIVE
CY220181908 | SCY02 | CYTOSPIN 4 CENTRIFUGE | DIAGNOSTIC 2 | SHANDON DIAGNOSTICS Ltd. | GN00000756 | RSU ANUTAPURA | PALU | SULAWESI TENGAH | PALU | MAIN UNIT | CUSTOMER | 30 June 2020 | LEO LANANG SIGIT - TSE CP | 23 July 2020 | SARWANDI - TSE | 29 June 2020 | LEO LANANG SIGIT - TSE CP | 23 July 2020 | SARWANDI - TSE | ACTIVE
CY221041910 | SCY02 | CYTOSPIN 4 CENTRIFUGE | DIAGNOSTIC 2 | SHANDON DIAGNOSTICS Ltd. | GN00002986 | RDC PUSAT - RAWAGELAM | PUSAT | DKI JAKARTA | JAKARTA TIMUR | MAIN UNIT | EMP | 15 January 2020 | LEO LANANG SIGIT - TSE CP | - |  | 15 January 2020 | LEO LANANG SIGIT - TSE CP | - |  | ACTIVE
CY221301910 | SCY02 | CYTOSPIN 4 CENTRIFUGE | DIAGNOSTIC 2 | SHANDON DIAGNOSTICS Ltd. | GN00002986 | RDC PUSAT - RAWAGELAM | PUSAT | DKI JAKARTA | JAKARTA TIMUR | MAIN UNIT | EMP | 28 April 2020 | SUKMA WIJAYA - TSE | 28 April 2020 |  | 28 April 2020 | SUKMA WIJAYA - TSE | - |  | ACTIVE
CY22153190 | SCY02 | CYTOSPIN 4 CENTRIFUGE | DIAGNOSTIC 2 | SHANDON DIAGNOSTICS Ltd. | GN00002986 | RDC PUSAT - RAWAGELAM | PUSAT | DKI JAKARTA | JAKARTA TIMUR | MAIN UNIT | EMP | 15 January 2020 | LEO LANANG SIGIT - TSE CP | - |  | 15 January 2020 | LEO LANANG SIGIT - TSE CP | - |  | INACTIVE
CY221531910 | SCY02 | CYTOSPIN 4 CENTRIFUGE | DIAGNOSTIC 2 | SHANDON DIAGNOSTICS Ltd. | GN00002663 | RSUD DR SOEDIRMAN KEBUMEN | PURWOKERTO | JAWA TENGAH | PURWOKERTO | MAIN UNIT | CUSTOMER | 13 October 2020 | LEO LANANG SIGIT - TSE CP | 13 October 2020 | HARI UDI RAHARJO - TSE | 13 October 2020 | LEO LANANG SIGIT - TSE CP | 13 October 2020 | HARI UDI RAHARJO - TSE | ACTIVE
CY224292005 | SCY02 | CYTOSPIN 4 CENTRIFUGE | DIAGNOSTIC 2 | SHANDON DIAGNOSTICS Ltd. | GN00001206 | RSUD PROF DR MARGONO SOEKARJO | PURWOKERTO | JAWA TENGAH | BANYUMAS | MAIN UNIT | CUSTOMER | 17 June 2020 | FAJAR FAHMI - TSE | 7 December 2020 | RIDWAN - TSE | 17 June 2020 | FAJAR FAHMI - TSE | 7 December 2020 | RIDWAN - TSE | ACTIVE
CY224302005 | SCY02 | CYTOSPIN 4 CENTRIFUGE | DIAGNOSTIC 2 | SHANDON DIAGNOSTICS Ltd. | GN00006544 | RSUD DR HYULIDIN AWAY | BANDA ACEH | ACEH | BANDA ACEH | MAIN UNIT | CUSTOMER | 17 June 2020 | FAJAR FAHMI - TSE | 30 April 2021 | ABDI PUTRA - TSE | 17 June 2020 | FAJAR FAHMI - TSE | 30 April 2021 | ABDI PUTRA - TSE | ACTIVE
CY224312005 | SCY02 | CYTOSPIN 4 CENTRIFUGE | DIAGNOSTIC 2 | SHANDON DIAGNOSTICS Ltd. | GN21060007 | EKA HOSPITAL CIBUBUR | DEPOK | JAWA BARAT | DEPOK | MAIN UNIT | CUSTOMER | 17 June 2020 | FAJAR FAHMI - TSE | 30 March 2022 | MUHAMMAD FAJAR - TSE | 17 June 2020 | FAJAR FAHMI - TSE | 30 March 2022 | MUHAMMAD FAJAR - TSE | ACTIVE
CY2243212005 | SCY02 | CYTOSPIN 4 CENTRIFUGE | DIAGNOSTIC 2 | SHANDON DIAGNOSTICS Ltd. | GN00002986 | RDC PUSAT - RAWAGELAM | PUSAT | DKI JAKARTA | JAKARTA TIMUR | MAIN UNIT | EMP | 17 June 2020 | FAJAR FAHMI - TSE | - |  | 17 June 2020 | FAJAR FAHMI - TSE | - |  | INACTIVE
CY26080503 | SCY02 | CYTOSPIN 4 CENTRIFUGE | DIAGNOSTIC 2 | SHANDON DIAGNOSTICS Ltd. | GN00001104 | RS Pantai Indah Kapuk (PIK) | JAKARTA-2 | DKI JAKARTA | JAKARTA UTARA | MAIN UNIT | CUSTOMER | 25 August 2014 | AGUS FAUZI | 1 July 2012 |  | 25 August 2014 | AGUS FAUZI | - |  | ACTIVE
CY300882101EP | SCY02 | CYTOSPIN 4 CENTRIFUGE | DIAGNOSTIC 2 | SHANDON DIAGNOSTICS Ltd. | GN00000535 | RSUP DR KARIADI | SEMARANG | JAWA TENGAH | SEMARANG | MAIN UNIT | EMP | - |  | 26 April 2022 | ANDRIAS NUGROHO - TSE | 19 March 2021 | LEO LANANG SIGIT - TSE CP | 26 April 2022 | ANDRIAS NUGROHO - TSE | ACTIVE
CY300962102EP | SCY02 | CYTOSPIN 4 CENTRIFUGE | DIAGNOSTIC 2 | SHANDON DIAGNOSTICS Ltd. | GN18050025 | POLTEKES JAMBI | JAMBI | JAMBI | JAMBI | MAIN UNIT | CUSTOMER | - |  | 30 April 2021 | ABDI PUTRA - TSE | 19 March 2021 | LEO LANANG SIGIT - TSE CP | 30 April 2021 | ABDI PUTRA - TSE | ACTIVE
CY300972102EP | SCY02 | CYTOSPIN 4 CENTRIFUGE | DIAGNOSTIC 2 | SHANDON DIAGNOSTICS Ltd. | GN00004589 | RSUP SARDJITO YOGYAKARTA | YOGYAKARTA | YOGYAKARTA | YOGYAKARTA | MAIN UNIT | CUSTOMER | - |  | 15 April 2021 | HARI UDI RAHARJO - TSE | 19 March 2021 | LEO LANANG SIGIT - TSE CP | 15 April 2021 | HARI UDI RAHARJO - TSE | ACTIVE
CY3009821021EP | SCY02 | CYTOSPIN 4 CENTRIFUGE | DIAGNOSTIC 2 | SHANDON DIAGNOSTICS Ltd. | GN00002986 | RDC PUSAT - RAWAGELAM | PUSAT | DKI JAKARTA | JAKARTA TIMUR | MAIN UNIT | EMP | - |  | - |  | 19 March 2021 | LEO LANANG SIGIT - TSE CP | - |  | INACTIVE
CY300982102EP | SCY03 | CYTOSPIN 4 CENTRIFUGE | DIAGNOSTIC 2 | SHANDON DIAGNOSTICS Ltd. | GN00000196 | RS EKA HOSPITAL PEKANBARU | PEKAN BARU | RIAU | PEKANBARU | MAIN UNIT | CUSTOMER | - |  | 30 August 2021 | RUDI SETIAWAN - TSE | 7 August 2021 | LEO LANANG SIGIT - TSE CP | 30 August 2021 | RUDI SETIAWAN - TSE | ACTIVE
CY300992102EP | SCY02 | CYTOSPIN 4 CENTRIFUGE | DIAGNOSTIC 2 | SHANDON DIAGNOSTICS Ltd. | GN21070017 | RSUD Kota Banjar | TASIKMALAYA | JAWA BARAT | TASIKMALAYA | MAIN UNIT | CUSTOMER | - |  | 26 July 2021 | SUKMA WIJAYA - TSE | 19 March 2021 | LEO LANANG SIGIT - TSE CP | 26 July 2021 | SUKMA WIJAYA - TSE | ACTIVE
CY304322107EP | SCY02 | CYTOSPIN 4 CENTRIFUGE | DIAGNOSTIC 2 | SHANDON DIAGNOSTICS Ltd. | GN00001073 | RSU PELABUHAN RATU | BOGOR | JAWA BARAT | SUKABUMI | MAIN UNIT | CUSTOMER | - |  | - |  | 21 October 2021 | LEO LANANG SIGIT - TSE CP | - |  | ACTIVE
CY304332107EP | SCY02 | CYTOSPIN 4 CENTRIFUGE | DIAGNOSTIC 2 | SHANDON DIAGNOSTICS Ltd. | GN00002986 | RDC PUSAT - RAWAGELAM | PUSAT | DKI JAKARTA | JAKARTA TIMUR | MAIN UNIT | EMP | - |  | - |  | 21 October 2021 | LEO LANANG SIGIT - TSE CP | - |  | ACTIVE
CY304342107EP | SCY02 | CYTOSPIN 4 CENTRIFUGE | DIAGNOSTIC 2 | SHANDON DIAGNOSTICS Ltd. | GN00002986 | RDC PUSAT - RAWAGELAM | PUSAT | DKI JAKARTA | JAKARTA TIMUR | MAIN UNIT | EMP | - |  | - |  | 21 October 2021 | LEO LANANG SIGIT - TSE CP | - |  | ACTIVE
CY304512108EP | SCY02 | CYTOSPIN 4 CENTRIFUGE | DIAGNOSTIC 2 | SHANDON DIAGNOSTICS Ltd. | GN00000526 | RSUD KOTA SEMARANG | SEMARANG | JAWA TENGAH | SEMARANG | MAIN UNIT | CUSTOMER | - |  | 29 December 2021 | ANDRIAS NUGROHO - TSE | 21 October 2021 | LEO LANANG SIGIT - TSE CP | 29 December 2021 | ANDRIAS NUGROHO - TSE | ACTIVE
CY30452108EP | SCY02 | CYTOSPIN 4 CENTRIFUGE | DIAGNOSTIC 2 | SHANDON DIAGNOSTICS Ltd. | GN00002986 | RDC PUSAT - RAWAGELAM | PUSAT | DKI JAKARTA | JAKARTA TIMUR | MAIN UNIT | EMP | - |  | - |  | 21 October 2021 | LEO LANANG SIGIT - TSE CP | - |  | INACTIVE
CY304522108EP | SCY02 | CYTOSPIN 4 CENTRIFUGE | DIAGNOSTIC 2 | SHANDON DIAGNOSTICS Ltd. | GN00002455 | RSUD DJOJONEGORO TEMANGGUNG | YOGYAKARTA | YOGYAKARTA | TEMANGGUNG | MAIN UNIT | CUSTOMER | - |  | 10 December 2021 | DIAN FEBRIYANA - TSE | 21 October 2021 | LEO LANANG SIGIT - TSE CP | 10 December 2021 | DIAN FEBRIYANA - TSE | ACTIVE
CY304532108EP | SCY02 | CYTOSPIN 4 CENTRIFUGE | DIAGNOSTIC 2 | SHANDON DIAGNOSTICS Ltd. | GN00001180 | RSTP (TUBERCOLOSIS PARU) SIDAWANGI | CIREBON | JAWA BARAT | CIREBON | MAIN UNIT | CUSTOMER | - |  | 25 November 2021 | ARBIANSYAH - TSE | 21 October 2021 | LEO LANANG SIGIT - TSE CP | 25 November 2021 | ARBIANSYAH - TSE | ACTIVE
CY304552108EP | SCY02 | CYTOSPIN 4 CENTRIFUGE | DIAGNOSTIC 2 | SHANDON DIAGNOSTICS Ltd. | GN00001903 | RSUD WATES | YOGYAKARTA | YOGYAKARTA | YOGYAKARTA | MAIN UNIT | CUSTOMER | - |  | 5 November 2021 | RIDWAN - TSE | 21 October 2021 | LEO LANANG SIGIT - TSE CP | 5 November 2021 | RIDWAN - TSE | ACTIVE
CY304562108EP | SCY02 | CYTOSPIN 4 CENTRIFUGE | DIAGNOSTIC 2 | SHANDON DIAGNOSTICS Ltd. | GN00000005 | RSUD KARAWANG | BEKASI | JAWA BARAT | BEKASI | MAIN UNIT | CUSTOMER | - |  | 29 November 2021 | GATOT SURYA ADIPUTRA - TSE | 21 October 2021 | LEO LANANG SIGIT - TSE CP | 29 November 2021 | GATOT SURYA ADIPUTRA - TSE | ACTIVE
CY304572108EP | SCY02 | CYTOSPIN 4 CENTRIFUGE | DIAGNOSTIC 2 | SHANDON DIAGNOSTICS Ltd. | GN00001679 | RSUD ABEPURA | JAYAPURA | PAPUA | JAYAPURA | MAIN UNIT | CUSTOMER | - |  | 18 February 2022 | PHILIP LAKRISNA - TSE | 21 October 2021 | LEO LANANG SIGIT - TSE CP | 18 February 2022 | PHILIP LAKRISNA - TSE | ACTIVE
CY304582108EP | SCY02 | CYTOSPIN 4 CENTRIFUGE | DIAGNOSTIC 2 | SHANDON DIAGNOSTICS Ltd. | GN00002986 | RDC PUSAT - RAWAGELAM | PUSAT | DKI JAKARTA | JAKARTA TIMUR | MAIN UNIT | EMP | - |  | - |  | 21 October 2021 | LEO LANANG SIGIT - TSE CP | - |  | ACTIVE
CY305122109EP | SCY02 | CYTOSPIN 4 CENTRIFUGE | DIAGNOSTIC 2 | SHANDON DIAGNOSTICS Ltd. | GN20010027 | RSUD BENDAN KOTA PEKALONGAN | TEGAL | JAWA TENGAH | TEGAL | MAIN UNIT | CUSTOMER | - |  | 15 February 2022 | ANDRIAS NUGROHO - TSE | 29 November 2021 | LEO LANANG SIGIT - TSE CP | 15 February 2022 | ANDRIAS NUGROHO - TSE | ACTIVE
CY305232109EP | SCY02 | CYTOSPIN 4 CENTRIFUGE | DIAGNOSTIC 2 | SHANDON DIAGNOSTICS Ltd. | GN00007750 | RS MITRA KELUARGA KENJERAN | SURABAYA-2 | JAWA TIMUR | SURABAYA | MAIN UNIT | CUSTOMER | - |  | 25 February 2022 | FAJAR LESMANA - TSE | 29 November 2021 | LEO LANANG SIGIT - TSE CP | 25 February 2022 | FAJAR LESMANA - TSE | ACTIVE
CY305242109EP | SCY02 | CYTOSPIN 4 CENTRIFUGE | DIAGNOSTIC 2 | SHANDON DIAGNOSTICS Ltd. | GN00001140 | RS Eka Hospital | TANGERANG | BANTEN | TANGERANG | MAIN UNIT | CUSTOMER | - |  | 8 June 2022 | ADITIYA NOVANDRA - TSE | 29 November 2021 | LEO LANANG SIGIT - TSE CP | 8 June 2022 | ADITIYA NOVANDRA - TSE | ACTIVE
CY305252109EP | SCY02 | CYTOSPIN 4 CENTRIFUGE | DIAGNOSTIC 2 | SHANDON DIAGNOSTICS Ltd. | GN00002027 | RSUD TJITROWARDOJO Purworejo | YOGYAKARTA | YOGYAKARTA |  | MAIN UNIT | EMP | - |  | 14 September 2023 | RIDWAN - TSE | 29 November 2021 | LEO LANANG SIGIT - TSE CP | 14 September 2023 | RIDWAN - TSE | ACTIVE
CY305262109EP | SCY02 | CYTOSPIN 4 CENTRIFUGE | DIAGNOSTIC 2 | SHANDON DIAGNOSTICS Ltd. | GN00002986 | RDC PUSAT - RAWAGELAM | PUSAT | DKI JAKARTA | JAKARTA TIMUR | MAIN UNIT | EMP | - |  | - |  | 29 November 2021 | LEO LANANG SIGIT - TSE CP | - |  | ACTIVE
CY307992202EP | SCY02 | CYTOSPIN 4 CENTRIFUGE | DIAGNOSTIC 2 | SHANDON DIAGNOSTICS Ltd. | GN00001805 | RSUD SIMO | SOLO | JAWA TENGAH | BOYOLALI | MAIN UNIT | CUSTOMER | - |  | 6 May 2022 | HARI UDI RAHARJO - TSE | 25 April 2022 | LEO LANANG SIGIT - TSE CP | 6 May 2022 | HARI UDI RAHARJO - TSE | ACTIVE
CY308072202EP | SCY02 | CYTOSPIN 4 CENTRIFUGE | DIAGNOSTIC 2 | SHANDON DIAGNOSTICS Ltd. | GN00001215 | RSUD DR. R. GOETENG TAROENADIBRATA PURBALINGGA | PURWOKERTO | JAWA TENGAH | PURBALINGGA | MAIN UNIT | CUSTOMER | - |  | 26 July 2022 | RIDWAN - TSE | 25 April 2022 | LEO LANANG SIGIT - TSE CP | 26 July 2022 | RIDWAN - TSE | ACTIVE
CY308082202EP | SCY02 | CYTOSPIN 4 CENTRIFUGE | DIAGNOSTIC 2 | SHANDON DIAGNOSTICS Ltd. | GN00000968 | RSUD KOTA BANDUNG | BANDUNG | JAWA BARAT | BANDUNG | MAIN UNIT | CUSTOMER | - |  | 29 July 2022 | ARBIANSYAH - TSE | 25 April 2022 | LEO LANANG SIGIT - TSE CP | 29 July 2022 | ARBIANSYAH - TSE | ACTIVE
CY308092202EP | SCY02 | CYTOSPIN 4 CENTRIFUGE | DIAGNOSTIC 2 | SHANDON DIAGNOSTICS Ltd. | GN00002458 | RSUD DR SOEDOMO | KEDIRI | JAWA TIMUR | TRENGGALEK | MAIN UNIT | CUSTOMER | - |  | 16 August 2022 | FAJAR FAHMI - TSE | 25 April 2022 | LEO LANANG SIGIT - TSE CP | 16 August 2022 | FAJAR FAHMI - TSE | ACTIVE
CY308102202EP | SCY02 | CYTOSPIN 4 CENTRIFUGE | DIAGNOSTIC 2 | SHANDON DIAGNOSTICS Ltd. | GN00000009 | RSU DR CIPTO MANGUNKUSUMO | JAKARTA-1 | DKI JAKARTA | JAKARTA PUSAT | MAIN UNIT | CUSTOMER | - |  | 8 September 2022 | ARDI HERMAWAN - TSE CP | 25 April 2022 | LEO LANANG SIGIT - TSE CP | 8 September 2022 | ARDI HERMAWAN - TSE CP | ACTIVE
CY308112202EP | SCY02 | CYTOSPIN 4 CENTRIFUGE | DIAGNOSTIC 2 | SHANDON DIAGNOSTICS Ltd. | GN22090031 | RS SILOAM BANJARMASIN | BANJARMASIN | KALIMANTAN SELATAN | BANJARMASIN | MAIN UNIT | CUSTOMER | - |  | 30 September 2022 | MUNADI - TSE | 25 April 2022 | LEO LANANG SIGIT - TSE CP | 30 September 2022 | MUNADI - TSE | ACTIVE
CY308232203EP | SCY02 | CYTOSPIN 4 CENTRIFUGE | DIAGNOSTIC 2 | SHANDON DIAGNOSTICS Ltd. | GN00011712 | POLTEKKES BANTEN | TANGERANG | BANTEN | TANGERANG | MAIN UNIT | CUSTOMER | - |  | 16 October 2022 | ADITIYA NOVANDRA - TSE | 25 April 2022 | LEO LANANG SIGIT - TSE CP | 16 October 2022 | ADITIYA NOVANDRA - TSE | ACTIVE
CY308252203EP | SCY02 | CYTOSPIN 4 CENTRIFUGE | DIAGNOSTIC 2 | SHANDON DIAGNOSTICS Ltd. | GN19040004 | RSUD DAYA MAKASSAR | MAKASSAR | SULAWESI SELATAN | MAKASSAR | MAIN UNIT | CUSTOMER | - |  | 26 October 2022 |  | 25 April 2022 | LEO LANANG SIGIT - TSE CP | 5 December 2023 | ANDI ISMAIL - SPV TSE TIMUR | ACTIVE
CY308262203EP | SCY02 | CYTOSPIN 4 CENTRIFUGE | DIAGNOSTIC 2 | SHANDON DIAGNOSTICS Ltd. | GN00002986 | RDC PUSAT - RAWAGELAM | PUSAT | DKI JAKARTA | JAKARTA TIMUR | MAIN UNIT | EMP | - |  | - |  | 25 April 2022 | LEO LANANG SIGIT - TSE CP | - |  | ACTIVE
CY308282203EP | SCY02 | CYTOSPIN 4 CENTRIFUGE | DIAGNOSTIC 2 | SHANDON DIAGNOSTICS Ltd. | GN20050003 | RS SILOAM PALANGKARAYA | BANJARMASIN | KALIMANTAN TENGAH | BANJARMASIN | MAIN UNIT | EMP | - |  | - |  | 25 April 2022 | LEO LANANG SIGIT - TSE CP | - |  | ACTIVE
CY308302203EP | SCY02 | CYTOSPIN 4 CENTRIFUGE | DIAGNOSTIC 2 | SHANDON DIAGNOSTICS Ltd. | GN00002986 | RDC PUSAT - RAWAGELAM | PUSAT | DKI JAKARTA | JAKARTA TIMUR | MAIN UNIT | EMP | - |  | - |  | 25 April 2022 | LEO LANANG SIGIT - TSE CP | - |  | ACTIVE
CY308312203EP | SCY02 | CYTOSPIN 4 CENTRIFUGE | DIAGNOSTIC 2 | SHANDON DIAGNOSTICS Ltd. | GN00000666 | RSUD TAMIANG LAYANG | BANJARMASIN | KALIMANTAN TENGAH | PALANGKA RAYA | MAIN UNIT | CUSTOMER | - |  | 30 November 2022 |  | 25 April 2022 | LEO LANANG SIGIT - TSE CP | 10 October 2023 | ANDI ISMAIL - SPV TSE TIMUR | ACTIVE
CY308812204EP | SCY02 | CYTOSPIN 4 CENTRIFUGE | DIAGNOSTIC 2 | SHANDON DIAGNOSTICS Ltd. | GN00002986 | RDC PUSAT - RAWAGELAM | PUSAT | DKI JAKARTA | JAKARTA TIMUR | MAIN UNIT | EMP | - |  | - |  | 6 July 2022 | LEO LANANG SIGIT - TSE CP | - |  | ACTIVE
CY308822204EP | SCY02 | CYTOSPIN 4 CENTRIFUGE | DIAGNOSTIC 2 | SHANDON DIAGNOSTICS Ltd. | GN00011815 | RSU HERMINA ARCAMANIK | BANDUNG | JAWA BARAT | BANDUNG | MAIN UNIT | CUSTOMER | - |  | 13 January 2023 | ARBIANSYAH - TSE | 6 July 2022 | LEO LANANG SIGIT - TSE CP | 20 October 2023 | SAHID DERMAWAN - SPV TSE BARAT | ACTIVE
CY308832204EP | SCY02 | CYTOSPIN 4 CENTRIFUGE | DIAGNOSTIC 2 | SHANDON DIAGNOSTICS Ltd. | GN00009440 | RS. IBNU SINA BUKIT TINGGI | PADANG | SUMATERA BARAT | PADANG | MAIN UNIT | CUSTOMER | - |  | 9 May 2023 | ABDI PUTRA - TSE | 6 July 2022 | LEO LANANG SIGIT - TSE CP | 20 October 2023 | SAHID DERMAWAN - SPV TSE BARAT | ACTIVE
CY308842204EP | SCY02 | CYTOSPIN 4 CENTRIFUGE | DIAGNOSTIC 2 | SHANDON DIAGNOSTICS Ltd. | GN23040027 | RSUD MOHAMMAD NOER PAMEKASAN | SURABAYA-1 | JAWA TIMUR | SURABAYA | MAIN UNIT | CUSTOMER | - |  | 23 February 2023 |  | 6 July 2022 | LEO LANANG SIGIT - TSE CP | 16 October 2023 | ANDI ISMAIL - SPV TSE TIMUR | ACTIVE
CY308852204EP | SCY02 | CYTOSPIN 4 CENTRIFUGE | DIAGNOSTIC 2 | SHANDON DIAGNOSTICS Ltd. | GN00012102 | RSUD IDAMAN BANJARBARU | BANJARMASIN | KALIMANTAN SELATAN | BANJARMASIN | MAIN UNIT | CUSTOMER | - |  | 3 March 2023 |  | 6 July 2022 | LEO LANANG SIGIT - TSE CP | 12 October 2023 | ANDI ISMAIL - SPV TSE TIMUR | ACTIVE
CY308862204EP | SCY02 | CYTOSPIN 4 CENTRIFUGE | DIAGNOSTIC 2 | SHANDON DIAGNOSTICS Ltd. | GN00011157 | RS GADING PLUIT | JAKARTA-1 | DKI JAKARTA | JAKARTA PUSAT | MAIN UNIT | CUSTOMER | - |  | 4 May 2023 |  | 6 July 2022 | LEO LANANG SIGIT - TSE CP | 20 October 2023 | SAHID DERMAWAN - SPV TSE BARAT | ACTIVE
CY308872204EP | SCY02 | CYTOSPIN 4 CENTRIFUGE | DIAGNOSTIC 2 | SHANDON DIAGNOSTICS Ltd. | GN23090030 | RSUD ODSK PROV SULAWESI UTARA | MANADO | SULAWESI UTARA | MANADO | MAIN UNIT | CUSTOMER | - |  | 25 July 2023 |  | 6 July 2022 | LEO LANANG SIGIT - TSE CP | 14 October 2023 | ANDI ISMAIL - SPV TSE TIMUR | ACTIVE
CY308882204EP | SCY02 | CYTOSPIN 4 CENTRIFUGE | DIAGNOSTIC 2 | SHANDON DIAGNOSTICS Ltd. | GN23080003 | RSUD AJI BATARA AGUNG DEWA SAKTI SAMBOJA | BALIKPAPAN | KALIMANTAN TIMUR | BALIKPAPAN | MAIN UNIT | CUSTOMER | - |  | 28 July 2023 |  | 6 July 2022 | LEO LANANG SIGIT - TSE CP | 22 January 2025 | ANDI ISMAIL - SPV TSE TIMUR | ACTIVE
CY320112205EP | SCY02 | CYTOSPIN 4 CENTRIFUGE | DIAGNOSTIC 2 | SHANDON DIAGNOSTICS Ltd. | GN00002985 | WORKSHOOP CSM PUSAT | PUSAT | DKI JAKARTA | JAKARTA TIMUR | MAIN UNIT | EMP | - |  | 8 September 2022 | ARDI HERMAWAN - TSE CP | 4 August 2022 | LEO LANANG SIGIT - TSE CP | 23 April 2024 | WAHYU INDRA CAHYAKURNIA | ACTIVE
CY322492208EP | SCY02 | CYTOSPIN 4 CENTRIFUGE | DIAGNOSTIC 2 | SHANDON DIAGNOSTICS Ltd. | GN23040027 | RSUD MOHAMMAD NOER PAMEKASAN | SURABAYA-1 | JAWA TIMUR | SURABAYA | MAIN UNIT | EMP | 27 December 2022 | MOHAMAD SUKARJO - TSE CP | - |  | 23 March 2023 |  | - |  | ACTIVE
CY324652301EP | SCY02 | CYTOSPIN 4 CENTRIFUGE | DIAGNOSTIC 2 | SHANDON DIAGNOSTICS Ltd. | GN00008552 | RSUD KOTA BALIKPAPAN | BALIKPAPAN | KALIMANTAN TIMUR | BALIKPAPAN | MAIN UNIT | CUSTOMER | - |  | 30 August 2023 |  | 28 May 2023 | LEO LANANG SIGIT - TSE CP | 14 October 2023 | ANDI ISMAIL - SPV TSE TIMUR | ACTIVE
CY324662301EP | SCY02 | CYTOSPIN 4 CENTRIFUGE | DIAGNOSTIC 2 | SHANDON DIAGNOSTICS Ltd. | GN00002986 | RDC PUSAT - RAWAGELAM | PUSAT | DKI JAKARTA | JAKARTA TIMUR | MAIN UNIT | EMP | - |  | - |  | 28 May 2023 | LEO LANANG SIGIT - TSE CP | - |  | ACTIVE
CY324672301EP | SCY02 | CYTOSPIN 4 CENTRIFUGE | DIAGNOSTIC 2 | SHANDON DIAGNOSTICS Ltd. | GN00007563 | PT. ENSEVAL MEDIKA PRIMA - YOGYAKARTA | YOGYAKARTA | YOGYAKARTA | YOGYAKARTA | MAIN UNIT | EMP | - |  | 17 November 2023 | HARI UDI RAHARJO - TSE | 28 May 2023 | LEO LANANG SIGIT - TSE CP | 17 November 2023 | HARI UDI RAHARJO - TSE | ACTIVE
CY324682301EP | SCY02 | CYTOSPIN 4 CENTRIFUGE | DIAGNOSTIC 2 | SHANDON DIAGNOSTICS Ltd. | GN00003765 | RSUD SULTAN SYARIF MOHAMAD ALKADRIE PONTIANAK | PONTIANAK | KALIMANTAN BARAT | PONTIANAK | MAIN UNIT | CUSTOMER | - |  | 29 November 2023 |  | 28 May 2023 | LEO LANANG SIGIT - TSE CP | 6 December 2023 | SAHID DERMAWAN - SPV TSE BARAT | ACTIVE
CY324692301EP | SCY02 | CYTOSPIN 4 CENTRIFUGE | DIAGNOSTIC 2 | SHANDON DIAGNOSTICS Ltd. | GN00001658 | RS ACHMAD RIFIN | JAMBI | JAMBI | JAMBI | MAIN UNIT | CUSTOMER | - |  | 19 January 2024 |  | 28 May 2023 | LEO LANANG SIGIT - TSE CP | 22 January 2024 | SAHID DERMAWAN - SPV TSE BARAT | ACTIVE
CY324702301EP | SCY02 | CYTOSPIN 4 CENTRIFUGE | DIAGNOSTIC 2 | SHANDON DIAGNOSTICS Ltd. | GN00002986 | RDC PUSAT - RAWAGELAM | PUSAT | DKI JAKARTA | JAKARTA TIMUR | MAIN UNIT | EMP | - |  | - |  | 28 May 2023 | LEO LANANG SIGIT - TSE CP | - |  | ACTIVE
CY327732303EP | SCY02 | CYTOSPIN 4 CENTRIFUGE | DIAGNOSTIC 2 | SHANDON DIAGNOSTICS Ltd. | GN00002986 | RDC PUSAT - RAWAGELAM | PUSAT | DKI JAKARTA | JAKARTA TIMUR | MAIN UNIT | EMP | - |  | - |  | 30 October 2023 | LEO LANANG SIGIT - TSE CP | - |  | ACTIVE
CY327742307EP | SCY02 | CYTOSPIN 4 CENTRIFUGE | DIAGNOSTIC 2 | SHANDON DIAGNOSTICS Ltd. | GN23110014 | AMANAH PREMIERE CLINIC | BANJARMASIN | KALIMANTAN SELATAN | BANJARMASIN | MAIN UNIT | CUSTOMER | - |  | 27 December 2023 |  | 30 October 2023 | LEO LANANG SIGIT - TSE CP | 2 January 2024 | ANDI ISMAIL - SPV TSE TIMUR | ACTIVE
CY327752307EP | SCY02 | CYTOSPIN 4 CENTRIFUGE | DIAGNOSTIC 2 | SHANDON DIAGNOSTICS Ltd. | GN00000527 | RSUD KRATON | SEMARANG | JAWA TENGAH | PEKALONGAN | MAIN UNIT | CUSTOMER | - |  | 6 March 2024 |  | 30 October 2023 | LEO LANANG SIGIT - TSE CP | 12 March 2024 | ANDI ISMAIL - SPV TSE TIMUR | ACTIVE
CY327762307EP | SCY02 | CYTOSPIN 4 CENTRIFUGE | DIAGNOSTIC 2 | SHANDON DIAGNOSTICS Ltd. | GN22030056 | RSUD LINGGAJATI KUNINGAN | CIREBON | JAWA BARAT | CIREBON | MAIN UNIT | CUSTOMER | - |  | 24 July 2024 |  | 30 October 2023 | LEO LANANG SIGIT - TSE CP | 6 August 2024 | SAHID DERMAWAN - SPV TSE BARAT | ACTIVE
CY327812307EP | SCY02 | CYTOSPIN 4 CENTRIFUGE | DIAGNOSTIC 2 | SHANDON DIAGNOSTICS Ltd. | GN00002986 | RDC PUSAT - RAWAGELAM | PUSAT | DKI JAKARTA | JAKARTA TIMUR | MAIN UNIT | EMP | - |  | - |  | 30 October 2023 | LEO LANANG SIGIT - TSE CP | - |  | ACTIVE
CY327822307EP | SCY02 | CYTOSPIN 4 CENTRIFUGE | DIAGNOSTIC 2 | SHANDON DIAGNOSTICS Ltd. | GN00002399 | RS LIUN KINDAGE | MANADO | SULAWESI UTARA | BOBONG | MAIN UNIT | CUSTOMER | - |  | 19 September 2024 |  | 30 October 2023 | LEO LANANG SIGIT - TSE CP | 23 September 2024 | ANDI ISMAIL - SPV TSE TIMUR | ACTIVE
CY327832303EP | SCY02 | CYTOSPIN 4 CENTRIFUGE | DIAGNOSTIC 2 | SHANDON DIAGNOSTICS Ltd. | GN00002986 | RDC PUSAT - RAWAGELAM | PUSAT | DKI JAKARTA | JAKARTA TIMUR | MAIN UNIT | EMP | - |  | - |  | 30 October 2023 | LEO LANANG SIGIT - TSE CP | - |  | ACTIVE
CY327842307EP | SCY02 | CYTOSPIN 4 CENTRIFUGE | DIAGNOSTIC 2 | SHANDON DIAGNOSTICS Ltd. | GN00001923 | RS PANTI RAPIH | YOGYAKARTA | YOGYAKARTA | YOGYAKARTA | MAIN UNIT | CUSTOMER | - |  | 4 November 2024 |  | 30 October 2023 | LEO LANANG SIGIT - TSE CP | 2 December 2024 | SAHID DERMAWAN - SPV TSE BARAT | ACTIVE
CY32792307EP | SCY02 | CYTOSPIN 4 CENTRIFUGE | DIAGNOSTIC 2 | SHANDON DIAGNOSTICS Ltd. | GN00002986 | RDC PUSAT - RAWAGELAM | PUSAT | DKI JAKARTA | JAKARTA TIMUR | MAIN UNIT | EMP | - |  | - |  | 30 October 2023 | LEO LANANG SIGIT - TSE CP | - |  | ACTIVE
CY327932307EP | SCY02 | CYTOSPIN 4 CENTRIFUGE | DIAGNOSTIC 2 | SHANDON DIAGNOSTICS Ltd. | GN00001161 | RSUD WALED | CIREBON | JAWA BARAT | CIREBON | MAIN UNIT | CUSTOMER | - |  | 24 October 2024 |  | 30 October 2023 | LEO LANANG SIGIT - TSE CP | 5 November 2024 | SAHID DERMAWAN - SPV TSE BARAT | ACTIVE
CY327942307EP | SCY02 | CYTOSPIN 4 CENTRIFUGE | DIAGNOSTIC 2 | SHANDON DIAGNOSTICS Ltd. | GN00000638 | RSUD DAMANHURI BARABAI | BANJARMASIN | KALIMANTAN SELATAN | BANJARMASIN | MAIN UNIT | CUSTOMER | - |  | 21 June 2024 |  | 30 October 2023 | LEO LANANG SIGIT - TSE CP | 24 June 2024 | ANDI ISMAIL - SPV TSE TIMUR | ACTIVE
CY327952307EP | SCY02 | CYTOSPIN 4 CENTRIFUGE | DIAGNOSTIC 2 | SHANDON DIAGNOSTICS Ltd. | GN00002825 | RSUD KABUPATEN TANGERANG | TANGERANG | BANTEN |  | MAIN UNIT | CUSTOMER | - |  | 18 March 2024 |  | 30 October 2023 | LEO LANANG SIGIT - TSE CP | 25 March 2024 | SAHID DERMAWAN - SPV TSE BARAT | ACTIVE
CY327962307EP | SCY02 | CYTOSPIN 4 CENTRIFUGE | DIAGNOSTIC 2 | SHANDON DIAGNOSTICS Ltd. | GN19100121 | RS SILOAM BEKASI TIMUR | BEKASI | JAWA BARAT | BEKASI | MAIN UNIT | CUSTOMER | - |  | 13 June 2024 |  | 30 October 2023 | LEO LANANG SIGIT - TSE CP | 1 July 2024 | SAHID DERMAWAN - SPV TSE BARAT | ACTIVE
CY327982307EP | SCY02 | CYTOSPIN 4 CENTRIFUGE | DIAGNOSTIC 2 | SHANDON DIAGNOSTICS Ltd. | GN00002986 | RDC PUSAT - RAWAGELAM | PUSAT | DKI JAKARTA | JAKARTA TIMUR | MAIN UNIT | EMP | - |  | - |  | 30 October 2023 | LEO LANANG SIGIT - TSE CP | - |  | ACTIVE
CY327992307EP | SCY02 | CYTOSPIN 4 CENTRIFUGE | DIAGNOSTIC 2 | SHANDON DIAGNOSTICS Ltd. | GN00000514 | RS ST. ELISABETH (RJ) | SEMARANG | JAWA TENGAH | SEMARANG | MAIN UNIT | CUSTOMER | - |  | 3 March 2025 |  | 30 October 2023 | LEO LANANG SIGIT - TSE CP | 4 March 2025 | ANDI ISMAIL - SPV TSE TIMUR | ACTIVE
CY328002307EP | SCY02 | CYTOSPIN 4 CENTRIFUGE | DIAGNOSTIC 2 | SHANDON DIAGNOSTICS Ltd. | GN00000629 | RSUD ULIN | BANJARMASIN | KALIMANTAN SELATAN | BANJARMASIN | MAIN UNIT | EMP | - |  | - |  | 30 October 2023 | LEO LANANG SIGIT - TSE CP | - |  | ACTIVE
CY33520601 | SCY02 | CYTOSPIN 4 CENTRIFUGE | DIAGNOSTIC 2 | SHANDON DIAGNOSTICS Ltd. | GN00000944 | RS SANTOSA KEBON JATI | BANDUNG | JAWA BARAT | BANDUNG | MAIN UNIT | CUSTOMER | 20 August 2014 | SUKMA WIJAYA - TSE | 11 January 2010 |  | 20 August 2014 | SUKMA WIJAYA - TSE | - |  | ACTIVE
CY36770606 | SCY02 | CYTOSPIN 4 CENTRIFUGE | DIAGNOSTIC 2 | SHANDON DIAGNOSTICS Ltd. | GN00004069 | RS SILOAM ( PT SILOAM INTERNATIONAL HOSPITALS ) KEBON JERUK | JAKARTA-2 | DKI JAKARTA | JAKARTA BARAT | MAIN UNIT | CUSTOMER | - |  | 1 June 2014 |  | - |  | - |  | ACTIVE
CY39380609 | SCY02 | CYTOSPIN 4 CENTRIFUGE | DIAGNOSTIC 2 | SHANDON DIAGNOSTICS Ltd. | GN00000506 | RS MARDI RAHAYU | SEMARANG | JAWA TENGAH | KUDUS | MAIN UNIT | CUSTOMER | - |  | 1 January 2007 |  | - |  | - |  | ACTIVE
CY44220705 | SCY02 | CYTOSPIN 4 CENTRIFUGE | DIAGNOSTIC 2 | SHANDON DIAGNOSTICS Ltd. | GN00001206 | RSUD PROF DR MARGONO SOEKARJO | PURWOKERTO | JAWA TENGAH | BANYUMAS | MAIN UNIT | CUSTOMER | 23 December 2014 | DIAN FEBRIYANA - TSE | 1 January 1900 |  | 23 December 2014 | DIAN FEBRIYANA - TSE | - |  | ACTIVE
CY44240705 | SCY02 | CYTOSPIN 4 CENTRIFUGE | DIAGNOSTIC 2 | SHANDON DIAGNOSTICS Ltd. | GN00000999 | RS Mitra Internasional | JAKARTA-1 | DKI JAKARTA | JAKARTA TIMUR | MAIN UNIT | CUSTOMER | 1 February 1990 | SURYADI | 1 January 1900 |  | 1 February 1990 | SURYADI | - |  | ACTIVE
CY50340802 | SCY02 | CYTOSPIN 4 CENTRIFUGE | DIAGNOSTIC 2 | SHANDON DIAGNOSTICS Ltd. | GN00000125 | RS CHARITAS PALEMBANG | PALEMBANG | SUMATERA SELATAN | PALEMBANG | MAIN UNIT | CUSTOMER | 18 December 2014 | INDRA BUDI GUNAWAN | 1 August 2008 |  | 18 December 2014 | INDRA BUDI GUNAWAN | - |  | ACTIVE
CY52940806 | SCY02 | CYTOSPIN 4 CENTRIFUGE | DIAGNOSTIC 2 | SHANDON DIAGNOSTICS Ltd. | GN00000673 | RSUD DR KANUDJOSO DJATIWIBOWO - BALIKPAPAN | BALIKPAPAN | KALIMANTAN TIMUR | BALIKPAPAN | MAIN UNIT | CUSTOMER | - |  | 5 January 2011 |  | - |  | - |  | ACTIVE
CY56700811 | SCY02 | CYTOSPIN 4 CENTRIFUGE | DIAGNOSTIC 2 | SHANDON DIAGNOSTICS Ltd. | GN00001083 | RS KANKER DHARMAIS | JAKARTA-2 | DKI JAKARTA | JAKARTA BARAT | MAIN UNIT | CUSTOMER | - |  | 22 November 2012 |  | - |  | - |  | ACTIVE
CY60200905 | SCY02 | CYTOSPIN 4 CENTRIFUGE | DIAGNOSTIC 2 | SHANDON DIAGNOSTICS Ltd. | GN00000351 | RS SANTA ELISABETH MEDAN | MEDAN | SUMATERA UTARA | MEDAN | MAIN UNIT | CUSTOMER | - |  | 1 January 2013 |  | - |  | - |  | ACTIVE
CY6241 0910 | SCY02 | CYTOSPIN 4 CENTRIFUGE | DIAGNOSTIC 2 | SHANDON DIAGNOSTICS Ltd. | GN00000535 | RSUP DR KARIADI | SEMARANG | JAWA TENGAH | SEMARANG | MAIN UNIT | CUSTOMER | 1 February 1990 | MUNADI - TSE | 1 January 2011 |  | 1 February 1990 | MUNADI - TSE | - |  | ACTIVE
CY67481006 | SCY02 | CYTOSPIN 4 CENTRIFUGE | DIAGNOSTIC 2 | SHANDON DIAGNOSTICS Ltd. | GN00002178 | RSUD DR SOETOMO SURABAYA | SURABAYA-1 | JAWA TIMUR | SURABAYA | MAIN UNIT | CUSTOMER | 10 April 2015 |  | 1 January 1900 |  | 10 April 2015 |  | - |  | ACTIVE
CY67491006 | SCY02 | CYTOSPIN 4 CENTRIFUGE | DIAGNOSTIC 2 | SHANDON DIAGNOSTICS Ltd. | GN00001009 | MRCCC Siloam Hospitals Semanggi | JAKARTA-1 | DKI JAKARTA | JAKARTA PUSAT | MAIN UNIT | CUSTOMER | 1 February 1990 | SURYADI | 1 January 2012 |  | 1 February 1990 | SURYADI | - |  | ACTIVE
CY67501006 | SCY02 | CYTOSPIN 4 CENTRIFUGE | DIAGNOSTIC 2 | SHANDON DIAGNOSTICS Ltd. | GN00000009 | RSU DR CIPTO MANGUNKUSUMO | JAKARTA-1 | DKI JAKARTA | JAKARTA PUSAT | MAIN UNIT | CUSTOMER | 26 September 2016 |  | 1 January 2012 |  | 26 September 2016 |  | - |  | ACTIVE
CY67511006 | SCY02 | CYTOSPIN 4 CENTRIFUGE | DIAGNOSTIC 2 | SHANDON DIAGNOSTICS Ltd. | GN00008995 | RSP.DR.H.A.ROTINSULU | BANDUNG-2 | JAWA BARAT | BANDUNG | MAIN UNIT | CUSTOMER | 30 March 2015 | SUKMA WIJAYA - TSE | 12 February 2012 |  | 30 March 2015 | SUKMA WIJAYA - TSE | - |  | ACTIVE
CY67521006 | SCY02 | CYTOSPIN 4 CENTRIFUGE | DIAGNOSTIC 2 | SHANDON DIAGNOSTICS Ltd. | GN00002096 | RSUD TARAKAN | JAKARTA-2 | DKI JAKARTA | JAKARTA PUSAT | MAIN UNIT | CUSTOMER | 26 September 2016 |  | 1 May 2012 |  | 26 September 2016 |  | - |  | ACTIVE
CY76061107 | SCY02 | CYTOSPIN 4 CENTRIFUGE | DIAGNOSTIC 2 | SHANDON DIAGNOSTICS Ltd. | GN00001122 | RSUD KAB CIAMIS | TASIKMALAYA | JAWA BARAT | CIAMIS | MAIN UNIT | CUSTOMER | 31 December 2014 |  | 1 January 1900 |  | 31 December 2014 |  | - |  | ACTIVE
CY76081107 | SCY02 | CYTOSPIN 4 CENTRIFUGE | DIAGNOSTIC 2 | SHANDON DIAGNOSTICS Ltd. | GN00001102 | RSUD Cengkareng | JAKARTA-2 | DKI JAKARTA | JAKARTA BARAT | MAIN UNIT | CUSTOMER | 1 February 1990 | PETRUS SIMON | 1 May 2011 |  | 1 February 1990 | PETRUS SIMON | - |  | ACTIVE
CY78151110 | SCY02 | CYTOSPIN 4 CENTRIFUGE | DIAGNOSTIC 2 | SHANDON DIAGNOSTICS Ltd. | GN00000533 | RSUD TUGUREJO | SEMARANG | JAWA TENGAH | SEMARANG | MAIN UNIT | CUSTOMER | - |  | 20 December 2013 |  | - |  | - |  | ACTIVE
CY78461111 | SCY2N |  |  |  | GN00001755 | RS ISLAM HARAPAN ANDA | TEGAL | JAWA TENGAH | TEGAL | MAIN UNIT | CUSTOMER | 23 September 2014 | MUNADI - TSE | 1 January 1901 |  | 23 September 2014 | MUNADI - TSE | - |  | INACTIVE
CY78471111 | SCY02 | CYTOSPIN 4 CENTRIFUGE | DIAGNOSTIC 2 | SHANDON DIAGNOSTICS Ltd. | GN00000180 | RSU DUMAI | PEKAN BARU | RIAU | DUMAI | MAIN UNIT | CUSTOMER | - |  | 18 December 2013 |  | - |  | - |  | ACTIVE
CY79051112 | SCY02 | CYTOSPIN 4 CENTRIFUGE | DIAGNOSTIC 2 | SHANDON DIAGNOSTICS Ltd. | GN00004673 | RSUD AL-IHSAN BANDUNG | BANDUNG | JAWA BARAT | BANDUNG | MAIN UNIT | CUSTOMER | 1 February 1990 | SUKMA WIJAYA - TSE | 21 May 2010 |  | 1 February 1990 | SUKMA WIJAYA - TSE | - |  | ACTIVE
CY79291112 | SCY02 | CYTOSPIN 4 CENTRIFUGE | DIAGNOSTIC 2 | SHANDON DIAGNOSTICS Ltd. | GN00000007 | RSUD KOJA | JAKARTA-1 | DKI JAKARTA | JAKARTA UTARA | MAIN UNIT | CUSTOMER | - |  | 1 January 2012 |  | - |  | - |  | ACTIVE
CY85601211 | SCY2N |  |  |  | GN00001160 | RSUD Arjawinangun | CIREBON | JAWA BARAT | CIREBON | MAIN UNIT | CUSTOMER | - |  | 13 December 2013 |  | - |  | - |  | INACTIVE
CY85651211 | SCY02 | CYTOSPIN 4 CENTRIFUGE | DIAGNOSTIC 2 | SHANDON DIAGNOSTICS Ltd. | GN00000167 | RSUD H. HANAFI - MUARA BUNGO | JAMBI | JAMBI | MUARA BUNGO | MAIN UNIT | CUSTOMER | 26 December 2014 |  | 1 January 1900 |  | 26 December 2014 |  | - |  | ACTIVE
CY85661211 | SCY02 | CYTOSPIN 4 CENTRIFUGE | DIAGNOSTIC 2 | SHANDON DIAGNOSTICS Ltd. | GN00001083 | RS KANKER DHARMAIS | JAKARTA-2 | DKI JAKARTA | JAKARTA BARAT | MAIN UNIT | CUSTOMER | 20 January 2015 | AGUS FAUZI | 1 June 2011 |  | 20 January 2015 | AGUS FAUZI | - |  | ACTIVE
CY88111304 | SCY02 | CYTOSPIN 4 CENTRIFUGE | DIAGNOSTIC 2 | SHANDON DIAGNOSTICS Ltd. | GN00000211 | RSU BENGKALIS | PEKAN BARU | RIAU | PEKANBARU | MAIN UNIT | CUSTOMER | - |  | 11 December 2013 |  | - |  | - |  | ACTIVE
CY88121304 | SCY2N |  |  |  | GN00002447 | RS PROF D R KANDAU MANADO ( RSUP PROF D R KANDAU MANADO ) | MANADO | SULAWESI UTARA | MANADO | MAIN UNIT | CUSTOMER | 10 April 2015 |  | 1 January 1900 |  | 10 April 2015 |  | - |  | INACTIVE
CY88141301 | SCY02 | CYTOSPIN 4 CENTRIFUGE | DIAGNOSTIC 2 | SHANDON DIAGNOSTICS Ltd. | GN00000974 | RSUP HASAN SADIKIN ( RSHS ) | BANDUNG | JAWA BARAT | BANDUNG | MAIN UNIT | CUSTOMER | 24 December 2014 | SUKMA WIJAYA - TSE | 24 October 2013 |  | 24 December 2014 | SUKMA WIJAYA - TSE | - |  | ACTIVE
CY92321312 | SCY02 | CYTOSPIN 4 CENTRIFUGE | DIAGNOSTIC 2 | SHANDON DIAGNOSTICS Ltd. | GN00001967 | RS DEWI SRI | BEKASI | JAWA BARAT | KARAWANG | MAIN UNIT | CUSTOMER | 22 January 2015 | SURYADI | 8 January 2014 |  | 22 January 2015 | SURYADI | - |  | ACTIVE
CY93871403 | SCY02 | CYTOSPIN 4 CENTRIFUGE | DIAGNOSTIC 2 | SHANDON DIAGNOSTICS Ltd. | GN00000129 | RSUP DR MOHAMMAD HOESIN | PALEMBANG | SUMATERA SELATAN | PALEMBANG | MAIN UNIT | CUSTOMER | - |  | 22 December 2014 |  | - |  | - |  | ACTIVE
CY95051406 | SCY02 | CYTOSPIN 4 CENTRIFUGE | DIAGNOSTIC 2 | SHANDON DIAGNOSTICS Ltd. | GN00000629 | RSUD ULIN | BANJARMASIN | KALIMANTAN SELATAN | BANJARMASIN | MAIN UNIT | CUSTOMER | - |  | 31 August 2014 |  | - |  | - |  | ACTIVE
CY95211406 | SCY02 | CYTOSPIN 4 CENTRIFUGE | DIAGNOSTIC 2 | SHANDON DIAGNOSTICS Ltd. | GN00000981 | RS MMC ( METROPOLITAN MEDICAL CENTRE ) - JAKARTA | JAKARTA-1 | DKI JAKARTA | JAKARTA SELATAN | MAIN UNIT | CUSTOMER | - |  | 12 September 2014 |  | - |  | - |  | ACTIVE
CY96241408 | SCY02 | CYTOSPIN 4 CENTRIFUGE | DIAGNOSTIC 2 | SHANDON DIAGNOSTICS Ltd. | GN00002806 | RS PUSAT OTAK NASIONAL | JAKARTA-1 | DKI JAKARTA | JAKARTA TIMUR | MAIN UNIT | CUSTOMER | - |  | 9 December 2014 |  | - |  | - |  | ACTIVE
CY96251408 | SCY02 | CYTOSPIN 4 CENTRIFUGE | DIAGNOSTIC 2 | SHANDON DIAGNOSTICS Ltd. | GN00000930 | RS DUSTIRA | BANDUNG | JAWA BARAT | CIMAHI | MAIN UNIT | CUSTOMER | 5 January 2015 | SUKMA WIJAYA - TSE | 5 January 2015 |  | 5 January 2015 | SUKMA WIJAYA - TSE | - |  | ACTIVE
CY96271408 | SCY02 | CYTOSPIN 4 CENTRIFUGE | DIAGNOSTIC 2 | SHANDON DIAGNOSTICS Ltd. | GN00001083 | RS KANKER DHARMAIS | JAKARTA-2 | DKI JAKARTA | JAKARTA BARAT | MAIN UNIT | CUSTOMER | 26 August 2015 | AGUS FAUZI | 26 August 2015 |  | 26 August 2015 | AGUS FAUZI | - |  | ACTIVE
CY96361408 | SCY02 | CYTOSPIN 4 CENTRIFUGE | DIAGNOSTIC 2 | SHANDON DIAGNOSTICS Ltd. | GN00002986 | RDC PUSAT - RAWAGELAM | PUSAT | DKI JAKARTA | JAKARTA TIMUR | MAIN UNIT | EMP | 28 April 2015 | TRIYONO - TSE AREA BARAT | 1 January 1900 |  | 28 April 2015 | TRIYONO - TSE AREA BARAT | - |  | ACTIVE
CY96371408 | SCY02 | CYTOSPIN 4 CENTRIFUGE | DIAGNOSTIC 2 | SHANDON DIAGNOSTICS Ltd. | GN00006640 | SANTOSA HOSPITAL KOPO | BANDUNG | JAWA BARAT | BANDUNG | MAIN UNIT | CUSTOMER | 7 January 2015 | SUKMA WIJAYA - TSE | 30 September 2014 |  | 7 January 2015 | SUKMA WIJAYA - TSE | - |  | ACTIVE
CY97581411 | SCY02 | CYTOSPIN 4 CENTRIFUGE | DIAGNOSTIC 2 | SHANDON DIAGNOSTICS Ltd. | GN00001409 | RSU PROF DR W Z JOHANES | KUPANG | NUSA TENGGARA TIMUR | KUPANG | MAIN UNIT | CUSTOMER | 20 January 2016 | I KADEK - TSE | 20 January 2016 |  | 20 January 2016 | I KADEK - TSE | - |  | ACTIVE
CY97861411 | SCY02 | CYTOSPIN 4 CENTRIFUGE | DIAGNOSTIC 2 | SHANDON DIAGNOSTICS Ltd. | GN00004879 | RS PTN UNAND - UNIVERSITAS ANDALAS | PADANG | SUMATERA BARAT | PADANG | MAIN UNIT | CUSTOMER | 17 August 2016 | GATOT SURYA ADIPUTRA - TSE | 15 August 2016 |  | 17 August 2016 | GATOT SURYA ADIPUTRA - TSE | - |  | ACTIVE
CY98061412 | SCY02 | CYTOSPIN 4 CENTRIFUGE | DIAGNOSTIC 2 | SHANDON DIAGNOSTICS Ltd. | GN00002986 | RDC PUSAT - RAWAGELAM | PUSAT | DKI JAKARTA | JAKARTA TIMUR | MAIN UNIT | EMP | 28 April 2015 | TRIYONO - TSE AREA BARAT | 1 January 1900 |  | 28 April 2015 | TRIYONO - TSE AREA BARAT | - |  | ACTIVE
CZ3241XSJP | 47565 | MYLA SYSTEM | DIAGNOSTIC 1 | BIOMERIEUX SA | GN00002986 | RDC PUSAT - RAWAGELAM | PUSAT | DKI JAKARTA | JAKARTA TIMUR | MAIN UNIT | EMP | - |  | 1 January 1900 |  | - |  | - |  | ACTIVE
CZ3512T4LM | 47565 | MYLA SYSTEM | DIAGNOSTIC 1 | BIOMERIEUX SA | GN00003001 | PT. ENSEVAL MEDIKA PRIMA - HO | PUSAT | DKI JAKARTA | JAKARTA TIMUR | MAIN UNIT | EMP | - |  | 13 November 2018 |  | - |  | 12 February 2022 | ANDRIAS NUGROHO - TSE | ACTIVE
CZ3512T4LV | 47565 | MYLA SYSTEM | DIAGNOSTIC 1 | BIOMERIEUX SA | GN00002985 | WORKSHOOP CSM PUSAT | PUSAT | DKI JAKARTA | JAKARTA TIMUR | MAIN UNIT | EMP | 8 November 2016 | HARI UDI RAHARJO - TSE | 1 January 1900 |  | 8 November 2016 | HARI UDI RAHARJO - TSE | - |  | ACTIVE
CZ3512T4MN | 47565 | MYLA SYSTEM | DIAGNOSTIC 1 | BIOMERIEUX SA | GN00002986 | RDC PUSAT - RAWAGELAM | PUSAT | DKI JAKARTA | JAKARTA TIMUR | MAIN UNIT | EMP | 14 June 2016 | LEO LANANG SIGIT - TSE CP | 1 January 1900 |  | 14 June 2016 | LEO LANANG SIGIT - TSE CP | - |  | ACTIVE
CZC10292S6 | 44836 | MYLA PC | DIAGNOSTIC 1 | BIOMERIEUX, INC. | GN00002986 | RDC PUSAT - RAWAGELAM | PUSAT | DKI JAKARTA | JAKARTA TIMUR | MAIN UNIT | EMP | - |  | - |  | 31 October 2025 | LEO LANANG SIGIT - TSE CP | - |  | ACTIVE
CZC1058Y5V | 47565 | MYLA SYSTEM | DIAGNOSTIC 1 | BIOMERIEUX SA | GN00002986 | RDC PUSAT - RAWAGELAM | PUSAT | DKI JAKARTA | JAKARTA TIMUR | MAIN UNIT | EMP | - |  | - |  | 31 October 2025 | LEO LANANG SIGIT - TSE CP | - |  | ACTIVE
CZC10790D3 | 44836 | MYLA PC | DIAGNOSTIC 1 | BIOMERIEUX, INC. | GN00002986 | RDC PUSAT - RAWAGELAM | PUSAT | DKI JAKARTA | JAKARTA TIMUR | MAIN UNIT | EMP | - |  | - |  | 31 October 2025 | LEO LANANG SIGIT - TSE CP | - |  | ACTIVE
CZC115CBDC | 24804 | Observa |  |  | GN00004589 | RSUP SARDJITO YOGYAKARTA | YOGYAKARTA | YOGYAKARTA | YOGYAKARTA | MAIN UNIT | EMP | 6 October 2015 | DIAN FEBRIYANA - TSE | 7 February 2013 |  | 6 October 2015 | DIAN FEBRIYANA - TSE | - |  | ACTIVE
CZC115CBGQ | 24804 | Observa |  |  | GN00003001 | PT. ENSEVAL MEDIKA PRIMA - HO | PUSAT | DKI JAKARTA | JAKARTA TIMUR | MAIN UNIT | EMP | 11 December 2017 | LEO LANANG SIGIT - TSE CP | 1 January 1900 |  | 11 December 2017 | LEO LANANG SIGIT - TSE CP | 15 August 2022 | NICO HERMAWAN - TSE CP | ACTIVE
CZC115DMYW | 24804 | Observa |  |  | GN00000924 | RS ADVENT BANDUNG | BANDUNG | JAWA BARAT | BANDUNG | MAIN UNIT | EMP | 9 March 2015 | SUKMA WIJAYA - TSE | 28 May 2010 |  | 9 March 2015 | SUKMA WIJAYA - TSE | - |  | ACTIVE
CZC1169VHB | 44836 | MYLA PC | DIAGNOSTIC 1 | BIOMERIEUX, INC. | GN00000012 | RS PERSAHABATAN | JAKARTA-1 | DKI JAKARTA | JAKARTA TIMUR | MAIN UNIT | EMP | - |  | - |  | 29 April 2022 | LEO LANANG SIGIT - TSE CP | - |  | ACTIVE
CZC116CX41 | 44836 | MYLA PC | DIAGNOSTIC 1 | BIOMERIEUX, INC. | GN00002986 | RDC PUSAT - RAWAGELAM | PUSAT | DKI JAKARTA | JAKARTA TIMUR | MAIN UNIT | EMP | - |  | - |  | 31 October 2025 | LEO LANANG SIGIT - TSE CP | - |  | ACTIVE
CZC116CXB2 | 44836 | MYLA PC | DIAGNOSTIC 1 | BIOMERIEUX, INC. | GN00001707 | RSUD DR ISKAK TULUNGAGUNG | KEDIRI | JAWA TIMUR | TULUNGAGUNG | MAIN UNIT | EMP | - |  | - |  | 29 April 2022 | LEO LANANG SIGIT - TSE CP | - |  | ACTIVE
CZC1287KK2 | 44836 | MYLA PC | DIAGNOSTIC 1 | BIOMERIEUX, INC. | GN00001783 | RS PKU Muhammadiyah Surakarta | SOLO | JAWA TENGAH | SURAKARTA | MAIN UNIT | EMP | - |  | 24 February 2023 |  | 21 July 2022 | LEO LANANG SIGIT - TSE CP | 18 October 2023 | ANDI ISMAIL - SPV TSE TIMUR | ACTIVE
CZC1404X6G | 24804 | Observa |  |  | GN00002300 | RS SILOAM ( PT SILOAM INTERNATIONAL HOSPITALS ) GUBENG | SURABAYA-1 | JAWA TIMUR | SURABAYA | MAIN UNIT | EMP | 16 October 2014 | ZENZEN | 1 January 2013 |  | 16 October 2014 | ZENZEN | - |  | ACTIVE
CZC1438WFR | 44836 | MYLA PC | DIAGNOSTIC 1 | BIOMERIEUX, INC. | GN00001206 | RSUD PROF DR MARGONO SOEKARJO | PURWOKERTO | JAWA TENGAH | BANYUMAS | MAIN UNIT | EMP | - |  | - |  | 21 July 2022 | LEO LANANG SIGIT - TSE CP | - |  | ACTIVE
CZC1438Y4H | 44836 | MYLA PC | DIAGNOSTIC 1 | BIOMERIEUX, INC. | GN00001193 | RS KUSTA SITANALA | TANGERANG | BANTEN | TANGERANG | MAIN UNIT | CUSTOMER | - |  | 3 July 2023 |  | 21 July 2022 | LEO LANANG SIGIT - TSE CP | 19 October 2023 | SAHID DERMAWAN - SPV TSE BARAT | ACTIVE
CZC1438Y77 | 44836 | MYLA PC | DIAGNOSTIC 1 | BIOMERIEUX, INC. | GN00002986 | RDC PUSAT - RAWAGELAM | PUSAT | DKI JAKARTA | JAKARTA TIMUR | MAIN UNIT | EMP | - |  | - |  | 21 July 2022 | LEO LANANG SIGIT - TSE CP | - |  | ACTIVE
CZC1487D2Y | 44836 | MYLA PC | DIAGNOSTIC 1 | BIOMERIEUX, INC. | GN00002986 | RDC PUSAT - RAWAGELAM | PUSAT | DKI JAKARTA | JAKARTA TIMUR | MAIN UNIT | EMP | - |  | - |  | 21 July 2022 | LEO LANANG SIGIT - TSE CP | - |  | ACTIVE
CZC1499C8J | 24804 | Observa |  |  | GN00001471 | RSU DR MOEWARDI SURAKARTA | SOLO | JAWA TENGAH | SURAKARTA | MAIN UNIT | CUSTOMER | 11 July 2018 | TRIYONO - TSE AREA BARAT | 7 July 2017 |  | 11 July 2018 | TRIYONO - TSE AREA BARAT | - |  | ACTIVE
CZC2230NS7 | 24804 | Observa |  |  | GN00002985 | WORKSHOOP CSM PUSAT | PUSAT | DKI JAKARTA | JAKARTA TIMUR | MAIN UNIT | EMP | - |  | 12 August 2014 |  | - |  | - |  | ACTIVE
CZC2230NT6 | 24804 | Observa |  |  | GN00002770 | RS ADI HUSADA PUSAT | SURABAYA-2 | JAWA TIMUR | SURABAYA | MAIN UNIT | EMP | 29 August 2018 | GANDHI YANRANGGA | 4 January 1900 |  | 29 August 2018 | GANDHI YANRANGGA | - |  | ACTIVE
CZC2230NTB | 24804 | Observa |  |  | GN00000674 | RSUD ABDUL WAHAB SJAHRANIE | SAMARINDA | KALIMANTAN TIMUR | SAMARINDA | MAIN UNIT | EMP | - |  | 3 November 2014 |  | - |  | - |  | ACTIVE
CZC2270LM4 | 24804 | Observa |  |  | GN00000945 | RS ST BORROMEUS | BANDUNG | JAWA BARAT | BANDUNG | MAIN UNIT | EMP | 14 May 2014 | LEO LANANG SIGIT - TSE CP | 26 February 2015 |  | 14 May 2014 | LEO LANANG SIGIT - TSE CP | - |  | ACTIVE
CZC2270LNC | 24804 | Observa |  |  | GN00002463 | RSUD DR SOEDONO | KEDIRI | JAWA TIMUR | MADIUN | MAIN UNIT | EMP | - |  | 19 August 2016 |  | - |  | - |  | ACTIVE
CZC940C8PB | 44836 | MYLA PC | DIAGNOSTIC 1 | BIOMERIEUX, INC. | GN00000009 | RSU DR CIPTO MANGUNKUSUMO | JAKARTA-1 | DKI JAKARTA | JAKARTA PUSAT | MAIN UNIT | EMP | 17 March 2020 | LEO LANANG SIGIT - TSE CP | - |  | 17 March 2020 | LEO LANANG SIGIT - TSE CP | - |  | ACTIVE
CZC943BDJZ | 44836 | MYLA PC | DIAGNOSTIC 1 | BIOMERIEUX, INC. | GN00002629 | RSUP DR M DJAMIL | PADANG | SUMATERA BARAT | PADANG | MAIN UNIT | EMP | 17 March 2020 | LEO LANANG SIGIT - TSE CP | - |  | 17 March 2020 | LEO LANANG SIGIT - TSE CP | - |  | ACTIVE
DA87138388 | FCONA | CONSOLE ADVANCE | IMAGING | FUJIFILM INDONESIA, PT. | GN00003172 | RS PARU DR. M. GOENAWAN PARTOWIDIGDO | BOGOR | JAWA BARAT | BOGOR | ACCESSORIES | CUSTOMER | 15 May 2020 | SAHID DERMAWAN - SPV TSE BARAT | - |  | 15 May 2020 | SAHID DERMAWAN - SPV TSE BARAT | - |  | ACTIVE
DA8713839 | FCONA | CONSOLE ADVANCE | IMAGING | FUJIFILM INDONESIA, PT. | GN00003172 | RS PARU DR. M. GOENAWAN PARTOWIDIGDO | BOGOR | JAWA BARAT | BOGOR | ACCESSORIES | CUSTOMER | 15 May 2020 | SAHID DERMAWAN - SPV TSE BARAT | - |  | 15 May 2020 | SAHID DERMAWAN - SPV TSE BARAT | - |  | ACTIVE
DASA2082 | 3425R | VIDAS 30 MODULE | DIAGNOSTIC 1 | BIOMERIEUX SA | GN00002985 | WORKSHOOP CSM PUSAT | PUSAT | DKI JAKARTA | JAKARTA TIMUR | MAIN UNIT | EMP | - |  | 1 January 1900 |  | - |  | - |  | ACTIVE
DASA4733 | 3425R | VIDAS 30 MODULE | DIAGNOSTIC 1 | BIOMERIEUX SA | GN00002985 | WORKSHOOP CSM PUSAT | PUSAT | DKI JAKARTA | JAKARTA TIMUR | MAIN UNIT | EMP | 16 May 2017 | SENDRA WIJAYA - IT | 1 January 1900 |  | 16 May 2017 | SENDRA WIJAYA - IT | - |  | ACTIVE
DASA6524 | 3425R | VIDAS 30 MODULE | DIAGNOSTIC 1 | BIOMERIEUX SA | GN00003001 | PT. ENSEVAL MEDIKA PRIMA - HO | PUSAT | DKI JAKARTA | JAKARTA TIMUR | MAIN UNIT | EMP | 15 May 2017 | YULIANTA SUSILA - PS KAO | 1 January 1900 |  | 15 May 2017 | YULIANTA SUSILA - PS KAO | - |  | ACTIVE
DASA6554 | 3425R | VIDAS 30 MODULE | DIAGNOSTIC 1 | BIOMERIEUX SA | GN00002985 | WORKSHOOP CSM PUSAT | PUSAT | DKI JAKARTA | JAKARTA TIMUR | MAIN UNIT | EMP | 16 May 2017 | SENDRA WIJAYA - IT | 1 January 1900 |  | 16 May 2017 | SENDRA WIJAYA - IT | - |  | ACTIVE
DM10054 | MDGMX |  |  |  | GN00001241 | RSUD Dr. R. Sosodoro Djatikoesoemo | SURABAYA-1 | JAWA TIMUR | BOJONEGORO | MAIN UNIT | CUSTOMER | 1 February 1990 | ANDI ISMAIL - SPV TSE TIMUR | 1 January 1900 |  | 1 February 1990 | ANDI ISMAIL - SPV TSE TIMUR | - |  | INACTIVE
DM21005 | MDGMX |  |  |  | GN00000491 | RSIA KOTA SABUSSALAM | BANDA ACEH | ACEH | SUBULUSSALAM | MAIN UNIT | CUSTOMER | 1 February 1990 | TRIYONO - TSE AREA BARAT | 1 January 2011 |  | 1 February 1990 | TRIYONO - TSE AREA BARAT | - |  | INACTIVE
DM22025 | MDGMX |  |  |  | GN00002975 | POLTEKKES SEMARANG | SEMARANG | JAWA TENGAH | SEMARANG | MAIN UNIT | CUSTOMER | 21 November 2016 | ANDRIAS NUGROHO - TSE | 1 January 1900 |  | 21 November 2016 | ANDRIAS NUGROHO - TSE | - |  | INACTIVE
DM22026 | MDGMX |  |  |  | GN00000367 | RS HARAPAN | PEMATANG SIANTAR | SUMATERA UTARA | PEMATANG SIANTAR | MAIN UNIT | CUSTOMER | 1 February 1990 | TRIYONO - TSE AREA BARAT | 1 January 2010 |  | 1 February 1990 | TRIYONO - TSE AREA BARAT | - |  | INACTIVE
E13501117 | H1601 | HORTIG 3 STATION RS KENDAL | DIAGNOSTIC 2 | HORTIG RHRPST PTELTD | GN00003801 | RSU DR H SOEWONDO KENDAL | SEMARANG | JAWA TENGAH | SEMARANG | MAIN UNIT | CUSTOMER | 4 August 2016 | MUNADI - TSE | 11 July 2016 |  | 4 August 2016 | MUNADI - TSE | - |  | ACTIVE
E1351192 | E8240 |  |  |  | GN00001212 | RSUD BREBES | TEGAL | JAWA TENGAH | BREBES | MAIN UNIT | CUSTOMER | 28 August 2014 | MUNADI - TSE | 28 August 2014 |  | 28 August 2014 | MUNADI - TSE | - |  | INACTIVE
E1351193 | E8240 |  |  |  | GN00001212 | RSUD BREBES | TEGAL | JAWA TENGAH | BREBES | MAIN UNIT | CUSTOMER | 28 August 2014 | MUNADI - TSE | 28 August 2014 |  | 28 August 2014 | MUNADI - TSE | - |  | INACTIVE
E1351195 | E8240 |  |  |  | GN00001212 | RSUD BREBES | TEGAL | JAWA TENGAH | BREBES | MAIN UNIT | CUSTOMER | 28 August 2014 | MUNADI - TSE | 28 August 2014 |  | 28 August 2014 | MUNADI - TSE | - |  | INACTIVE
E1351197 | E8240 |  |  |  | GN00002986 | RDC PUSAT - RAWAGELAM | PUSAT | DKI JAKARTA | JAKARTA TIMUR | MAIN UNIT | EMP | 23 September 2014 | GATOT SURYA ADIPUTRA - TSE | 1 January 1900 |  | 23 September 2014 | GATOT SURYA ADIPUTRA - TSE | - |  | INACTIVE
E1351200 | E8240 |  |  |  | GN00000011 | RSUD BUDHI ASIH | JAKARTA-1 | DKI JAKARTA | JAKARTA TIMUR | MAIN UNIT | CUSTOMER | 16 March 2016 | ARDI HERMAWAN - TSE CP | 4 November 2015 |  | 16 March 2016 | ARDI HERMAWAN - TSE CP | - |  | INACTIVE
E1351205 | E8240 |  |  |  | GN00000011 | RSUD BUDHI ASIH | JAKARTA-1 | DKI JAKARTA | JAKARTA TIMUR | MAIN UNIT | CUSTOMER | 15 March 2016 | ARDI HERMAWAN - TSE CP | 4 November 2015 |  | 15 March 2016 | ARDI HERMAWAN - TSE CP | - |  | INACTIVE
E1351207 | E8240 |  |  |  | GN00002986 | RDC PUSAT - RAWAGELAM | PUSAT | DKI JAKARTA | JAKARTA TIMUR | MAIN UNIT | EMP | 8 September 2014 | WISPI SIAGARI - TSE | 1 January 1900 |  | 8 September 2014 | WISPI SIAGARI - TSE | - |  | INACTIVE
E1351217 | E8240 |  |  |  | GN00000011 | RSUD BUDHI ASIH | JAKARTA-1 | DKI JAKARTA | JAKARTA TIMUR | MAIN UNIT | CUSTOMER | 15 March 2016 | ARDI HERMAWAN - TSE CP | 4 November 2015 |  | 15 March 2016 | ARDI HERMAWAN - TSE CP | - |  | INACTIVE
E1351221 | E8240 |  |  |  | GN00000011 | RSUD BUDHI ASIH | JAKARTA-1 | DKI JAKARTA | JAKARTA TIMUR | MAIN UNIT | CUSTOMER | 16 March 2016 | ARDI HERMAWAN - TSE CP | 4 November 2015 |  | 16 March 2016 | ARDI HERMAWAN - TSE CP | - |  | INACTIVE
E1351223 | E8240 |  |  |  | GN00000011 | RSUD BUDHI ASIH | JAKARTA-1 | DKI JAKARTA | JAKARTA TIMUR | MAIN UNIT | CUSTOMER | 16 March 2016 | ARDI HERMAWAN - TSE CP | 4 November 2015 |  | 16 March 2016 | ARDI HERMAWAN - TSE CP | - |  | INACTIVE
E1351225 | E8240 |  |  |  | GN00000011 | RSUD BUDHI ASIH | JAKARTA-1 | DKI JAKARTA | JAKARTA TIMUR | MAIN UNIT | CUSTOMER | 16 March 2016 | ARDI HERMAWAN - TSE CP | 4 November 2015 |  | 16 March 2016 | ARDI HERMAWAN - TSE CP | - |  | INACTIVE
E1351231 | E8240 |  |  |  | GN00000011 | RSUD BUDHI ASIH | JAKARTA-1 | DKI JAKARTA | JAKARTA TIMUR | MAIN UNIT | CUSTOMER | 16 March 2016 | ARDI HERMAWAN - TSE CP | 4 November 2015 |  | 16 March 2016 | ARDI HERMAWAN - TSE CP | - |  | INACTIVE
E1351232 | E8240 |  |  |  | GN00000011 | RSUD BUDHI ASIH | JAKARTA-1 | DKI JAKARTA | JAKARTA TIMUR | MAIN UNIT | CUSTOMER | 9 November 2015 | IBNUL AZIZ - TSE | 4 November 2015 |  | 9 November 2015 | IBNUL AZIZ - TSE | - |  | INACTIVE
E1351233 | E8240 |  |  |  | GN00000011 | RSUD BUDHI ASIH | JAKARTA-1 | DKI JAKARTA | JAKARTA TIMUR | MAIN UNIT | CUSTOMER | 16 March 2016 | ARDI HERMAWAN - TSE CP | 4 November 2015 |  | 16 March 2016 | ARDI HERMAWAN - TSE CP | - |  | INACTIVE
E1351250 | E8240 |  |  |  | GN00000011 | RSUD BUDHI ASIH | JAKARTA-1 | DKI JAKARTA | JAKARTA TIMUR | MAIN UNIT | CUSTOMER | 16 March 2016 | ARDI HERMAWAN - TSE CP | 4 November 2015 |  | 16 March 2016 | ARDI HERMAWAN - TSE CP | - |  | INACTIVE
E1351251 | E8240 |  |  |  | GN00000011 | RSUD BUDHI ASIH | JAKARTA-1 | DKI JAKARTA | JAKARTA TIMUR | MAIN UNIT | CUSTOMER | 16 March 2016 | ARDI HERMAWAN - TSE CP | 4 November 2015 |  | 16 March 2016 | ARDI HERMAWAN - TSE CP | - |  | INACTIVE
E1351258 | E8240 |  |  |  | GN00000011 | RSUD BUDHI ASIH | JAKARTA-1 | DKI JAKARTA | JAKARTA TIMUR | MAIN UNIT | CUSTOMER | 16 March 2016 | ARDI HERMAWAN - TSE CP | 4 November 2015 |  | 16 March 2016 | ARDI HERMAWAN - TSE CP | - |  | INACTIVE
E1351270 | E8240 |  |  |  | GN00000011 | RSUD BUDHI ASIH | JAKARTA-1 | DKI JAKARTA | JAKARTA TIMUR | MAIN UNIT | CUSTOMER | 16 March 2016 | ARDI HERMAWAN - TSE CP | 4 November 2015 |  | 16 March 2016 | ARDI HERMAWAN - TSE CP | - |  | INACTIVE
E1351271 | E8240 |  |  |  | GN00000011 | RSUD BUDHI ASIH | JAKARTA-1 | DKI JAKARTA | JAKARTA TIMUR | MAIN UNIT | CUSTOMER | 16 March 2016 | ARDI HERMAWAN - TSE CP | 4 November 2015 |  | 16 March 2016 | ARDI HERMAWAN - TSE CP | - |  | INACTIVE
E1351444 | E8240 |  |  |  | GN00000011 | RSUD BUDHI ASIH | JAKARTA-1 | DKI JAKARTA | JAKARTA TIMUR | MAIN UNIT | CUSTOMER | 16 March 2016 | ARDI HERMAWAN - TSE CP | 4 November 2015 |  | 16 March 2016 | ARDI HERMAWAN - TSE CP | - |  | INACTIVE
E8K0929 | CSWMT | X RAY CEILING WITH TABLE | IMAGING | BMI BIOMED. INT. SRL | GN00002457 | RSU PARE | KEDIRI | JAWA TIMUR | KEDIRI | MAIN UNIT | CUSTOMER | 10 April 2015 | ANDI ISMAIL - SPV TSE TIMUR | 1 January 2009 |  | 10 April 2015 | ANDI ISMAIL - SPV TSE TIMUR | - |  | ACTIVE
EASY MAG 00803 | 20011 | Nuclisens Easy Mag config |  |  | GN00002985 | WORKSHOOP CSM PUSAT | PUSAT | DKI JAKARTA | JAKARTA TIMUR | MAIN UNIT | EMP | 1 February 1990 | PETRUS SIMON | 1 January 1900 |  | 1 February 1990 | PETRUS SIMON | - |  | INACTIVE
EC018 | EC018 | CENTRIFUGE 5452 230V/50-60HZ | DIAGNOSTIC 2 | EPPENDORF SE (EPPENDORF AG) | GN00002986 | RDC PUSAT - RAWAGELAM | PUSAT | DKI JAKARTA | JAKARTA TIMUR | MAIN UNIT | EMP | - |  | - |  | 3 January 2024 | LEO LANANG SIGIT - TSE CP | - |  | ACTIVE
EHP24910013 | ELV51 | ELVA AUTO ANALYZER HbA1C | DIAGNOSTIC 2 | WUXI BIOHERMES BIO & MEDICAL TECHOLOGY CO., LTD | GN17120015 | LAB CITO SURABAYA | SURABAYA-1 | JAWA TIMUR | SURABAYA | MAIN UNIT | EMP | - |  | 20 October 2025 |  | 13 February 2025 | LEO LANANG SIGIT - TSE CP | 21 October 2025 | SAHID DERMAWAN - SPV TSE BARAT | ACTIVE
EHP25320003 | ELV51 | ELVA AUTO ANALYZER HbA1C | DIAGNOSTIC 2 | WUXI BIOHERMES BIO & MEDICAL TECHOLOGY CO., LTD | GN00002648 | LAB CITO PURWOKERTO | PURWOKERTO | JAWA TENGAH | PURWOKERTO | MAIN UNIT | EMP | - |  | 2 July 2025 |  | 16 June 2025 | ARIEF SETIAWAN - TSE CP | 14 November 2025 | SAHID DERMAWAN - SPV TSE BARAT | ACTIVE
EHP25320004 | ELV51 | ELVA AUTO ANALYZER HbA1C | DIAGNOSTIC 2 | WUXI BIOHERMES BIO & MEDICAL TECHOLOGY CO., LTD | GN20040005 | LAB KLINIK CITO WATES | YOGYAKARTA | YOGYAKARTA | YOGYAKARTA | MAIN UNIT | EMP | - |  | 17 July 2025 |  | 16 June 2025 | ARIEF SETIAWAN - TSE CP | 14 November 2025 | SAHID DERMAWAN - SPV TSE BARAT | ACTIVE
EHP25710018 | ELV51 | ELVA AUTO ANALYZER HbA1C | DIAGNOSTIC 2 | WUXI BIOHERMES BIO & MEDICAL TECHOLOGY CO., LTD | GN00000584 | LAB. CITO ( INDRAPRASTA ) | SEMARANG | JAWA TENGAH | SEMARANG | MAIN UNIT | EMP | - |  | 31 October 2025 |  | 24 October 2025 | LEO LANANG SIGIT - TSE CP | 3 November 2025 | SAHID DERMAWAN - SPV TSE BARAT | ACTIVE
ELST | FDRLI | DRYPIX LITE | IMAGING | FUJIFILM INDONESIA, PT. | GN00002986 | RDC PUSAT - RAWAGELAM | PUSAT | DKI JAKARTA | JAKARTA TIMUR | MAIN UNIT | EMP | - |  | - |  | 1 October 2024 | ARIEF SETIAWAN - TSE CP | - |  | ACTIVE
EMP180122014 | A8461 | SLIMLINE WAX DISPENSER | DIAGNOSTIC 2 | THERMO FISHER SCIEN. CO | GN00002986 | RDC PUSAT - RAWAGELAM | PUSAT | DKI JAKARTA | JAKARTA TIMUR | MAIN UNIT | EMP | 26 September 2018 | ANTONIUS SAGITA - KALIBRASI | 26 September 2018 |  | 26 September 2018 | ANTONIUS SAGITA - KALIBRASI | - |  | ACTIVE
EMP180213032 | NX70B | NX70 BLADE HOLDER | DIAGNOSTIC 2 | SHANDON DIAGNOSTICS Ltd. | GN00003001 | PT. ENSEVAL MEDIKA PRIMA - HO | PUSAT | DKI JAKARTA | JAKARTA TIMUR | MAIN UNIT | EMP | 26 September 2018 | RIZAL FERDYANSAH | 26 September 2018 |  | 26 September 2018 | RIZAL FERDYANSAH | - |  | ACTIVE
EMP180720431 | 31813 | MATTRESS ADULT TYPE 31813 | IMAGING | MEGA ANDALAN KALASAN, PT | GN00011690 | SHOWROOM PT EMP | PUSAT | DKI JAKARTA | JAKARTA TIMUR | MAIN UNIT | EMP | 3 August 2018 | TRIYONO - TSE AREA BARAT | 1 August 2018 |  | 3 August 2018 | TRIYONO - TSE AREA BARAT | - |  | ACTIVE
EMP180720432 | 33032 | BEDSIDE CABINET | IMAGING | MEGA ANDALAN KALASAN, PT | GN00011690 | SHOWROOM PT EMP | PUSAT | DKI JAKARTA | JAKARTA TIMUR | MAIN UNIT | EMP | 14 September 2018 | TRIYONO - TSE AREA BARAT | 3 August 2018 |  | 14 September 2018 | TRIYONO - TSE AREA BARAT | - |  | ACTIVE
EMP180720433 | 78001 | SOTABED ELECTRIC ICU/ICCU | IMAGING | MEGA ANDALAN KALASAN, PT | GN00011690 | SHOWROOM PT EMP | PUSAT | DKI JAKARTA | JAKARTA TIMUR | MAIN UNIT | EMP | 14 September 2018 | TRIYONO - TSE AREA BARAT | 2 August 2018 |  | 14 September 2018 | TRIYONO - TSE AREA BARAT | - |  | ACTIVE
EMP180720434 | 77071 | OVERBED TABLE 77071 | IMAGING | MEGA ANDALAN KALASAN, PT | GN00011690 | SHOWROOM PT EMP | PUSAT | DKI JAKARTA | JAKARTA TIMUR | MAIN UNIT | EMP | 14 September 2018 | TRIYONO - TSE AREA BARAT | 2 August 2018 |  | 14 September 2018 | TRIYONO - TSE AREA BARAT | - |  | ACTIVE
EMP210308007 | KAST2 | PAKET 2 KASET & IP | IMAGING | FUJIFILM INDONESIA, PT. | GN21020005 | Klinik Utama Citra Mulia - Blora | KUDUS | JAWA TENGAH | KUDUS | ACCESSORIES | EMP | 21 April 2022 | ANTONIUS SAGITA - KALIBRASI | 30 October 2021 | ANDRIAS NUGROHO - TSE | 21 September 2021 | ANTONIUS SAGITA - KALIBRASI | 21 April 2022 | ANTONIUS SAGITA - KALIBRASI | ACTIVE
EMP210316024 | KAST4 | PAKET 4 KASET & IP | IMAGING | FUJIFILM INDONESIA, PT. | GN00001308 | RSUD NEGARA | DENPASAR | BALI | JEMBRANA | ACCESSORIES | EMP | - |  | 8 September 2022 | I KADEK - TSE | 28 July 2022 | ANTONIUS SAGITA - KALIBRASI | 8 September 2022 | I KADEK - TSE | ACTIVE
EMP210415036 | KAST4 | PAKET 4 KASET & IP | IMAGING | FUJIFILM INDONESIA, PT. | GN00001548 | RS WAVA HUSADA | MALANG | JAWA TIMUR | MALANG | ACCESSORIES | EMP | - |  | 8 September 2022 | AHMAD FATKHUDIN - TSE | 28 July 2022 | ANTONIUS SAGITA - KALIBRASI | 8 September 2022 | AHMAD FATKHUDIN - TSE | ACTIVE
EMP210422038 | KAST2 | PAKET 2 KASET & IP | IMAGING | FUJIFILM INDONESIA, PT. | GN00001204 | RSUD CILACAP | PURWOKERTO | JAWA TENGAH | CILACAP | ACCESSORIES | EMP | - |  | 13 July 2022 | DIAN FEBRIYANA - TSE | 2 June 2022 | ANTONIUS SAGITA - KALIBRASI | 13 July 2022 | DIAN FEBRIYANA - TSE | ACTIVE
EMP210531074 | KAST2 | PAKET 2 KASET & IP | IMAGING | FUJIFILM INDONESIA, PT. | GN00011224 | RS PERMATA CIREBON | CIREBON | JAWA BARAT | CIREBON | ACCESSORIES | EMP | 21 April 2022 | ANTONIUS SAGITA - KALIBRASI | 27 September 2021 | ARBIANSYAH - TSE | 21 September 2021 | ANTONIUS SAGITA - KALIBRASI | 21 April 2022 | ANTONIUS SAGITA - KALIBRASI | ACTIVE
EMP210813127 | KAST2 | PAKET 2 KASET & IP | IMAGING | FUJIFILM INDONESIA, PT. | GN00004204 | RS LOTIM MEDICAL CENTER | MATARAM | NUSA TENGGARA BARAT | MATARAM | ACCESSORIES | EMP | 21 April 2022 | ANTONIUS SAGITA - KALIBRASI | 13 October 2021 | I KADEK - TSE | 21 September 2021 | ANTONIUS SAGITA - KALIBRASI | 21 April 2022 | ANTONIUS SAGITA - KALIBRASI | ACTIVE
EMP211230098 | KAST4 | PAKET 4 KASET & IP | IMAGING | FUJIFILM INDONESIA, PT. | GN00001828 | RSU WALUYO JATI KRAKSAAN | MALANG | JAWA TIMUR | PROBOLINGGO | MAIN UNIT | EMP | 21 April 2022 | ANTONIUS SAGITA - KALIBRASI | 18 July 2022 | AHMAD FATKHUDIN - TSE | 20 January 2022 | ANTONIUS SAGITA - KALIBRASI | 18 July 2022 | AHMAD FATKHUDIN - TSE | ACTIVE
EMP2208110001 | KAST1 | PAKET 1 KASET & IP | IMAGING | FUJIFILM INDONESIA, PT. | GN00000069 | RSUD DR HI ABDUL MOELOEK | BANDAR LAMPUNG | LAMPUNG | BANDAR LAMPUNG | ACCESSORIES | EMP | - |  | 2 October 2022 | SELAMAT SIPAHUTAR - TSE | 12 September 2022 | ANTONIUS SAGITA - KALIBRASI | 2 October 2022 | SELAMAT SIPAHUTAR - TSE | ACTIVE
EMP220909011 | KAST3 | PAKET 3 KASET & IP | IMAGING | FUJIFILM INDONESIA, PT. | GN00001788 | RSUD DR RSOEDJATI SOEMODIARDJO GROBOGAN | SOLO | JAWA TENGAH | PURWODADI | ACCESSORIES | EMP | - |  | 17 October 2022 | ANDRIAS NUGROHO - TSE | 23 September 2022 | ANTONIUS SAGITA - KALIBRASI | 17 October 2022 | ANDRIAS NUGROHO - TSE | ACTIVE
EPM120001 | PME12 | ELVA Patient Monitor EPM12 | IMAGING | GERLINK UTAMA MANDIRI, PT | GN00002986 | RDC PUSAT - RAWAGELAM | PUSAT | DKI JAKARTA | JAKARTA TIMUR | MAIN UNIT | EMP | - |  | - |  | 20 October 2023 | ARIEF SETIAWAN - TSE CP | - |  | ACTIVE
EPM120002 | PME12 | ELVA Patient Monitor EPM12 | IMAGING | GERLINK UTAMA MANDIRI, PT | GN00000121 | RS MATA SRIWIJAYA EYE CENTRE PALEMBANG | PALEMBANG | SUMATERA SELATAN | PALEMBANG | MAIN UNIT | CUSTOMER | - |  | 23 November 2023 |  | 20 October 2023 | ARIEF SETIAWAN - TSE CP | 6 December 2023 | SAHID DERMAWAN - SPV TSE BARAT | ACTIVE
EPM120003 | PME12 | ELVA Patient Monitor EPM12 | IMAGING | GERLINK UTAMA MANDIRI, PT | GN00000169 | RSUD KH DAUD ARIF | JAMBI | JAMBI | KUALA TUNGKAL | MAIN UNIT | CUSTOMER | - |  | 30 November 2023 |  | 20 October 2023 | ANTONIUS SAGITA - KALIBRASI | 6 December 2023 | SAHID DERMAWAN - SPV TSE BARAT | ACTIVE
EPM120004 | PME12 | ELVA Patient Monitor EPM12 | IMAGING | GERLINK UTAMA MANDIRI, PT | GN00000169 | RSUD KH DAUD ARIF | JAMBI | JAMBI | KUALA TUNGKAL | MAIN UNIT | CUSTOMER | - |  | 30 November 2023 |  | 20 October 2023 | ANTONIUS SAGITA - KALIBRASI | 6 December 2023 | SAHID DERMAWAN - SPV TSE BARAT | ACTIVE
EPM120005 | PME12 | ELVA Patient Monitor EPM12 | IMAGING | GERLINK UTAMA MANDIRI, PT | GN00000169 | RSUD KH DAUD ARIF | JAMBI | JAMBI | KUALA TUNGKAL | MAIN UNIT | CUSTOMER | - |  | 29 November 2023 |  | 20 October 2023 | ANTONIUS SAGITA - KALIBRASI | 6 December 2023 | SAHID DERMAWAN - SPV TSE BARAT | ACTIVE
EPM120006 | PME12 | ELVA Patient Monitor EPM12 | IMAGING | GERLINK UTAMA MANDIRI, PT | GN00000169 | RSUD KH DAUD ARIF | JAMBI | JAMBI | KUALA TUNGKAL | MAIN UNIT | CUSTOMER | - |  | 30 November 2023 |  | 20 October 2023 | ARIEF SETIAWAN - TSE CP | 6 December 2023 | SAHID DERMAWAN - SPV TSE BARAT | ACTIVE
EPM120007 | PME12 | ELVA Patient Monitor EPM12 | IMAGING | GERLINK UTAMA MANDIRI, PT | GN00002986 | RDC PUSAT - RAWAGELAM | PUSAT | DKI JAKARTA | JAKARTA TIMUR | MAIN UNIT | EMP | - |  | - |  | 20 October 2023 | ARIEF SETIAWAN - TSE CP | - |  | ACTIVE
EPM120008 | PME12 | ELVA Patient Monitor EPM12 | IMAGING | GERLINK UTAMA MANDIRI, PT | GN00000169 | RSUD KH DAUD ARIF | JAMBI | JAMBI | KUALA TUNGKAL | MAIN UNIT | CUSTOMER | - |  | 30 November 2023 |  | 20 October 2023 | ARIEF SETIAWAN - TSE CP | 6 December 2023 | SAHID DERMAWAN - SPV TSE BARAT | ACTIVE
EPM120010 | PME12 | ELVA Patient Monitor EPM12 | IMAGING | GERLINK UTAMA MANDIRI, PT | GN00003001 | PT. ENSEVAL MEDIKA PRIMA - HO | PUSAT | DKI JAKARTA | JAKARTA TIMUR | MAIN UNIT | EMP | - |  | - |  | 20 October 2023 | ANTONIUS SAGITA - KALIBRASI | - |  | ACTIVE
EPM120011 | PME12 | ELVA Patient Monitor EPM12 | IMAGING | GERLINK UTAMA MANDIRI, PT | GN00008859 | RSUD. PASIRIAN | JEMBER | JAWA TIMUR | JEMBER | MAIN UNIT | CUSTOMER | - |  | 14 June 2024 |  | 20 October 2023 | ANTONIUS SAGITA - KALIBRASI | 18 June 2024 | ANDI ISMAIL - SPV TSE TIMUR | ACTIVE
EPM120012 | PME12 | ELVA Patient Monitor EPM12 | IMAGING | GERLINK UTAMA MANDIRI, PT | GN00008859 | RSUD. PASIRIAN | JEMBER | JAWA TIMUR | JEMBER | MAIN UNIT | CUSTOMER | - |  | 14 June 2024 |  | 20 October 2023 | ANTONIUS SAGITA - KALIBRASI | 18 June 2024 | ANDI ISMAIL - SPV TSE TIMUR | ACTIVE
EPM120014 | PME12 | ELVA Patient Monitor EPM12 | IMAGING | GERLINK UTAMA MANDIRI, PT | GN00001784 | RSUD SALATIGA | SOLO | JAWA TENGAH | SALATIGA | MAIN UNIT | CUSTOMER | - |  | 11 June 2024 |  | 20 October 2023 | ARIEF SETIAWAN - TSE CP | 10 September 2024 | ANDI ISMAIL - SPV TSE TIMUR | ACTIVE
EPM120015 | PME12 | ELVA Patient Monitor EPM12 | IMAGING | GERLINK UTAMA MANDIRI, PT | GN20020055 | RSUD Pratama Tapan | PADANG | SUMATERA BARAT | PADANG | MAIN UNIT | CUSTOMER | - |  | 24 June 2024 |  | 20 October 2023 | ANTONIUS SAGITA - KALIBRASI | 1 July 2024 | SAHID DERMAWAN - SPV TSE BARAT | ACTIVE
EPM120017 | PME12 | ELVA Patient Monitor EPM12 | IMAGING | GERLINK UTAMA MANDIRI, PT | GN00008859 | RSUD. PASIRIAN | JEMBER | JAWA TIMUR | JEMBER | MAIN UNIT | CUSTOMER | - |  | 14 June 2024 |  | 20 October 2023 | ANTONIUS SAGITA - KALIBRASI | 18 June 2024 | ANDI ISMAIL - SPV TSE TIMUR | ACTIVE
EPM120018 | PME12 | ELVA Patient Monitor EPM12 | IMAGING | GERLINK UTAMA MANDIRI, PT | GN00008406 | RSUD PLOSO | SURABAYA-1 | JAWA TIMUR | JOMBANG | MAIN UNIT | CUSTOMER | - |  | 7 November 2024 |  | 20 October 2023 | ARIEF SETIAWAN - TSE CP | 2 December 2024 | SAHID DERMAWAN - SPV TSE BARAT | ACTIVE
EPM120019 | PME12 | ELVA Patient Monitor EPM12 | IMAGING | GERLINK UTAMA MANDIRI, PT | GN00002986 | RDC PUSAT - RAWAGELAM | PUSAT | DKI JAKARTA | JAKARTA TIMUR | MAIN UNIT | EMP | - |  | - |  | 20 October 2023 | ARIEF SETIAWAN - TSE CP | - |  | ACTIVE
EPM120020 | PME12 | ELVA Patient Monitor EPM12 | IMAGING | GERLINK UTAMA MANDIRI, PT | GN00008406 | RSUD PLOSO | SURABAYA-1 | JAWA TIMUR | JOMBANG | MAIN UNIT | CUSTOMER | - |  | 7 November 2024 |  | 20 October 2023 | ANTONIUS SAGITA - KALIBRASI | 2 December 2024 | SAHID DERMAWAN - SPV TSE BARAT | ACTIVE
EPM120021 | PME12 | ELVA Patient Monitor EPM12 | IMAGING | GERLINK UTAMA MANDIRI, PT | GN00008406 | RSUD PLOSO | SURABAYA-1 | JAWA TIMUR | JOMBANG | MAIN UNIT | CUSTOMER | - |  | 7 November 2024 |  | 20 October 2023 | ANTONIUS SAGITA - KALIBRASI | 2 December 2024 | SAHID DERMAWAN - SPV TSE BARAT | ACTIVE
EPM120022 | PME12 | ELVA Patient Monitor EPM12 | IMAGING | GERLINK UTAMA MANDIRI, PT | GN00002986 | RDC PUSAT - RAWAGELAM | PUSAT | DKI JAKARTA | JAKARTA TIMUR | MAIN UNIT | EMP | - |  | - |  | 20 October 2023 | ANTONIUS SAGITA - KALIBRASI | - |  | ACTIVE
EPM120023 | PME12 | ELVA Patient Monitor EPM12 | IMAGING | GERLINK UTAMA MANDIRI, PT | GN00002986 | RDC PUSAT - RAWAGELAM | PUSAT | DKI JAKARTA | JAKARTA TIMUR | MAIN UNIT | EMP | - |  | - |  | 20 October 2023 | ARIEF SETIAWAN - TSE CP | - |  | ACTIVE
EPM120024 | PME12 | ELVA Patient Monitor EPM12 | IMAGING | GERLINK UTAMA MANDIRI, PT | GN20110019 | RSUD Saptosari | YOGYAKARTA | YOGYAKARTA | YOGYAKARTA | MAIN UNIT | CUSTOMER | - |  | 2 December 2024 |  | 20 October 2023 | ARIEF SETIAWAN - TSE CP | 17 December 2024 | ANDI ISMAIL - SPV TSE TIMUR | ACTIVE
EPM120025 | PME12 | ELVA Patient Monitor EPM12 | IMAGING | GERLINK UTAMA MANDIRI, PT | GN00000629 | RSUD ULIN | BANJARMASIN | KALIMANTAN SELATAN | BANJARMASIN | MAIN UNIT | CUSTOMER | - |  | 12 December 2024 |  | 20 October 2023 | ANTONIUS SAGITA - KALIBRASI | 17 December 2024 | ANDI ISMAIL - SPV TSE TIMUR | ACTIVE
EPM120026 | PME12 | ELVA Patient Monitor EPM12 | IMAGING | GERLINK UTAMA MANDIRI, PT | GN00000629 | RSUD ULIN | BANJARMASIN | KALIMANTAN SELATAN | BANJARMASIN | MAIN UNIT | CUSTOMER | - |  | 12 December 2024 |  | 20 October 2023 | ANTONIUS SAGITA - KALIBRASI | 17 December 2024 | ANDI ISMAIL - SPV TSE TIMUR | ACTIVE
EPM120027 | PME12 | ELVA Patient Monitor EPM12 | IMAGING | GERLINK UTAMA MANDIRI, PT | GN00010647 | PUSKESMAS BANGUN PURBA | MEDAN | SUMATERA UTARA | MEDAN | MAIN UNIT | CUSTOMER | - |  | 15 December 2023 |  | 20 October 2023 | ANTONIUS SAGITA - KALIBRASI | 18 December 2023 | SAHID DERMAWAN - SPV TSE BARAT | ACTIVE
EPM120028 | PME12 | ELVA Patient Monitor EPM12 | IMAGING | GERLINK UTAMA MANDIRI, PT | GN24040003 | RSUD KOTA BOGOR | BOGOR | JAWA BARAT | BOGOR | MAIN UNIT | EMP | - |  | - |  | 20 October 2023 | ANTONIUS SAGITA - KALIBRASI | - |  | ACTIVE
EPM120029 | PME12 | ELVA Patient Monitor EPM12 | IMAGING | GERLINK UTAMA MANDIRI, PT | GN20110019 | RSUD Saptosari | YOGYAKARTA | YOGYAKARTA | YOGYAKARTA | MAIN UNIT | CUSTOMER | - |  | 2 December 2024 |  | 20 October 2023 | ARIEF SETIAWAN - TSE CP | 17 December 2024 | ANDI ISMAIL - SPV TSE TIMUR | ACTIVE
EPM120030 | PME12 | ELVA Patient Monitor EPM12 | IMAGING | GERLINK UTAMA MANDIRI, PT | GN00000393 | RSUD SULTAN SULAIMAN | MEDAN | SUMATERA UTARA | BINJAI | MAIN UNIT | EMP | - |  | - |  | 20 October 2023 | ARIEF SETIAWAN - TSE CP | - |  | ACTIVE
EPM120031 | PME12 | ELVA Patient Monitor EPM12 | IMAGING | GERLINK UTAMA MANDIRI, PT | GN00002986 | RDC PUSAT - RAWAGELAM | PUSAT | DKI JAKARTA | JAKARTA TIMUR | MAIN UNIT | EMP | - |  | - |  | 20 October 2023 | ANTONIUS SAGITA - KALIBRASI | - |  | ACTIVE
EPM120032 | PME12 | ELVA Patient Monitor EPM12 | IMAGING | GERLINK UTAMA MANDIRI, PT | GN00008406 | RSUD PLOSO | SURABAYA-1 | JAWA TIMUR | JOMBANG | MAIN UNIT | EMP | - |  | - |  | 20 October 2023 | ARIEF SETIAWAN - TSE CP | - |  | ACTIVE
EPM120033 | PME12 | ELVA Patient Monitor EPM12 | IMAGING | GERLINK UTAMA MANDIRI, PT | GN00008406 | RSUD PLOSO | SURABAYA-1 | JAWA TIMUR | JOMBANG | MAIN UNIT | EMP | - |  | - |  | 20 October 2023 | ARIEF SETIAWAN - TSE CP | - |  | ACTIVE
EPM120034 | PME12 | ELVA Patient Monitor EPM12 | IMAGING | GERLINK UTAMA MANDIRI, PT | GN00000143 | RSUD TALANG UBI | PALEMBANG | SUMATERA SELATAN | TALANG UBI | MAIN UNIT | CUSTOMER | - |  | 28 August 2025 |  | 20 October 2023 | ANTONIUS SAGITA - KALIBRASI | 11 September 2025 | SAHID DERMAWAN - SPV TSE BARAT | ACTIVE
EPM120035 | PME12 | ELVA Patient Monitor EPM12 | IMAGING | GERLINK UTAMA MANDIRI, PT | GN00010647 | PUSKESMAS BANGUN PURBA | MEDAN | SUMATERA UTARA | MEDAN | MAIN UNIT | CUSTOMER | - |  | 15 December 2023 |  | 20 October 2023 | ARIEF SETIAWAN - TSE CP | 18 December 2023 | SAHID DERMAWAN - SPV TSE BARAT | ACTIVE
EPM120036 | PME12 | ELVA Patient Monitor EPM12 | IMAGING | GERLINK UTAMA MANDIRI, PT | GN00000143 | RSUD TALANG UBI | PALEMBANG | SUMATERA SELATAN | TALANG UBI | MAIN UNIT | CUSTOMER | - |  | 28 August 2025 |  | 20 October 2023 | ARIEF SETIAWAN - TSE CP | 11 September 2025 | SAHID DERMAWAN - SPV TSE BARAT | ACTIVE
EPM120037 | PME12 | ELVA Patient Monitor EPM12 | IMAGING | GERLINK UTAMA MANDIRI, PT | GN00003160 | RSUD OGAN ILIR | PALEMBANG | SUMATERA SELATAN | PALEMBANG | MAIN UNIT | CUSTOMER | - |  | 10 October 2025 |  | 20 October 2023 | ARIEF SETIAWAN - TSE CP | 20 October 2025 | SAHID DERMAWAN - SPV TSE BARAT | ACTIVE
EPM120038 | PME12 | ELVA Patient Monitor EPM12 | IMAGING | GERLINK UTAMA MANDIRI, PT | GN00002986 | RDC PUSAT - RAWAGELAM | PUSAT | DKI JAKARTA | JAKARTA TIMUR | MAIN UNIT | EMP | - |  | - |  | 20 October 2023 | ARIEF SETIAWAN - TSE CP | - |  | ACTIVE
EPM120039 | PME12 | ELVA Patient Monitor EPM12 | IMAGING | GERLINK UTAMA MANDIRI, PT | GN00002986 | RDC PUSAT - RAWAGELAM | PUSAT | DKI JAKARTA | JAKARTA TIMUR | MAIN UNIT | EMP | - |  | - |  | 20 October 2023 | ARIEF SETIAWAN - TSE CP | - |  | ACTIVE
EPM120040 | PME12 | ELVA Patient Monitor EPM12 | IMAGING | GERLINK UTAMA MANDIRI, PT | GN00002986 | RDC PUSAT - RAWAGELAM | PUSAT | DKI JAKARTA | JAKARTA TIMUR | MAIN UNIT | EMP | - |  | - |  | 20 October 2023 | ARIEF SETIAWAN - TSE CP | - |  | ACTIVE
EPM120041 | PME12 | ELVA Patient Monitor EPM12 | IMAGING | GERLINK UTAMA MANDIRI, PT | GN00002986 | RDC PUSAT - RAWAGELAM | PUSAT | DKI JAKARTA | JAKARTA TIMUR | MAIN UNIT | EMP | - |  | - |  | 20 October 2023 | ANTONIUS SAGITA - KALIBRASI | - |  | ACTIVE
EPM120042 | PME12 | ELVA Patient Monitor EPM12 | IMAGING | GERLINK UTAMA MANDIRI, PT | GN00002986 | RDC PUSAT - RAWAGELAM | PUSAT | DKI JAKARTA | JAKARTA TIMUR | MAIN UNIT | EMP | - |  | - |  | 20 October 2023 | ANTONIUS SAGITA - KALIBRASI | - |  | ACTIVE
EPM120043 | PME12 | ELVA Patient Monitor EPM12 | IMAGING | GERLINK UTAMA MANDIRI, PT | GN20110019 | RSUD Saptosari | YOGYAKARTA | YOGYAKARTA | YOGYAKARTA | MAIN UNIT | CUSTOMER | - |  | 2 December 2024 |  | 20 October 2023 | ARIEF SETIAWAN - TSE CP | 17 December 2024 | ANDI ISMAIL - SPV TSE TIMUR | ACTIVE
EPM120044 | PME12 | ELVA Patient Monitor EPM12 | IMAGING | GERLINK UTAMA MANDIRI, PT | GN00002986 | RDC PUSAT - RAWAGELAM | PUSAT | DKI JAKARTA | JAKARTA TIMUR | MAIN UNIT | EMP | - |  | - |  | 20 October 2023 | ANTONIUS SAGITA - KALIBRASI | - |  | ACTIVE
EPM120045 | PME12 | ELVA Patient Monitor EPM12 | IMAGING | GERLINK UTAMA MANDIRI, PT | GN20110019 | RSUD Saptosari | YOGYAKARTA | YOGYAKARTA | YOGYAKARTA | MAIN UNIT | CUSTOMER | - |  | 2 December 2024 |  | 20 October 2023 | ARIEF SETIAWAN - TSE CP | 17 December 2024 | ANDI ISMAIL - SPV TSE TIMUR | ACTIVE
EPM120046 | PME12 | ELVA Patient Monitor EPM12 | IMAGING | GERLINK UTAMA MANDIRI, PT | GN00002986 | RDC PUSAT - RAWAGELAM | PUSAT | DKI JAKARTA | JAKARTA TIMUR | MAIN UNIT | EMP | - |  | - |  | 20 October 2023 | ANTONIUS SAGITA - KALIBRASI | - |  | ACTIVE
EPM120047 | PME12 | ELVA Patient Monitor EPM12 | IMAGING | GERLINK UTAMA MANDIRI, PT | GN00002986 | RDC PUSAT - RAWAGELAM | PUSAT | DKI JAKARTA | JAKARTA TIMUR | MAIN UNIT | EMP | - |  | - |  | 20 October 2023 | ANTONIUS SAGITA - KALIBRASI | - |  | ACTIVE
EPM120048 | PME12 | ELVA Patient Monitor EPM12 | IMAGING | GERLINK UTAMA MANDIRI, PT | GN00002986 | RDC PUSAT - RAWAGELAM | PUSAT | DKI JAKARTA | JAKARTA TIMUR | MAIN UNIT | EMP | - |  | - |  | 20 October 2023 | ANTONIUS SAGITA - KALIBRASI | - |  | ACTIVE
EPM120049 | PME12 | ELVA Patient Monitor EPM12 | IMAGING | GERLINK UTAMA MANDIRI, PT | GN00002986 | RDC PUSAT - RAWAGELAM | PUSAT | DKI JAKARTA | JAKARTA TIMUR | MAIN UNIT | EMP | - |  | - |  | 20 October 2023 | ANTONIUS SAGITA - KALIBRASI | - |  | ACTIVE
EPM120050 | PME12 | ELVA Patient Monitor EPM12 | IMAGING | GERLINK UTAMA MANDIRI, PT | GN00002986 | RDC PUSAT - RAWAGELAM | PUSAT | DKI JAKARTA | JAKARTA TIMUR | MAIN UNIT | EMP | - |  | - |  | 20 October 2023 | ARIEF SETIAWAN - TSE CP | - |  | ACTIVE
EPM12009 | PME12 | ELVA Patient Monitor EPM12 | IMAGING | GERLINK UTAMA MANDIRI, PT | GN00002986 | RDC PUSAT - RAWAGELAM | PUSAT | DKI JAKARTA | JAKARTA TIMUR | MAIN UNIT | EMP | - |  | - |  | 20 October 2023 | ARIEF SETIAWAN - TSE CP | - |  | ACTIVE
ER03861411 | EXEL1 | EXCELSIOR AS | DIAGNOSTIC 2 | SHANDON DIAGNOSTICS Ltd. | GN00002921 | RS MITRA KELUARGA DEPOK ( RSMK ) | PEJATEN | JAWA BARAT | DEPOK | MAIN UNIT | CUSTOMER | 24 April 2015 | AGUS FAUZI | 19 March 2015 |  | 24 April 2015 | AGUS FAUZI | - |  | ACTIVE
ES00596 | 41090 | Vitek MS Prime | DIAGNOSTIC 1 | BIOMERIEUX ASIA PACIFIC PTE LTD | GN00011690 | SHOWROOM PT EMP | PUSAT | DKI JAKARTA | JAKARTA TIMUR | MAIN UNIT | EMP | - |  | - |  | 16 November 2023 | LEO LANANG SIGIT - TSE CP | - |  | ACTIVE
ES00607 | 41090 | Vitek MS Prime | DIAGNOSTIC 1 | BIOMERIEUX ASIA PACIFIC PTE LTD | GN00000009 | RSU DR CIPTO MANGUNKUSUMO | JAKARTA-1 | DKI JAKARTA | JAKARTA PUSAT | MAIN UNIT | EMP | - |  | - |  | 16 November 2023 | LEO LANANG SIGIT - TSE CP | - |  | ACTIVE
ES00609 | 41090 | Vitek MS Prime | DIAGNOSTIC 1 | BIOMERIEUX ASIA PACIFIC PTE LTD | GN00002986 | RDC PUSAT - RAWAGELAM | PUSAT | DKI JAKARTA | JAKARTA TIMUR | MAIN UNIT | EMP | - |  | - |  | 16 November 2023 | LEO LANANG SIGIT - TSE CP | - |  | ACTIVE
ES00653 | 41090 | Vitek MS Prime | DIAGNOSTIC 1 | BIOMERIEUX ASIA PACIFIC PTE LTD | GN00002986 | RDC PUSAT - RAWAGELAM | PUSAT | DKI JAKARTA | JAKARTA TIMUR | MAIN UNIT | EMP | - |  | - |  | 16 November 2023 | LEO LANANG SIGIT - TSE CP | - |  | ACTIVE
ET03901411 | ECA01 | Excelsior AS THERMO SCIENTIFIC | DIAGNOSTIC 2 | SHANDON DIAGNOSTICS Ltd. | GN00000674 | RSUD ABDUL WAHAB SJAHRANIE | SAMARINDA | KALIMANTAN TIMUR | SAMARINDA | MAIN UNIT | CUSTOMER | - |  | 14 July 2015 |  | - |  | - |  | ACTIVE
ET06501508 | ECA01 | Excelsior AS THERMO SCIENTIFIC | DIAGNOSTIC 2 | SHANDON DIAGNOSTICS Ltd. | GN00000357 | RSUD DR PIRNGADI | MEDAN | SUMATERA UTARA | MEDAN | MAIN UNIT | CUSTOMER | 1 December 2015 | ARBIANSYAH - TSE | 1 December 2015 |  | 1 December 2015 | ARBIANSYAH - TSE | - |  | ACTIVE
ET20281510 | ECA01 | Excelsior AS THERMO SCIENTIFIC | DIAGNOSTIC 2 | SHANDON DIAGNOSTICS Ltd. | GN00001409 | RSU PROF DR W Z JOHANES | KUPANG | NUSA TENGGARA TIMUR | KUPANG | MAIN UNIT | CUSTOMER | - |  | 29 December 2015 |  | - |  | - |  | ACTIVE
ET25631606 | ECA01 | Excelsior AS THERMO SCIENTIFIC | DIAGNOSTIC 2 | SHANDON DIAGNOSTICS Ltd. | GN00001083 | RS KANKER DHARMAIS | JAKARTA-2 | DKI JAKARTA | JAKARTA BARAT | MAIN UNIT | CUSTOMER | - |  | 22 September 2016 |  | - |  | - |  | ACTIVE
ET25641606 | ECA01 | Excelsior AS THERMO SCIENTIFIC | DIAGNOSTIC 2 | SHANDON DIAGNOSTICS Ltd. | GN00000209 | RUMAH SAKIT UMUM DAERAH KECAMATAN MANDAU (RSUD DURI) | PEKAN BARU | RIAU | BENGKALIS | MAIN UNIT | CUSTOMER | 3 November 2016 |  | 24 October 2016 |  | 3 November 2016 |  | - |  | ACTIVE
ET50061607 | ECA01 | Excelsior AS THERMO SCIENTIFIC | DIAGNOSTIC 2 | SHANDON DIAGNOSTICS Ltd. | GN00002460 | RSUD NGANJUK | KEDIRI | JAWA TIMUR | NGANJUK | MAIN UNIT | CUSTOMER | - |  | 25 October 2016 |  | - |  | - |  | ACTIVE
ET50071607 | ECA01 | Excelsior AS THERMO SCIENTIFIC | DIAGNOSTIC 2 | SHANDON DIAGNOSTICS Ltd. | GN00002447 | RS PROF D R KANDAU MANADO ( RSUP PROF D R KANDAU MANADO ) | MANADO | SULAWESI UTARA | MANADO | MAIN UNIT | CUSTOMER | 30 December 2020 | FAJAR FAHMI - TSE | 31 December 2020 | AUGESTA NANDA PRADANA - TSE | 30 December 2020 | FAJAR FAHMI - TSE | 31 December 2020 | AUGESTA NANDA PRADANA - TSE | ACTIVE
ET50861610 | ECA01 | Excelsior AS THERMO SCIENTIFIC | DIAGNOSTIC 2 | SHANDON DIAGNOSTICS Ltd. | GN00000444 | RSU PADANG SIDEMPUAN | PEMATANG SIANTAR | SUMATERA UTARA | PADANG SIDEMPUAN | MAIN UNIT | CUSTOMER | 14 December 2016 | SATRIA KUSUMA - TSE | 8 December 2016 |  | 14 December 2016 | SATRIA KUSUMA - TSE | - |  | ACTIVE
ET50911610 | ECA01 | Excelsior AS THERMO SCIENTIFIC | DIAGNOSTIC 2 | SHANDON DIAGNOSTICS Ltd. | GN00002875 | RSUD PASAR MINGGU | PEJATEN | DKI JAKARTA | JAKARTA SELATAN | MAIN UNIT | CUSTOMER | 9 March 2017 | FARIDA ADELINA | 17 November 2016 |  | 9 March 2017 | FARIDA ADELINA | - |  | ACTIVE
ET50941610 | ECA01 | Excelsior AS THERMO SCIENTIFIC | DIAGNOSTIC 2 | SHANDON DIAGNOSTICS Ltd. | GN00000009 | RSU DR CIPTO MANGUNKUSUMO | JAKARTA-1 | DKI JAKARTA | JAKARTA PUSAT | MAIN UNIT | CUSTOMER | 22 June 2017 | ARDI HERMAWAN - TSE CP | 22 June 2017 |  | 22 June 2017 | ARDI HERMAWAN - TSE CP | - |  | ACTIVE
ET52051612 | ECA01 | Excelsior AS THERMO SCIENTIFIC | DIAGNOSTIC 2 | SHANDON DIAGNOSTICS Ltd. | GN00000099 | RSUD M YUNUS | BENGKULU | BENGKULU | BENGKULU | MAIN UNIT | CUSTOMER | - |  | 12 April 2019 |  | - |  | - |  | ACTIVE
ET52061612 | ECA01 | Excelsior AS THERMO SCIENTIFIC | DIAGNOSTIC 2 | SHANDON DIAGNOSTICS Ltd. | GN00000527 | RSUD KRATON | SEMARANG | JAWA TENGAH | PEKALONGAN | MAIN UNIT | CUSTOMER | 13 August 2018 | ANDRIAS NUGROHO - TSE | 13 August 2018 |  | 13 August 2018 | ANDRIAS NUGROHO - TSE | - |  | ACTIVE
ET52071612 | ECA01 | Excelsior AS THERMO SCIENTIFIC | DIAGNOSTIC 2 | SHANDON DIAGNOSTICS Ltd. | GN00000535 | RSUP DR KARIADI | SEMARANG | JAWA TENGAH | SEMARANG | MAIN UNIT | CUSTOMER | - |  | 3 June 2019 |  | - |  | - |  | ACTIVE
ET53121703 | ECA01 | Excelsior AS THERMO SCIENTIFIC | DIAGNOSTIC 2 | SHANDON DIAGNOSTICS Ltd. | GN00001823 | RSUD Dr. SAIFUL ANWAR PROV JAWA TIMUR | MALANG | JAWA TIMUR | MALANG | MAIN UNIT | CUSTOMER | 21 August 2018 | TRIYONO - TSE AREA BARAT | 1 January 2018 |  | 21 August 2018 | TRIYONO - TSE AREA BARAT | - |  | ACTIVE
et53181703 | ECA01 | Excelsior AS THERMO SCIENTIFIC | DIAGNOSTIC 2 | SHANDON DIAGNOSTICS Ltd. | GN00000129 | RSUP DR MOHAMMAD HOESIN | PALEMBANG | SUMATERA SELATAN | PALEMBANG | MAIN UNIT | CUSTOMER | 22 August 2017 | TRIYONO - TSE AREA BARAT | 16 May 2017 |  | 22 August 2017 | TRIYONO - TSE AREA BARAT | - |  | ACTIVE
ET54201705 | ECA01 | Excelsior AS THERMO SCIENTIFIC | DIAGNOSTIC 2 | SHANDON DIAGNOSTICS Ltd. | GN17050029 | RS BALI MANDARA | DENPASAR | BALI | DENPASAR | MAIN UNIT | CUSTOMER | 24 July 2017 | SAHID DERMAWAN - SPV TSE BARAT | 24 July 2017 |  | 24 July 2017 | SAHID DERMAWAN - SPV TSE BARAT | - |  | ACTIVE
ET54331706 | ECA01 | Excelsior AS THERMO SCIENTIFIC | DIAGNOSTIC 2 | SHANDON DIAGNOSTICS Ltd. | GN00000533 | RSUD TUGUREJO | SEMARANG | JAWA TENGAH | SEMARANG | MAIN UNIT | CUSTOMER | 23 February 2019 | MUNADI - TSE | 23 February 2019 |  | 23 February 2019 | MUNADI - TSE | - |  | ACTIVE
ET60461808 | ECA01 | Excelsior AS THERMO SCIENTIFIC | DIAGNOSTIC 2 | SHANDON DIAGNOSTICS Ltd. | GN00003554 | RSUD EMBUNG FATIMAH | BATAM | KEPULAUAN RIAU | BATAM | MAIN UNIT | CUSTOMER | - |  | 29 March 2019 |  | - |  | - |  | ACTIVE
ET60491808 | ECA01 | Excelsior AS THERMO SCIENTIFIC | DIAGNOSTIC 2 | SHANDON DIAGNOSTICS Ltd. | GN00000629 | RSUD ULIN | BANJARMASIN | KALIMANTAN SELATAN | BANJARMASIN | MAIN UNIT | CUSTOMER | - |  | 26 April 2019 |  | - |  | - |  | ACTIVE
ET62811903 | ECA01 | Excelsior AS THERMO SCIENTIFIC | DIAGNOSTIC 2 | SHANDON DIAGNOSTICS Ltd. | GN18030035 | RS.DR.H.MOCH.ANSARI SALEH | BANJARMASIN | KALIMANTAN SELATAN | BANJARMASIN | MAIN UNIT | CUSTOMER | - |  | 16 May 2019 |  | - |  | - |  | ACTIVE
ET62901904 | ECA01 | Excelsior AS THERMO SCIENTIFIC | DIAGNOSTIC 2 | SHANDON DIAGNOSTICS Ltd. | GN00000535 | RSUP DR KARIADI | SEMARANG | JAWA TENGAH | SEMARANG | MAIN UNIT | EMP | - |  | 16 May 2019 |  | - |  | - |  | ACTIVE
ET63531906 | EXEL1 | EXCELSIOR AS | DIAGNOSTIC 2 | SHANDON DIAGNOSTICS Ltd. | GN00002986 | RDC PUSAT - RAWAGELAM | PUSAT | DKI JAKARTA | JAKARTA TIMUR | MAIN UNIT | EMP | - |  | - |  | - |  | - |  | ACTIVE
ET63561906 | EXEL1 | EXCELSIOR AS | DIAGNOSTIC 2 | SHANDON DIAGNOSTICS Ltd. | GN21060007 | EKA HOSPITAL CIBUBUR | DEPOK | JAWA BARAT | DEPOK | MAIN UNIT | CUSTOMER | - |  | 30 March 2022 | MUHAMMAD FAJAR - TSE | - |  | 30 March 2022 | MUHAMMAD FAJAR - TSE | ACTIVE
ET63601906 | EXEL1 | EXCELSIOR AS | DIAGNOSTIC 2 | SHANDON DIAGNOSTICS Ltd. | GN00000196 | RS EKA HOSPITAL PEKANBARU | PEKAN BARU | RIAU | PEKANBARU | MAIN UNIT | CUSTOMER | - |  | 13 August 2021 | RUDI SETIAWAN - TSE | - |  | 13 August 2021 | RUDI SETIAWAN - TSE | ACTIVE
ET72712108EP | EXEL1 | EXCELSIOR AS | DIAGNOSTIC 2 | SHANDON DIAGNOSTICS Ltd. | GN20010027 | RSUD BENDAN KOTA PEKALONGAN | TEGAL | JAWA TENGAH | TEGAL | MAIN UNIT | CUSTOMER | - |  | 15 February 2022 | ANDRIAS NUGROHO - TSE | 19 October 2021 | LEO LANANG SIGIT - TSE CP | 15 February 2022 | ANDRIAS NUGROHO - TSE | ACTIVE
ET72752108EP | EXEL1 | EXCELSIOR AS | DIAGNOSTIC 2 | SHANDON DIAGNOSTICS Ltd. | GN00001029 | RS Mitra Kemayoran | JAKARTA-1 | DKI JAKARTA | JAKARTA PUSAT | MAIN UNIT | CUSTOMER | - |  | 16 May 2022 | NICO HERMAWAN - TSE CP | 19 October 2021 | LEO LANANG SIGIT - TSE CP | 16 May 2022 | NICO HERMAWAN - TSE CP | ACTIVE
ET73722111EP | ECA01 | Excelsior AS THERMO SCIENTIFIC | DIAGNOSTIC 2 | SHANDON DIAGNOSTICS Ltd. | GN00002985 | WORKSHOOP CSM PUSAT | PUSAT | DKI JAKARTA | JAKARTA TIMUR | MAIN UNIT | EMP | - |  | 16 June 2022 | MIKKI FAHRIZI - TSE | 31 December 2021 | LEO LANANG SIGIT - TSE CP | 25 March 2025 | SAHID DERMAWAN - SPV TSE BARAT | ACTIVE
ET73732111EP | ECA01 | Excelsior AS THERMO SCIENTIFIC | DIAGNOSTIC 2 | SHANDON DIAGNOSTICS Ltd. | GN00002458 | RSUD DR SOEDOMO | KEDIRI | JAWA TIMUR | TRENGGALEK | MAIN UNIT | CUSTOMER | - |  | 16 August 2022 | FAJAR FAHMI - TSE | 31 December 2021 | LEO LANANG SIGIT - TSE CP | 16 August 2022 | FAJAR FAHMI - TSE | ACTIVE
ET74182112EP | ECA01 | Excelsior AS THERMO SCIENTIFIC | DIAGNOSTIC 2 | SHANDON DIAGNOSTICS Ltd. | GN19040004 | RSUD DAYA MAKASSAR | MAKASSAR | SULAWESI SELATAN | MAKASSAR | MAIN UNIT | CUSTOMER | - |  | 26 October 2022 |  | 31 March 2022 | NOVAN KURNIARTATO - TSE | 11 October 2023 | ANDI ISMAIL - SPV TSE TIMUR | ACTIVE
ET74572201EP | ECA01 | Excelsior AS THERMO SCIENTIFIC | DIAGNOSTIC 2 | SHANDON DIAGNOSTICS Ltd. | GN00001923 | RS PANTI RAPIH | YOGYAKARTA | YOGYAKARTA | YOGYAKARTA | MAIN UNIT | EMP | - |  | - |  | 31 March 2022 | NOVAN KURNIARTATO - TSE | - |  | ACTIVE
ET74592201EP | ECA01 | Excelsior AS THERMO SCIENTIFIC | DIAGNOSTIC 2 | SHANDON DIAGNOSTICS Ltd. | GN00000666 | RSUD TAMIANG LAYANG | BANJARMASIN | KALIMANTAN TENGAH | PALANGKA RAYA | MAIN UNIT | CUSTOMER | - |  | 30 November 2022 |  | 31 March 2022 | NOVAN KURNIARTATO - TSE | 10 October 2023 | ANDI ISMAIL - SPV TSE TIMUR | ACTIVE
ET75642205EP | ECA01 | Excelsior AS THERMO SCIENTIFIC | DIAGNOSTIC 2 | SHANDON DIAGNOSTICS Ltd. | GN00011815 | RSU HERMINA ARCAMANIK | BANDUNG | JAWA BARAT | BANDUNG | MAIN UNIT | CUSTOMER | - |  | 13 January 2023 | ARBIANSYAH - TSE | 22 June 2022 | LEO LANANG SIGIT - TSE CP | 20 October 2023 | SAHID DERMAWAN - SPV TSE BARAT | ACTIVE
ET75682205EP | ECA01 | Excelsior AS THERMO SCIENTIFIC | DIAGNOSTIC 2 | SHANDON DIAGNOSTICS Ltd. | GN24060005 | KALGEN INNOLAB CAB SURABAYA | SURABAYA-1 | JAWA TIMUR | SURABAYA | MAIN UNIT | CUSTOMER | - |  | 15 March 2023 |  | 22 June 2022 | LEO LANANG SIGIT - TSE CP | 5 March 2025 | ANDI ISMAIL - SPV TSE TIMUR | ACTIVE
ET80312205EP | ECA01 | Excelsior AS THERMO SCIENTIFIC | DIAGNOSTIC 2 | SHANDON DIAGNOSTICS Ltd. | GN00001206 | RSUD PROF DR MARGONO SOEKARJO | PURWOKERTO | JAWA TENGAH | BANYUMAS | MAIN UNIT | EMP | - |  | - |  | 10 August 2022 | LEO LANANG SIGIT - TSE CP | - |  | ACTIVE
ET80322205EP | ECA01 | Excelsior AS THERMO SCIENTIFIC | DIAGNOSTIC 2 | SHANDON DIAGNOSTICS Ltd. | GN23040027 | RSUD MOHAMMAD NOER PAMEKASAN | SURABAYA-1 | JAWA TIMUR | SURABAYA | MAIN UNIT | CUSTOMER | - |  | 23 February 2023 |  | 10 August 2022 | LEO LANANG SIGIT - TSE CP | 12 October 2023 | ANDI ISMAIL - SPV TSE TIMUR | ACTIVE
ET80332205EP | ECA01 | Excelsior AS THERMO SCIENTIFIC | DIAGNOSTIC 2 | SHANDON DIAGNOSTICS Ltd. | GN20010062 | RS Umum PMI Bogor | BOGOR | JAWA BARAT | BOGOR | MAIN UNIT | CUSTOMER | - |  | 8 June 2023 |  | 10 August 2022 | LEO LANANG SIGIT - TSE CP | 20 October 2023 | SAHID DERMAWAN - SPV TSE BARAT | ACTIVE
ET80342205EP | ECA01 | Excelsior AS THERMO SCIENTIFIC | DIAGNOSTIC 2 | SHANDON DIAGNOSTICS Ltd. | GN00000460 | RSUD DR ZAINOEL ABIDIN | BANDA ACEH | ACEH | BANDA ACEH | MAIN UNIT | CUSTOMER | - |  | 6 July 2023 |  | 10 August 2022 | LEO LANANG SIGIT - TSE CP | 19 October 2023 | SAHID DERMAWAN - SPV TSE BARAT | ACTIVE
ET81412209EP | ECA01 | Excelsior AS THERMO SCIENTIFIC | DIAGNOSTIC 2 | SHANDON DIAGNOSTICS Ltd. | GN23080003 | RSUD AJI BATARA AGUNG DEWA SAKTI SAMBOJA | BALIKPAPAN | KALIMANTAN TIMUR | BALIKPAPAN | MAIN UNIT | CUSTOMER | 27 December 2022 | MOHAMAD SUKARJO - TSE CP | 27 July 2023 |  | 23 March 2023 |  | 14 October 2023 | ANDI ISMAIL - SPV TSE TIMUR | ACTIVE
ET82412301EP | ECA01 | Excelsior AS THERMO SCIENTIFIC | DIAGNOSTIC 2 | SHANDON DIAGNOSTICS Ltd. | GN00002986 | RDC PUSAT - RAWAGELAM | PUSAT | DKI JAKARTA | JAKARTA TIMUR | MAIN UNIT | EMP | - |  | - |  | 28 May 2023 | LEO LANANG SIGIT - TSE CP | - |  | ACTIVE
ET82712301EP | ECA01 | Excelsior AS THERMO SCIENTIFIC | DIAGNOSTIC 2 | SHANDON DIAGNOSTICS Ltd. | GN00000992 | RS FK UKI | JAKARTA-1 | DKI JAKARTA | JAKARTA TIMUR | MAIN UNIT | CUSTOMER | - |  | 1 November 2023 |  | 28 May 2023 | LEO LANANG SIGIT - TSE CP | 21 November 2023 | SAHID DERMAWAN - SPV TSE BARAT | ACTIVE
ET82722301EP | ECA01 | Excelsior AS THERMO SCIENTIFIC | DIAGNOSTIC 2 | SHANDON DIAGNOSTICS Ltd. | GN00003765 | RSUD SULTAN SYARIF MOHAMAD ALKADRIE PONTIANAK | PONTIANAK | KALIMANTAN BARAT | PONTIANAK | MAIN UNIT | CUSTOMER | - |  | 30 November 2023 |  | 28 May 2023 | LEO LANANG SIGIT - TSE CP | 6 December 2023 | SAHID DERMAWAN - SPV TSE BARAT | ACTIVE
ET84752308EP | ECA01 | Excelsior AS THERMO SCIENTIFIC | DIAGNOSTIC 2 | SHANDON DIAGNOSTICS Ltd. | GN24110010 | RS UPT VERTIKAL SURABAYA | SURABAYA-2 | JAWA TIMUR | SURABAYA | MAIN UNIT | CUSTOMER | - |  | 29 November 2024 |  | 30 October 2023 | LEO LANANG SIGIT - TSE CP | 24 February 2025 | ANDI ISMAIL - SPV TSE TIMUR | ACTIVE
ET847702308EP | ECA01 | Excelsior AS THERMO SCIENTIFIC | DIAGNOSTIC 2 | SHANDON DIAGNOSTICS Ltd. | GN00002986 | RDC PUSAT - RAWAGELAM | PUSAT | DKI JAKARTA | JAKARTA TIMUR | MAIN UNIT | EMP | - |  | - |  | 3 January 2024 | LEO LANANG SIGIT - TSE CP | - |  | ACTIVE
ET84772308ED | ECA01 | Excelsior AS THERMO SCIENTIFIC | DIAGNOSTIC 2 | SHANDON DIAGNOSTICS Ltd. | GN00002986 | RDC PUSAT - RAWAGELAM | PUSAT | DKI JAKARTA | JAKARTA TIMUR | MAIN UNIT | EMP | - |  | - |  | 30 October 2023 | LEO LANANG SIGIT - TSE CP | - |  | ACTIVE
ET847802308EP | ECA01 | Excelsior AS THERMO SCIENTIFIC | DIAGNOSTIC 2 | SHANDON DIAGNOSTICS Ltd. | GN00002986 | RDC PUSAT - RAWAGELAM | PUSAT | DKI JAKARTA | JAKARTA TIMUR | MAIN UNIT | EMP | - |  | - |  | 3 January 2024 | LEO LANANG SIGIT - TSE CP | - |  | ACTIVE
ET84782308EP | ECA01 | Excelsior AS THERMO SCIENTIFIC | DIAGNOSTIC 2 | SHANDON DIAGNOSTICS Ltd. | GN24120017 | RS UPT VERTIKAL MAKASSAR | MAKASSAR | SULAWESI SELATAN | MAKASSAR | MAIN UNIT | CUSTOMER | - |  | 29 November 2024 |  | 30 October 2023 | LEO LANANG SIGIT - TSE CP | 6 January 2025 | SAHID DERMAWAN - SPV TSE BARAT | ACTIVE
ET84792308EP | ECA01 | Excelsior AS THERMO SCIENTIFIC | DIAGNOSTIC 2 | SHANDON DIAGNOSTICS Ltd. | GN00001830 | RSUD LAWANG | MALANG | JAWA TIMUR | MALANG | MAIN UNIT | CUSTOMER | - |  | 4 February 2025 |  | 30 October 2023 | LEO LANANG SIGIT - TSE CP | 5 February 2025 | ANDI ISMAIL - SPV TSE TIMUR | ACTIVE
ET84802308EP | ECA01 | Excelsior AS THERMO SCIENTIFIC | DIAGNOSTIC 2 | SHANDON DIAGNOSTICS Ltd. | GN00001501 | RS PARU JEMBER | JEMBER | JAWA TIMUR | JEMBER | MAIN UNIT | CUSTOMER | - |  | 25 October 2024 |  | 30 October 2023 | LEO LANANG SIGIT - TSE CP | 5 November 2024 | ANDI ISMAIL - SPV TSE TIMUR | ACTIVE
ET85652312EP | ECA01 | Excelsior AS THERMO SCIENTIFIC | DIAGNOSTIC 2 | SHANDON DIAGNOSTICS Ltd. | GN24120012 | RS UPT VERTIKAL PAPUA | JAYAPURA | PAPUA | JAYAPURA | MAIN UNIT | CUSTOMER | - |  | 22 December 2024 |  | 15 March 2024 | LEO LANANG SIGIT - TSE CP | 6 January 2025 | SAHID DERMAWAN - SPV TSE BARAT | ACTIVE
ET85682112EP | ECA01 | Excelsior AS THERMO SCIENTIFIC | DIAGNOSTIC 2 | SHANDON DIAGNOSTICS Ltd. | GN00002986 | RDC PUSAT - RAWAGELAM | PUSAT | DKI JAKARTA | JAKARTA TIMUR | MAIN UNIT | EMP | - |  | - |  | 15 March 2024 | LEO LANANG SIGIT - TSE CP | - |  | ACTIVE
ET85712312EP | ECA01 | Excelsior AS THERMO SCIENTIFIC | DIAGNOSTIC 2 | SHANDON DIAGNOSTICS Ltd. | GN00001824 | RSU KANJURUHAN KEPANJEN | MALANG | JAWA TIMUR | MALANG | MAIN UNIT | CUSTOMER | - |  | 30 June 2025 |  | 15 March 2024 | LEO LANANG SIGIT - TSE CP | 1 August 2025 | SAHID DERMAWAN - SPV TSE BARAT | ACTIVE
ET85742312EP | ECA01 | Excelsior AS THERMO SCIENTIFIC | DIAGNOSTIC 2 | SHANDON DIAGNOSTICS Ltd. | GN00002986 | RDC PUSAT - RAWAGELAM | PUSAT | DKI JAKARTA | JAKARTA TIMUR | MAIN UNIT | EMP | - |  | - |  | 15 March 2024 | LEO LANANG SIGIT - TSE CP | - |  | ACTIVE
ET85842401EP | ECA01 | Excelsior AS THERMO SCIENTIFIC | DIAGNOSTIC 2 | SHANDON DIAGNOSTICS Ltd. | GN00001788 | RSUD DR RSOEDJATI SOEMODIARDJO GROBOGAN | SOLO | JAWA TENGAH | PURWODADI | MAIN UNIT | CUSTOMER | - |  | 23 September 2025 |  | 4 April 2024 | LEO LANANG SIGIT - TSE CP | 2 October 2025 | SAHID DERMAWAN - SPV TSE BARAT | ACTIVE
ET85852401EP | ECA01 | Excelsior AS THERMO SCIENTIFIC | DIAGNOSTIC 2 | SHANDON DIAGNOSTICS Ltd. | GN00002986 | RDC PUSAT - RAWAGELAM | PUSAT | DKI JAKARTA | JAKARTA TIMUR | MAIN UNIT | EMP | - |  | - |  | 4 April 2024 | LEO LANANG SIGIT - TSE CP | - |  | ACTIVE
ET85872401EP | ECA01 | Excelsior AS THERMO SCIENTIFIC | DIAGNOSTIC 2 | SHANDON DIAGNOSTICS Ltd. | GN00002986 | RDC PUSAT - RAWAGELAM | PUSAT | DKI JAKARTA | JAKARTA TIMUR | MAIN UNIT | EMP | - |  | - |  | 4 April 2024 | LEO LANANG SIGIT - TSE CP | - |  | ACTIVE
ET85882401EP | ECA01 | Excelsior AS THERMO SCIENTIFIC | DIAGNOSTIC 2 | SHANDON DIAGNOSTICS Ltd. | GN00002986 | RDC PUSAT - RAWAGELAM | PUSAT | DKI JAKARTA | JAKARTA TIMUR | MAIN UNIT | EMP | - |  | - |  | 4 April 2024 | LEO LANANG SIGIT - TSE CP | - |  | ACTIVE
ET86182401EP | ECA01 | Excelsior AS THERMO SCIENTIFIC | DIAGNOSTIC 2 | SHANDON DIAGNOSTICS Ltd. | GN00002986 | RDC PUSAT - RAWAGELAM | PUSAT | DKI JAKARTA | JAKARTA TIMUR | MAIN UNIT | EMP | - |  | - |  | 20 May 2024 | LEO LANANG SIGIT - TSE CP | - |  | ACTIVE
ET86392402EP | ECA01 | Excelsior AS THERMO SCIENTIFIC | DIAGNOSTIC 2 | SHANDON DIAGNOSTICS Ltd. | GN00002986 | RDC PUSAT - RAWAGELAM | PUSAT | DKI JAKARTA | JAKARTA TIMUR | MAIN UNIT | EMP | - |  | - |  | 20 May 2024 | LEO LANANG SIGIT - TSE CP | - |  | ACTIVE
ET90572508EP | ECA01 | Excelsior AS THERMO SCIENTIFIC | DIAGNOSTIC 2 | SHANDON DIAGNOSTICS Ltd. | GN00002986 | RDC PUSAT - RAWAGELAM | PUSAT | DKI JAKARTA | JAKARTA TIMUR | MAIN UNIT | EMP | - |  | - |  | 30 October 2025 | LEO LANANG SIGIT - TSE CP | - |  | ACTIVE
ET90692509EP | ECA01 | Excelsior AS THERMO SCIENTIFIC | DIAGNOSTIC 2 | SHANDON DIAGNOSTICS Ltd. | GN00002986 | RDC PUSAT - RAWAGELAM | PUSAT | DKI JAKARTA | JAKARTA TIMUR | MAIN UNIT | EMP | - |  | - |  | 10 November 2025 | ERIS MAHRUS HADI - TSE CP | - |  | ACTIVE
EU1005M9AGA00023B | IVC10 | SAMSUNG LABGEO HEMATOLOGI | DIAGNOSTIC 2 | THERMO SCI/ BRAHMS | GN00011729 | RS PRATAMA BATU ENGAU | BALIKPAPAN | KALIMANTAN TIMUR | BALIKPAPAN | MAIN UNIT | CUSTOMER | 1 February 2018 | TRIYONO - TSE AREA BARAT | 10 August 2016 |  | 1 February 2018 | TRIYONO - TSE AREA BARAT | - |  | ACTIVE
EWW24B10001 | ELV31 | Elva A1cChek Pro Analyzer | DIAGNOSTIC 2 | WUXI BIOHERMES BIO & MEDICAL TECHOLOGY CO., LTD | GN00002985 | WORKSHOOP CSM PUSAT | PUSAT | DKI JAKARTA | JAKARTA TIMUR | MAIN UNIT | EMP | - |  | - |  | 13 February 2025 | LEO LANANG SIGIT - TSE CP | - |  | ACTIVE
EWW25410001 | ELV31 | Elva A1cChek Pro Analyzer | DIAGNOSTIC 2 | WUXI BIOHERMES BIO & MEDICAL TECHOLOGY CO., LTD | GN24060011 | KLINIK UTAMA RAKYAT | MANADO | SULAWESI UTARA | MANADO | MAIN UNIT | EMP | - |  | 19 September 2025 |  | 16 June 2025 | ARIEF SETIAWAN - TSE CP | 2 October 2025 | SAHID DERMAWAN - SPV TSE BARAT | ACTIVE
EWW25410002 | ELV31 | Elva A1cChek Pro Analyzer | DIAGNOSTIC 2 | WUXI BIOHERMES BIO & MEDICAL TECHOLOGY CO., LTD | GN20010079 | RS ISLAM AT TAQWA GUMAWANG | PALEMBANG | SUMATERA SELATAN | PALEMBANG | MAIN UNIT | EMP | - |  | - |  | 16 June 2025 | ARIEF SETIAWAN - TSE CP | - |  | ACTIVE
EWW25410003 | ELV31 | Elva A1cChek Pro Analyzer | DIAGNOSTIC 2 | WUXI BIOHERMES BIO & MEDICAL TECHOLOGY CO., LTD | GN00002986 | RDC PUSAT - RAWAGELAM | PUSAT | DKI JAKARTA | JAKARTA TIMUR | MAIN UNIT | EMP | - |  | - |  | 16 June 2025 | ARIEF SETIAWAN - TSE CP | - |  | ACTIVE
EWW25410004 | ELV31 | Elva A1cChek Pro Analyzer | DIAGNOSTIC 2 | WUXI BIOHERMES BIO & MEDICAL TECHOLOGY CO., LTD | GN00002986 | RDC PUSAT - RAWAGELAM | PUSAT | DKI JAKARTA | JAKARTA TIMUR | MAIN UNIT | EMP | - |  | - |  | 16 June 2025 | ARIEF SETIAWAN - TSE CP | - |  | ACTIVE
EWW25410005 | ELV31 | Elva A1cChek Pro Analyzer | DIAGNOSTIC 2 | WUXI BIOHERMES BIO & MEDICAL TECHOLOGY CO., LTD | GN00002986 | RDC PUSAT - RAWAGELAM | PUSAT | DKI JAKARTA | JAKARTA TIMUR | MAIN UNIT | EMP | - |  | - |  | 16 June 2025 | ARIEF SETIAWAN - TSE CP | - |  | ACTIVE
EX11400511 | EXEL1 | EXCELSIOR AS | DIAGNOSTIC 2 | SHANDON DIAGNOSTICS Ltd. | GN00000009 | RSU DR CIPTO MANGUNKUSUMO | JAKARTA-1 | DKI JAKARTA | JAKARTA PUSAT | MAIN UNIT | CUSTOMER | 31 March 2016 | AGUS FAUZI | 1 January 2011 |  | 31 March 2016 | AGUS FAUZI | - |  | ACTIVE
EX36231011 | EXEL1 | EXCELSIOR AS | DIAGNOSTIC 2 | SHANDON DIAGNOSTICS Ltd. | GN00001083 | RS KANKER DHARMAIS | JAKARTA-2 | DKI JAKARTA | JAKARTA BARAT | MAIN UNIT | CUSTOMER | 1 February 1990 | PETRUS SIMON | 1 June 2011 |  | 1 February 1990 | PETRUS SIMON | - |  | ACTIVE
EX38771107 | EXEL1 | EXCELSIOR AS | DIAGNOSTIC 2 | SHANDON DIAGNOSTICS Ltd. | GN00000009 | RSU DR CIPTO MANGUNKUSUMO | JAKARTA-1 | DKI JAKARTA | JAKARTA PUSAT | MAIN UNIT | CUSTOMER | 31 March 2016 | AGUS FAUZI | 1 January 2011 |  | 31 March 2016 | AGUS FAUZI | - |  | ACTIVE
EX46001304 | EXEL1 | EXCELSIOR AS | DIAGNOSTIC 2 | SHANDON DIAGNOSTICS Ltd. | GN00000211 | RSU BENGKALIS | PEKAN BARU | RIAU | PEKANBARU | MAIN UNIT | CUSTOMER | 26 December 2014 |  | 11 December 2013 |  | 26 December 2014 |  | - |  | ACTIVE
EXTR46111598 | FDRLC | DRYPIX LITE | IMAGING | FUJIFILM INDONESIA, PT. | GN21030001 | PT DONGGI - SENORO LNG | PALU | SULAWESI TENGAH | PALU | MAIN UNIT | CUSTOMER | - |  | - |  | 24 September 2021 | ARIEF SETIAWAN - TSE CP | - |  | ACTIVE
EXTR66330741 | FFDRG | FDR D-EVO II G35 | IMAGING | FUJIFILM INDONESIA, PT. | GN00001215 | RSUD DR. R. GOETENG TAROENADIBRATA PURBALINGGA | PURWOKERTO | JAWA TENGAH | PURBALINGGA | MAIN UNIT | EMP | 22 October 2020 | ANTONIUS SAGITA - KALIBRASI | 13 October 2020 | HARI UDI RAHARJO - TSE | 2 October 2020 | ANTONIUS SAGITA - KALIBRASI | - |  | ACTIVE
EXTR86330828 | FDRLC | DRYPIX LITE | IMAGING | FUJIFILM INDONESIA, PT. | GN20100007 | RSU. PAYANGAN KAB GIANYAR | DENPASAR | BALI | DENPASAR | MAIN UNIT | EMP | 22 February 2021 | ANTONIUS SAGITA - KALIBRASI | - |  | 7 December 2020 | ANTONIUS SAGITA - KALIBRASI | 22 February 2021 | ANTONIUS SAGITA - KALIBRASI | INACTIVE
EXTRN06849559 | FDRSM | DRYPIX SMART | IMAGING | FUJIFILM INDONESIA, PT. | GN00000009 | RSU DR CIPTO MANGUNKUSUMO | JAKARTA-1 | DKI JAKARTA | JAKARTA PUSAT | MAIN UNIT | CUSTOMER | - |  | - |  | 6 July 2022 | ARIEF SETIAWAN - TSE CP | - |  | ACTIVE
extrn07049949 | FDRSM | DRYPIX SMART | IMAGING | FUJIFILM INDONESIA, PT. | GN00002986 | RDC PUSAT - RAWAGELAM | PUSAT | DKI JAKARTA | JAKARTA TIMUR | MAIN UNIT | EMP | - |  | - |  | 26 July 2022 | ANTONIUS SAGITA - KALIBRASI | - |  | ACTIVE
EXTRN27210871 | FCRT2 | CR IR 392 RU2 PNTM = : E (PRIMA T2) | IMAGING | FUJIFILM INDONESIA, PT. | GN21030001 | PT DONGGI - SENORO LNG | PALU | SULAWESI TENGAH | PALU | MAIN UNIT | CUSTOMER | 15 April 2021 | ANTONIUS SAGITA - KALIBRASI | 15 April 2021 |  | 1 March 2021 | ANTONIUS SAGITA - KALIBRASI | 25 January 2025 | ANDI ISMAIL - SPV TSE TIMUR | ACTIVE
EXTRN36322796 | FCP10 | PRIMA CONSOLE CL A10 | IMAGING | FUJIFILM INDONESIA, PT. | GN21030001 | PT DONGGI - SENORO LNG | PALU | SULAWESI TENGAH | PALU | MAIN UNIT | CUSTOMER | 15 April 2021 | ANTONIUS SAGITA - KALIBRASI | 31 January 2022 | RAFLY A CHALID - TSE | 1 March 2021 | ANTONIUS SAGITA - KALIBRASI | 31 January 2022 | RAFLY A CHALID - TSE | ACTIVE
EXTRN66978061 | FCRT2 | CR IR 392 RU2 PNTM = : E (PRIMA T2) | IMAGING | FUJIFILM INDONESIA, PT. | GN00012135 | RS HERMINA YOGYAKARTA | YOGYAKARTA | YOGYAKARTA | YOGYAKARTA | MAIN UNIT | CUSTOMER | 15 April 2021 | ANTONIUS SAGITA - KALIBRASI | 14 April 2021 | DIAN FEBRIYANA - TSE | 8 April 2021 | ANTONIUS SAGITA - KALIBRASI | 15 April 2021 | ANTONIUS SAGITA - KALIBRASI | ACTIVE
EXTRN67033058 | FDRSM | DRYPIX SMART | IMAGING | FUJIFILM INDONESIA, PT. | GN00001908 | RSUD PANEMBAHAN SENOPATI | YOGYAKARTA | YOGYAKARTA | YOGYAKARTA | MAIN UNIT | CUSTOMER | 4 May 2020 | ANDI ISMAIL - SPV TSE TIMUR | 4 May 2020 |  | 4 May 2020 | ANDI ISMAIL - SPV TSE TIMUR | 25 January 2025 | ANDI ISMAIL - SPV TSE TIMUR | ACTIVE
EXTRN67126883 | FP12C | PRIMA CONSOLE CL A12 | IMAGING | FUJIFILM INDONESIA, PT. | GN00002986 | RDC PUSAT - RAWAGELAM | PUSAT | DKI JAKARTA | JAKARTA TIMUR | MAIN UNIT | EMP | 15 April 2021 | ANTONIUS SAGITA - KALIBRASI | - |  | 8 April 2021 | ANTONIUS SAGITA - KALIBRASI | - |  | ACTIVE
EXTRN67133397 | FDRSM | DRYPIX SMART | IMAGING | FUJIFILM INDONESIA, PT. | GN00012135 | RS HERMINA YOGYAKARTA | YOGYAKARTA | YOGYAKARTA | YOGYAKARTA | MAIN UNIT | CUSTOMER | 15 April 2021 | ANTONIUS SAGITA - KALIBRASI | 14 April 2021 | DIAN FEBRIYANA - TSE | 8 April 2021 | ANTONIUS SAGITA - KALIBRASI | 15 April 2021 | ANTONIUS SAGITA - KALIBRASI | ACTIVE
EXTRN67279149 | FCRT2 | CR IR 392 RU2 PNTM = : E (PRIMA T2) | IMAGING | FUJIFILM INDONESIA, PT. | GN00002986 | RDC PUSAT - RAWAGELAM | PUSAT | DKI JAKARTA | JAKARTA TIMUR | MAIN UNIT | EMP | - |  | - |  | 26 July 2022 | ANTONIUS SAGITA - KALIBRASI | - |  | ACTIVE
EXTRN76836117 | FDRSM | DRYPIX SMART | IMAGING | FUJIFILM INDONESIA, PT. | GN00002476 | RSUD CARUBAN | KEDIRI | JAWA TIMUR | MADIUN | MAIN UNIT | CUSTOMER | 19 June 2020 | ANTONIUS SAGITA - KALIBRASI | 15 December 2020 | GANDHI YANRANGGA | 16 June 2020 | ANTONIUS SAGITA - KALIBRASI | 15 December 2020 | GANDHI YANRANGGA | ACTIVE
extrn863330827 | FDRLI | DRYPIX LITE | IMAGING | FUJIFILM INDONESIA, PT. | GN00002986 | RDC PUSAT - RAWAGELAM | PUSAT | DKI JAKARTA | JAKARTA TIMUR | MAIN UNIT | EMP | - |  | - |  | 26 July 2022 | ANTONIUS SAGITA - KALIBRASI | - |  | ACTIVE
EXTRN86639615 | FDRSM | DRYPIX SMART | IMAGING | FUJIFILM INDONESIA, PT. | GN00002986 | RDC PUSAT - RAWAGELAM | PUSAT | DKI JAKARTA | JAKARTA TIMUR | MAIN UNIT | EMP | - |  | - |  | 26 July 2022 | ANTONIUS SAGITA - KALIBRASI | - |  | ACTIVE
EXYC300224001 | ELJST | Elva Jolly Plus 301 (Standard) | IMAGING | FORSTA KALMEDIC GLOBAL, PT | GN00001212 | RSUD BREBES | TEGAL | JAWA TENGAH | BREBES | MAIN UNIT | CUSTOMER | - |  | 22 April 2024 |  | 3 June 2024 | ARIEF SETIAWAN - TSE CP | 28 November 2024 | SAHID DERMAWAN - SPV TSE BARAT | ACTIVE
EXYC300224002 | ELJST | Elva Jolly Plus 301 (Standard) | IMAGING | FORSTA KALMEDIC GLOBAL, PT | GN22080010 | KLINIK JANTUNG HASNA MEDIKA SUBANG | BANDUNG-2 | JAWA BARAT | BANDUNG | MAIN UNIT | CUSTOMER | - |  | 19 April 2024 |  | 3 June 2024 | ARIEF SETIAWAN - TSE CP | 28 November 2024 | SAHID DERMAWAN - SPV TSE BARAT | ACTIVE
EXYC300224003 | ELJST | Elva Jolly Plus 301 (Standard) | IMAGING | FORSTA KALMEDIC GLOBAL, PT | GN00002908 | RSIA HERMINA DEPOK | PEJATEN | JAWA BARAT | DEPOK | MAIN UNIT | CUSTOMER | - |  | 19 April 2024 |  | 19 June 2024 | ARIEF SETIAWAN - TSE CP | 28 November 2024 | SAHID DERMAWAN - SPV TSE BARAT | ACTIVE
EXYC300424004 | ELJST | Elva Jolly Plus 301 (Standard) | IMAGING | FORSTA KALMEDIC GLOBAL, PT | GN23110008 | KLINIK JANTUNG HASNA MEDIKA BANDUNG | BANDUNG | JAWA BARAT | BANDUNG | MAIN UNIT | CUSTOMER | - |  | 17 May 2024 |  | 30 April 2024 | ARIEF SETIAWAN - TSE CP | 24 May 2024 | SAHID DERMAWAN - SPV TSE BARAT | ACTIVE
EXYC300424005 | ELJST | Elva Jolly Plus 301 (Standard) | IMAGING | FORSTA KALMEDIC GLOBAL, PT | GN00011815 | RSU HERMINA ARCAMANIK | BANDUNG | JAWA BARAT | BANDUNG | MAIN UNIT | CUSTOMER | - |  | 13 May 2024 |  | 30 April 2024 | ARIEF SETIAWAN - TSE CP | 24 May 2024 | SAHID DERMAWAN - SPV TSE BARAT | ACTIVE
EXYC300524006 | ELJST | Elva Jolly Plus 301 (Standard) | IMAGING | FORSTA KALMEDIC GLOBAL, PT | GN23080015 | KLINIK UTAMA JANTUNG HASNA MEDIKA CIANJUR | SUKABUMI | JAWA BARAT | SUKABUMI | MAIN UNIT | CUSTOMER | - |  | 23 July 2024 |  | 3 June 2024 | ARIEF SETIAWAN - TSE CP | 6 August 2024 | SAHID DERMAWAN - SPV TSE BARAT | ACTIVE
EXYC300524007 | ELJST | Elva Jolly Plus 301 (Standard) | IMAGING | FORSTA KALMEDIC GLOBAL, PT | GN00000241 | RSI SITI RAHMAH | PADANG | SUMATERA BARAT | PADANG | MAIN UNIT | CUSTOMER | - |  | 11 June 2024 |  | 3 June 2024 | ARIEF SETIAWAN - TSE CP | 24 June 2024 | SAHID DERMAWAN - SPV TSE BARAT | ACTIVE
EXYC300524008 | ELJST | Elva Jolly Plus 301 (Standard) | IMAGING | FORSTA KALMEDIC GLOBAL, PT | GN24090002 | RS HERMINA MADIUN | KEDIRI | JAWA TIMUR | KEDIRI | MAIN UNIT | CUSTOMER | - |  | 27 June 2024 |  | 3 June 2024 | ARIEF SETIAWAN - TSE CP | 10 September 2024 | ANDI ISMAIL - SPV TSE TIMUR | ACTIVE
EXYC300524009 | ELJST | Elva Jolly Plus 301 (Standard) | IMAGING | FORSTA KALMEDIC GLOBAL, PT | GN00000821 | RS SITI FATIMAH | MAKASSAR | SULAWESI SELATAN | MAKASSAR | MAIN UNIT | CUSTOMER | - |  | 19 June 2024 |  | 3 June 2024 | ARIEF SETIAWAN - TSE CP | 24 June 2024 | ANDI ISMAIL - SPV TSE TIMUR | ACTIVE
EXYC300524010 | ELJST | Elva Jolly Plus 301 (Standard) | IMAGING | FORSTA KALMEDIC GLOBAL, PT | GN24060018 | KLINIK JANTUNG HASNA MEDIKA SERANG | TANGERANG | BANTEN | TANGERANG | MAIN UNIT | CUSTOMER | - |  | 3 June 2024 |  | 3 June 2024 | ARIEF SETIAWAN - TSE CP | 1 July 2024 | SAHID DERMAWAN - SPV TSE BARAT | ACTIVE
EXYC300624011 | ELJST | Elva Jolly Plus 301 (Standard) | IMAGING | FORSTA KALMEDIC GLOBAL, PT | GN22010001 | RSUD PARU JATI SARI KARAWANG | BEKASI | JAWA BARAT | BEKASI | MAIN UNIT | CUSTOMER | - |  | 27 June 2024 |  | 24 June 2024 | ARIEF SETIAWAN - TSE CP | 28 November 2024 | SAHID DERMAWAN - SPV TSE BARAT | ACTIVE
EXYC300624012 | ELJST | Elva Jolly Plus 301 (Standard) | IMAGING | FORSTA KALMEDIC GLOBAL, PT | GN20020087 | RS TNI SOLOK | PADANG | SUMATERA BARAT | PADANG | MAIN UNIT | CUSTOMER | - |  | 2 July 2024 |  | 24 June 2024 | ARIEF SETIAWAN - TSE CP | 28 November 2024 | SAHID DERMAWAN - SPV TSE BARAT | ACTIVE
EXYC300624013 | ELJST | Elva Jolly Plus 301 (Standard) | IMAGING | FORSTA KALMEDIC GLOBAL, PT | GN00002380 | RSUD KAYEN PATI | SEMARANG | JAWA TENGAH | SEMARANG | MAIN UNIT | CUSTOMER | - |  | 28 June 2024 |  | 24 June 2024 | ARIEF SETIAWAN - TSE CP | 2 July 2024 | ANDI ISMAIL - SPV TSE TIMUR | ACTIVE
EXYC300624014 | ELJST | Elva Jolly Plus 301 (Standard) | IMAGING | FORSTA KALMEDIC GLOBAL, PT | GN24070015 | KLINIK UTAMA JANTUNG HASNA MEDIKA KARANGASEM | DENPASAR | BALI | DENPASAR | MAIN UNIT | CUSTOMER | - |  | 11 July 2024 |  | 1 July 2024 | ARIEF SETIAWAN - TSE CP | 17 July 2024 | ANDI ISMAIL - SPV TSE TIMUR | ACTIVE
EXYC300624015 | ELJST | Elva Jolly Plus 301 (Standard) | IMAGING | FORSTA KALMEDIC GLOBAL, PT | GN20020134 | RS KHUSUS JANTUNG HASNA MEDIKA KUNINGAN | CIREBON | JAWA BARAT | CIREBON | MAIN UNIT | CUSTOMER | - |  | 25 July 2024 |  | 1 July 2024 | ARIEF SETIAWAN - TSE CP | 6 August 2024 | SAHID DERMAWAN - SPV TSE BARAT | ACTIVE
EXYC300624016 | ELJST | Elva Jolly Plus 301 (Standard) | IMAGING | FORSTA KALMEDIC GLOBAL, PT | GN24110003 | RSUD PRATAMA KABUPATEN TAKALAR | MAKASSAR | SULAWESI SELATAN | TAKALAR | MAIN UNIT | CUSTOMER | - |  | 28 August 2024 |  | 1 July 2024 | ARIEF SETIAWAN - TSE CP | 17 December 2024 | ANDI ISMAIL - SPV TSE TIMUR | ACTIVE
EXYC300624018 | ELJST | Elva Jolly Plus 301 (Standard) | IMAGING | FORSTA KALMEDIC GLOBAL, PT | GN00002986 | RDC PUSAT - RAWAGELAM | PUSAT | DKI JAKARTA | JAKARTA TIMUR | MAIN UNIT | EMP | - |  | - |  | 1 July 2024 | ARIEF SETIAWAN - TSE CP | - |  | ACTIVE
EXYC300624019 | ELJST | Elva Jolly Plus 301 (Standard) | IMAGING | FORSTA KALMEDIC GLOBAL, PT | GN18100004 | RS AIRAN RAYA | BANDAR LAMPUNG | LAMPUNG | BANDAR LAMPUNG | MAIN UNIT | CUSTOMER | - |  | 10 September 2024 |  | 1 July 2024 | ARIEF SETIAWAN - TSE CP | 20 September 2024 | SAHID DERMAWAN - SPV TSE BARAT | ACTIVE
EXYC300824021 | ELJST | Elva Jolly Plus 301 (Standard) | IMAGING | FORSTA KALMEDIC GLOBAL, PT | GN17080007 | RSUD KESEHATAN KERJA - BKKM PROV JABAR | BANDUNG | JAWA BARAT | BANDUNG | MAIN UNIT | CUSTOMER | - |  | 24 December 2024 |  | 19 August 2024 | ARIEF SETIAWAN - TSE CP | 6 January 2025 | SAHID DERMAWAN - SPV TSE BARAT | ACTIVE
EXYC300824022 | ELJST | Elva Jolly Plus 301 (Standard) | IMAGING | FORSTA KALMEDIC GLOBAL, PT | GN00011302 | RS ISLAM GARAM KALIANGET | SURABAYA-2 | JAWA TIMUR | SURABAYA | MAIN UNIT | CUSTOMER | - |  | 17 February 2025 |  | 19 August 2024 | ARIEF SETIAWAN - TSE CP | 18 February 2025 | ANDI ISMAIL - SPV TSE TIMUR | ACTIVE
EXYC300824023 | ELJST | Elva Jolly Plus 301 (Standard) | IMAGING | FORSTA KALMEDIC GLOBAL, PT | GN00002955 | RSUD SURADADI | TEGAL | JAWA TENGAH | TEGAL | MAIN UNIT | CUSTOMER | - |  | 30 September 2024 |  | 27 August 2024 | ARIEF SETIAWAN - TSE CP | 5 November 2024 | ANDI ISMAIL - SPV TSE TIMUR | ACTIVE
EXYC300824024 | ELJST | Elva Jolly Plus 301 (Standard) | IMAGING | FORSTA KALMEDIC GLOBAL, PT | GN00008407 | RSUD SUMBERGLAGAH MOJOKERTO | SURABAYA-1 | JAWA TIMUR | MOJOKERTO | MAIN UNIT | CUSTOMER | - |  | 10 June 2025 |  | 27 August 2024 | ARIEF SETIAWAN - TSE CP | 19 June 2025 | SAHID DERMAWAN - SPV TSE BARAT | ACTIVE
EXYC300824025 | ELJST | Elva Jolly Plus 301 (Standard) | IMAGING | FORSTA KALMEDIC GLOBAL, PT | GN00002986 | RDC PUSAT - RAWAGELAM | PUSAT | DKI JAKARTA | JAKARTA TIMUR | MAIN UNIT | EMP | - |  | - |  | 27 August 2024 | ARIEF SETIAWAN - TSE CP | - |  | ACTIVE
EXYC300824026 | ELJST | Elva Jolly Plus 301 (Standard) | IMAGING | FORSTA KALMEDIC GLOBAL, PT | GN25110001 | LIGHTHOUSE ADVANCED KELAPA GADING - INSTANT FAT REMOVAL & BARIATRIC | JAKARTA-1 | DKI JAKARTA | JAKARTA UTARA | MAIN UNIT | CUSTOMER | - |  | 20 October 2025 |  | 1 October 2024 | ARIEF SETIAWAN - TSE CP | 6 November 2025 | SAHID DERMAWAN - SPV TSE BARAT | ACTIVE
EXYC300824027 | ELJST | Elva Jolly Plus 301 (Standard) | IMAGING | FORSTA KALMEDIC GLOBAL, PT | GN00003004 | RS HERMINA CIPUTAT | TANGERANG | BANTEN | TANGERANG | MAIN UNIT | CUSTOMER | - |  | 10 July 2025 |  | 1 October 2024 | ARIEF SETIAWAN - TSE CP | 4 August 2025 | SAHID DERMAWAN - SPV TSE BARAT | ACTIVE
EXYC300824028 | ELJST | Elva Jolly Plus 301 (Standard) | IMAGING | FORSTA KALMEDIC GLOBAL, PT | GN21080009 | RS Hermina Salatiga | SEMARANG | JAWA TENGAH | SEMARANG | MAIN UNIT | CUSTOMER | - |  | 29 October 2025 |  | 1 October 2024 | ARIEF SETIAWAN - TSE CP | 3 November 2025 | SAHID DERMAWAN - SPV TSE BARAT | ACTIVE
EXYC300824029 | ELJST | Elva Jolly Plus 301 (Standard) | IMAGING | FORSTA KALMEDIC GLOBAL, PT | GN00005728 | LABORATORIUM LANOOSTIC | MALANG | JAWA TIMUR | MALANG | MAIN UNIT | CUSTOMER | - |  | 3 December 2024 |  | 28 October 2024 | ARIEF SETIAWAN - TSE CP | 17 December 2024 | ANDI ISMAIL - SPV TSE TIMUR | ACTIVE
EXYC300824030 | ELJD1 | Elva Jolly Plus Mobile X Ray dan DR Aksesoris Standard | IMAGING | FORSTA KALMEDIC GLOBAL, PT | GN00002986 | RDC PUSAT - RAWAGELAM | PUSAT | DKI JAKARTA | JAKARTA TIMUR | MAIN UNIT | EMP | - |  | - |  | 1 October 2024 | ARIEF SETIAWAN - TSE CP | - |  | ACTIVE
EXYC300824031 | ELJD5 | Elva Jolly Plus 301 (5 Years Warranty) and DR Acc | IMAGING | FORSTA KALMEDIC GLOBAL, PT | GN25080004 | RSUP IKN | BALIKPAPAN | KALIMANTAN TIMUR | BALIKPAPAN | MAIN UNIT | CUSTOMER | - |  | 14 August 2025 |  | 1 October 2024 | ARIEF SETIAWAN - TSE CP | 15 October 2025 | SAHID DERMAWAN - SPV TSE BARAT | ACTIVE
EXYC300824032 | ELJOL | Elva Jolly Plus 301 | IMAGING | FORSTA KALMEDIC GLOBAL, PT | GN25110005 | RS HERMINA BADUNG | DENPASAR | BALI | DENPASAR | MAIN UNIT | CUSTOMER | - |  | 10 November 2025 |  | 28 October 2024 | ARIEF SETIAWAN - TSE CP | 18 November 2025 | SAHID DERMAWAN - SPV TSE BARAT | ACTIVE
EXYC300824033 | ELJST | Elva Jolly Plus 301 (Standard) | IMAGING | FORSTA KALMEDIC GLOBAL, PT | GN00002986 | RDC PUSAT - RAWAGELAM | PUSAT | DKI JAKARTA | JAKARTA TIMUR | MAIN UNIT | EMP | - |  | - |  | 28 October 2024 | ARIEF SETIAWAN - TSE CP | - |  | ACTIVE
EXYC300824034 | ELJST | Elva Jolly Plus 301 (Standard) | IMAGING | FORSTA KALMEDIC GLOBAL, PT | GN00001158 | RS SUMBER WARAS | CIREBON | JAWA BARAT | CIREBON | MAIN UNIT | CUSTOMER | - |  | 10 November 2025 |  | 28 October 2024 | ARIEF SETIAWAN - TSE CP | 19 November 2025 | SAHID DERMAWAN - SPV TSE BARAT | ACTIVE
EXYC300824035 | ELJST | Elva Jolly Plus 301 (Standard) | IMAGING | FORSTA KALMEDIC GLOBAL, PT | GN00002986 | RDC PUSAT - RAWAGELAM | PUSAT | DKI JAKARTA | JAKARTA TIMUR | MAIN UNIT | EMP | - |  | - |  | 28 October 2024 | ARIEF SETIAWAN - TSE CP | - |  | INACTIVE
EXYC300924035 | ELJOL | Elva Jolly Plus 301 | IMAGING | FORSTA KALMEDIC GLOBAL, PT | GN00011815 | RSU HERMINA ARCAMANIK | BANDUNG | JAWA BARAT | BANDUNG | MAIN UNIT | CUSTOMER | - |  | 28 October 2025 |  | 4 November 2024 | ARIEF SETIAWAN - TSE CP | 3 November 2025 | SAHID DERMAWAN - SPV TSE BARAT | ACTIVE
EXYC300924036 | ELJST | Elva Jolly Plus 301 (Standard) | IMAGING | FORSTA KALMEDIC GLOBAL, PT | GN00008406 | RSUD PLOSO | SURABAYA-1 | JAWA TIMUR | JOMBANG | MAIN UNIT | CUSTOMER | - |  | 12 March 2025 |  | 25 November 2024 | ARIEF SETIAWAN - TSE CP | 17 March 2025 | ANDI ISMAIL - SPV TSE TIMUR | ACTIVE
EXYC300924037 | ELJST | Elva Jolly Plus 301 (Standard) | IMAGING | FORSTA KALMEDIC GLOBAL, PT | GN00002986 | RDC PUSAT - RAWAGELAM | PUSAT | DKI JAKARTA | JAKARTA TIMUR | MAIN UNIT | EMP | - |  | - |  | 3 November 2025 | ARIEF SETIAWAN - TSE CP | - |  | ACTIVE
EXYC300924038 | ELJST | Elva Jolly Plus 301 (Standard) | IMAGING | FORSTA KALMEDIC GLOBAL, PT | GN00001423 | RS PENYANGGA PERBATASAN BETUN | KUPANG | NUSA TENGGARA TIMUR | BETUN | MAIN UNIT | CUSTOMER | - |  | 27 May 2025 |  | 25 November 2024 | ARIEF SETIAWAN - TSE CP | 19 June 2025 | SAHID DERMAWAN - SPV TSE BARAT | ACTIVE
EXYC300924039 | ELJST | Elva Jolly Plus 301 (Standard) | IMAGING | FORSTA KALMEDIC GLOBAL, PT | GN00002178 | RSUD DR SOETOMO SURABAYA | SURABAYA-1 | JAWA TIMUR | SURABAYA | MAIN UNIT | CUSTOMER | - |  | 23 July 2025 |  | 25 November 2024 | ARIEF SETIAWAN - TSE CP | 10 October 2025 | SAHID DERMAWAN - SPV TSE BARAT | ACTIVE
EXYC301023003 | ELJST | Elva Jolly Plus 301 (Standard) | IMAGING | FORSTA KALMEDIC GLOBAL, PT | GN22080010 | KLINIK JANTUNG HASNA MEDIKA SUBANG | BANDUNG-2 | JAWA BARAT | BANDUNG | MAIN UNIT | CUSTOMER | - |  | 19 April 2024 |  | 18 April 2024 | ARIEF SETIAWAN - TSE CP | 22 April 2024 | SAHID DERMAWAN - SPV TSE BARAT | ACTIVE
EXYC301024040 | ELJST | Elva Jolly Plus 301 (Standard) | IMAGING | FORSTA KALMEDIC GLOBAL, PT | GN00002986 | RDC PUSAT - RAWAGELAM | PUSAT | DKI JAKARTA | JAKARTA TIMUR | MAIN UNIT | EMP | - |  | - |  | 25 November 2024 | ARIEF SETIAWAN - TSE CP | - |  | ACTIVE
EXYC301024041 | ELJST | Elva Jolly Plus 301 (Standard) | IMAGING | FORSTA KALMEDIC GLOBAL, PT | GN00002986 | RDC PUSAT - RAWAGELAM | PUSAT | DKI JAKARTA | JAKARTA TIMUR | MAIN UNIT | EMP | - |  | - |  | 3 November 2025 | ARIEF SETIAWAN - TSE CP | - |  | ACTIVE
EXYC301024042 | ELJST | Elva Jolly Plus 301 (Standard) | IMAGING | FORSTA KALMEDIC GLOBAL, PT | GN00002986 | RDC PUSAT - RAWAGELAM | PUSAT | DKI JAKARTA | JAKARTA TIMUR | MAIN UNIT | EMP | - |  | - |  | 25 November 2024 | ARIEF SETIAWAN - TSE CP | - |  | ACTIVE
EXYC301024043 | ELJST | Elva Jolly Plus 301 (Standard) | IMAGING | FORSTA KALMEDIC GLOBAL, PT | GN21030079 | RS BRAWIJAYA SAHARJO | JAKARTA-1 | DKI JAKARTA | JAKARTA SELATAN | MAIN UNIT | CUSTOMER | - |  | 28 July 2025 |  | 20 January 2025 | ARIEF SETIAWAN - TSE CP | 4 August 2025 | SAHID DERMAWAN - SPV TSE BARAT | ACTIVE
EXYC301024045 | ELJST | Elva Jolly Plus 301 (Standard) | IMAGING | FORSTA KALMEDIC GLOBAL, PT | GN00003001 | PT. ENSEVAL MEDIKA PRIMA - HO | PUSAT | DKI JAKARTA | JAKARTA TIMUR | MAIN UNIT | EMP | - |  | - |  | 20 January 2025 | ARIEF SETIAWAN - TSE CP | - |  | ACTIVE
EXYC301024046 | ELJOL | Elva Jolly Plus 301 | IMAGING | FORSTA KALMEDIC GLOBAL, PT | GN00001103 | RSIA Hermina Cengkareng ( Daan Mogot ) | JAKARTA-2 | DKI JAKARTA | JAKARTA BARAT | MAIN UNIT | CUSTOMER | - |  | 9 October 2025 |  | 20 January 2025 | ARIEF SETIAWAN - TSE CP | 20 October 2025 | SAHID DERMAWAN - SPV TSE BARAT | ACTIVE
EXYC301024047 | ELJST | Elva Jolly Plus 301 (Standard) | IMAGING | FORSTA KALMEDIC GLOBAL, PT | GN00003001 | PT. ENSEVAL MEDIKA PRIMA - HO | PUSAT | DKI JAKARTA | JAKARTA TIMUR | MAIN UNIT | EMP | - |  | - |  | 20 January 2025 | ARIEF SETIAWAN - TSE CP | - |  | ACTIVE
EXYC301024048 | ELJST | Elva Jolly Plus 301 (Standard) | IMAGING | FORSTA KALMEDIC GLOBAL, PT | GN00002986 | RDC PUSAT - RAWAGELAM | PUSAT | DKI JAKARTA | JAKARTA TIMUR | MAIN UNIT | EMP | - |  | - |  | 3 November 2025 | ARIEF SETIAWAN - TSE CP | - |  | ACTIVE
EXYC301024049 | ELJST | Elva Jolly Plus 301 (Standard) | IMAGING | FORSTA KALMEDIC GLOBAL, PT | GN25020013 | BRAWIJAYA HOSPITAL TANGERANG | TANGERANG | BANTEN | TANGERANG | MAIN UNIT | CUSTOMER | - |  | 14 February 2025 |  | 20 January 2025 | ARIEF SETIAWAN - TSE CP | 10 October 2025 | SAHID DERMAWAN - SPV TSE BARAT | ACTIVE
EXYC301124050 | ELJST | Elva Jolly Plus 301 (Standard) | IMAGING | FORSTA KALMEDIC GLOBAL, PT | GN00002986 | RDC PUSAT - RAWAGELAM | PUSAT | DKI JAKARTA | JAKARTA TIMUR | MAIN UNIT | EMP | - |  | - |  | 18 February 2025 | ARIEF SETIAWAN - TSE CP | - |  | ACTIVE
EZ619A0153 | PUCV6 | USG CLEARVUE 650 | IMAGING | PHILIPS INDONESIA COMMERCIAL, PT | GN00002986 | RDC PUSAT - RAWAGELAM | PUSAT | DKI JAKARTA | JAKARTA TIMUR | MAIN UNIT | EMP | - |  | 2 July 2019 |  | - |  | - |  | ACTIVE
F1143601210 | SMI5F | SHANDON FINESSE 325 (EXCLUDED BLADE HOLDER) |  |  | GN00001028 | RS MITRA KELUARGA KELAPA GADING | JAKARTA-1 | DKI JAKARTA | JAKARTA UTARA | MAIN UNIT | CUSTOMER | - |  | 1 January 2014 |  | - |  | - |  | ACTIVE
F150910603 | SMI5F | SHANDON FINESSE 325 (EXCLUDED BLADE HOLDER) |  |  | GN00000533 | RSUD TUGUREJO | SEMARANG | JAWA TENGAH | SEMARANG | MAIN UNIT | CUSTOMER | - |  | 1 January 1900 |  | - |  | - |  | ACTIVE
F151340605 | SMI5F | SHANDON FINESSE 325 (EXCLUDED BLADE HOLDER) |  |  | GN00000506 | RS MARDI RAHAYU | SEMARANG | JAWA TENGAH | KUDUS | MAIN UNIT | CUSTOMER | - |  | 22 April 2017 |  | - |  | - |  | ACTIVE
F152760703 | SMI5F | SHANDON FINESSE 325 (EXCLUDED BLADE HOLDER) |  |  | GN00000129 | RSUP DR MOHAMMAD HOESIN | PALEMBANG | SUMATERA SELATAN | PALEMBANG | MAIN UNIT | CUSTOMER | - |  | 1 January 1900 |  | - |  | - |  | ACTIVE
F154640803 | SMI5F | SHANDON FINESSE 325 (EXCLUDED BLADE HOLDER) |  |  | GN00000005 | RSUD KARAWANG | BEKASI | JAWA BARAT | BEKASI | MAIN UNIT | CUSTOMER | - |  | 30 November 2010 |  | - |  | - |  | ACTIVE
F156060901 | SMI5F | SHANDON FINESSE 325 (EXCLUDED BLADE HOLDER) |  |  | GN00002239 | UNIV SRIWIJAYA | PALEMBANG | SUMATERA SELATAN | PALEMBANG | MAIN UNIT | CUSTOMER | 18 March 2015 | INDRA BUDI GUNAWAN | 1 January 2012 |  | 18 March 2015 | INDRA BUDI GUNAWAN | - |  | ACTIVE
F156220902 | SMI5F | SHANDON FINESSE 325 (EXCLUDED BLADE HOLDER) |  |  | GN00000989 | RSU Haji Jakarta | JAKARTA-1 | DKI JAKARTA | JAKARTA TIMUR | MAIN UNIT | CUSTOMER | - |  | 1 January 2012 |  | - |  | - |  | ACTIVE
F156240902 | SMI5F | SHANDON FINESSE 325 (EXCLUDED BLADE HOLDER) |  |  | GN00000514 | RS ST. ELISABETH (RJ) | SEMARANG | JAWA TENGAH | SEMARANG | MAIN UNIT | CUSTOMER | - |  | 1 January 1900 |  | - |  | - |  | ACTIVE
F156260902 | SMI5F | SHANDON FINESSE 325 (EXCLUDED BLADE HOLDER) |  |  | GN00001387 | RSUD JOMBANG | SURABAYA-1 | JAWA TIMUR | JOMBANG | MAIN UNIT | CUSTOMER | - |  | 1 January 1900 |  | - |  | - |  | ACTIVE
F156280902 | SM325 |  |  |  | GN00001987 | PT JAPFA COMFEED INDONESIA | BOGOR | JAWA BARAT | BOGOR | MAIN UNIT | CUSTOMER | 1 February 1990 | LEONARDUS ADI | 1 January 2013 |  | 1 February 1990 | LEONARDUS ADI | - |  | INACTIVE
F156310903 | SM325 |  |  |  | GN00001205 | RSUD BANYUMAS | PURWOKERTO | JAWA TENGAH | BANYUMAS | MAIN UNIT | CUSTOMER | 8 October 2014 | DIAN FEBRIYANA - TSE | 1 January 1900 |  | 8 October 2014 | DIAN FEBRIYANA - TSE | - |  | INACTIVE
F156320903 | SMI5F | SHANDON FINESSE 325 (EXCLUDED BLADE HOLDER) |  |  | GN00008020 | SENTRA DIAGNOSTIK PATOLOGI MAKASSAR | MAKASSAR | SULAWESI SELATAN | MAKASSAR | MAIN UNIT | CUSTOMER | 14 September 2015 | HARI UDI RAHARJO - TSE | 1 January 1900 |  | 14 September 2015 | HARI UDI RAHARJO - TSE | - |  | ACTIVE
F156400903 | SMI5F | SHANDON FINESSE 325 (EXCLUDED BLADE HOLDER) |  |  | GN00001064 | RSUD R SYAMSUDIN SH | BOGOR | JAWA BARAT | SUKABUMI | MAIN UNIT | CUSTOMER | - |  | 1 January 2012 |  | - |  | - |  | ACTIVE
F157370911 | SMI5F | SHANDON FINESSE 325 (EXCLUDED BLADE HOLDER) |  |  | GN00001972 | RS MITRA KELUARGA BEKASI TIMUR | BEKASI | JAWA BARAT | BEKASI | MAIN UNIT | CUSTOMER | 1 February 1990 | GATOT SURYA ADIPUTRA - TSE | 3 March 2011 |  | 1 February 1990 | GATOT SURYA ADIPUTRA - TSE | - |  | ACTIVE
F157911003 | SMI5F | SHANDON FINESSE 325 (EXCLUDED BLADE HOLDER) |  |  | GN00001009 | MRCCC Siloam Hospitals Semanggi | JAKARTA-1 | DKI JAKARTA | JAKARTA PUSAT | MAIN UNIT | CUSTOMER | - |  | 1 January 2012 |  | - |  | - |  | ACTIVE
F157981003 | SM325 |  |  |  | GN00002921 | RS MITRA KELUARGA DEPOK ( RSMK ) | PEJATEN | JAWA BARAT | DEPOK | MAIN UNIT | CUSTOMER | 20 November 2015 | IBNUL AZIZ - TSE | 1 January 2012 |  | 20 November 2015 | IBNUL AZIZ - TSE | - |  | INACTIVE
F158641009 | SM325 |  |  |  | GN00002803 | UNIVERSITAS INDONESIA SALEMBA | JAKARTA-1 | DKI JAKARTA | JAKARTA PUSAT | MAIN UNIT | CUSTOMER | 26 September 2016 |  | 1 January 2010 |  | 26 September 2016 |  | - |  | INACTIVE
F159931106 | SMI5F | SHANDON FINESSE 325 (EXCLUDED BLADE HOLDER) |  |  | GN00001102 | RSUD Cengkareng | JAKARTA-2 | DKI JAKARTA | JAKARTA BARAT | MAIN UNIT | CUSTOMER | 16 April 2015 | TRIYONO - TSE AREA BARAT | 1 January 2012 |  | 16 April 2015 | TRIYONO - TSE AREA BARAT | - |  | ACTIVE
F161191202 | SMI3F |  |  |  | GN00000673 | RSUD DR KANUDJOSO DJATIWIBOWO - BALIKPAPAN | BALIKPAPAN | KALIMANTAN TIMUR | BALIKPAPAN | MAIN UNIT | CUSTOMER | - |  | 5 January 2012 |  | - |  | - |  | INACTIVE
F161451205 | SM325 |  |  |  | GN00002006 | RS SILOAM ( PT SILOAM INTERNATIONAL HOSPITALS ) SUNSET ROAD | DENPASAR | BALI | DENPASAR | MAIN UNIT | CUSTOMER | 1 February 1990 | I KADEK - TSE | 1 January 1900 |  | 1 February 1990 | I KADEK - TSE | - |  | INACTIVE
F161461205 | SMI5F | SHANDON FINESSE 325 (EXCLUDED BLADE HOLDER) |  |  | GN00008512 | RS SILOAM ( PT SILOAM INTERNATIONAL HOSPITALS ) SIMATUPANG | JAKARTA-2 | DKI JAKARTA | JAKARTA SELATAN | MAIN UNIT | CUSTOMER | 3 August 2015 | BUDI SUROSO - TSE | 1 June 2014 |  | 3 August 2015 | BUDI SUROSO - TSE | - |  | ACTIVE
F161591206 | SMI5F | SHANDON FINESSE 325 (EXCLUDED BLADE HOLDER) |  |  | GN00000973 | RSUD SUMEDANG | BANDUNG | JAWA BARAT | SUMEDANG | MAIN UNIT | CUSTOMER | - |  | 27 February 2010 |  | - |  | - |  | ACTIVE
F161791207 | SMI5F | SHANDON FINESSE 325 (EXCLUDED BLADE HOLDER) |  |  | GN00000167 | RSUD H. HANAFI - MUARA BUNGO | JAMBI | JAMBI | MUARA BUNGO | MAIN UNIT | CUSTOMER | 26 December 2014 |  | 1 January 1900 |  | 26 December 2014 |  | - |  | ACTIVE
F16231212 | SM325 |  |  |  | GN00001966 | RS SILOAM ( PT SILOAM INTERNATIONAL HOSPITALS ) CIKARANG | BEKASI | JAWA BARAT | CIKARANG | MAIN UNIT | CUSTOMER | 1 February 1990 | GATOT SURYA ADIPUTRA - TSE | 28 January 2014 |  | 1 February 1990 | GATOT SURYA ADIPUTRA - TSE | - |  | INACTIVE
F16421204 | SFME5 |  |  |  | GN00004867 | RS SILOAM ( PT SILOAM INTERNATIONAL HOSPITALS ) PALEMBANG | PALEMBANG | SUMATERA SELATAN | PALEMBANG | MAIN UNIT | CUSTOMER | - |  | 1 January 2012 |  | - |  | - |  | INACTIVE
F164641502 | SM325 |  |  |  | GN00003411 | RSUD DR. H. RM. SOESELO | TEGAL | JAWA TENGAH | TEGAL | MAIN UNIT | CUSTOMER | 20 October 2015 | MUNADI - TSE | 20 October 2015 |  | 20 October 2015 | MUNADI - TSE | - |  | INACTIVE
F164661502 | SF325 | HM325 PACKAGE | DIAGNOSTIC 2 | THERMO FISHER - GER | GN00010753 | R S U D DUMAI (APBD) | PEKAN BARU | RIAU | PEKANBARU | MAIN UNIT | CUSTOMER | - |  | 26 March 2021 | RUDI SETIAWAN - TSE | 25 March 2021 | LEO LANANG SIGIT - TSE CP | 26 March 2021 | RUDI SETIAWAN - TSE | ACTIVE
F164801503 | SM325 |  |  |  | GN00000172 | RSUD MUARO JAMBI ( RSUD AHMAD RIPIN KAB.MUARO JAMBI ) | JAMBI | JAMBI | BANGKO | MAIN UNIT | CUSTOMER | - |  | 13 June 2016 |  | - |  | - |  | INACTIVE
F165401601 | SM325 |  |  |  | GN17060056 | RS Siloam Bogor | BOGOR | JAWA BARAT | BOGOR | MAIN UNIT | CUSTOMER | - |  | 23 June 2017 |  | - |  | - |  | INACTIVE
F408971Q | E5702 | CENTRIFUGE 5702 | DIAGNOSTIC 2 | EPPENDORF SE (EPPENDORF AG) | GN00001528 | DINAS KESEHATAN KOTA MALANG | MALANG | JAWA TIMUR | MALANG | MAIN UNIT | CUSTOMER | 14 July 2017 | FARIDA ADELINA | 1 January 1900 |  | 14 July 2017 | FARIDA ADELINA | - |  | ACTIVE
FCI1636073 | 72894 | VC DC50 NEW GENERATION | BIOSCIENCE | BIOMERIEUX, INC. | GN00007705 | PT TIRTA ALAM SEGAR | BEKASI | JAWA BARAT | BEKASI | MAIN UNIT | CUSTOMER | 2 October 2018 | TRIYONO - TSE AREA BARAT | 19 July 2017 |  | 2 October 2018 | TRIYONO - TSE AREA BARAT | - |  | ACTIVE
FCI1808118 | 72894 | VC DC50 NEW GENERATION | BIOSCIENCE | BIOMERIEUX, INC. | GN18090004 | PT Inhil Sarimas Kelapa | PEKAN BARU | RIAU | INDRAGIRI HILIR | MAIN UNIT | CUSTOMER | 24 July 2018 | TRIYONO - TSE AREA BARAT | 24 July 2018 |  | 24 July 2018 | TRIYONO - TSE AREA BARAT | - |  | ACTIVE
FCI1829147 | 72893 | VC D-COUNT 25 | BIOSCIENCE | BIOMERIEUX SA | GN00002985 | WORKSHOOP CSM PUSAT | PUSAT | DKI JAKARTA | JAKARTA TIMUR | MAIN UNIT | EMP | - |  | 6 January 2025 |  | 28 July 2021 | LEO LANANG SIGIT - TSE CP | 25 March 2025 | SAHID DERMAWAN - SPV TSE BARAT | ACTIVE
FCI2008225 | 72894 | VC DC50 NEW GENERATION | BIOSCIENCE | BIOMERIEUX, INC. | GN00006143 | PT FRISIAN FLAG INDONESIA | JAKARTA-1 | DKI JAKARTA | JAKARTA PUSAT | MAIN UNIT | CUSTOMER | - |  | 8 March 2022 | NICO HERMAWAN - TSE CP | 31 December 2020 | LEO LANANG SIGIT - TSE CP | 8 March 2022 | NICO HERMAWAN - TSE CP | ACTIVE
FCI2239347 | 72894 | VC DC50 NEW GENERATION | BIOSCIENCE | BIOMERIEUX, INC. | GN00002985 | WORKSHOOP CSM PUSAT | PUSAT | DKI JAKARTA | JAKARTA TIMUR | MAIN UNIT | EMP | - |  | 6 January 2025 |  | 6 December 2023 | LEO LANANG SIGIT - TSE CP | 25 March 2025 | SAHID DERMAWAN - SPV TSE BARAT | ACTIVE
FCI2247363 | 72894 | VC DC50 NEW GENERATION | BIOSCIENCE | BIOMERIEUX, INC. | GN00006143 | PT FRISIAN FLAG INDONESIA | JAKARTA-1 | DKI JAKARTA | JAKARTA PUSAT | MAIN UNIT | CUSTOMER | - |  | 13 June 2024 |  | 18 January 2024 | LEO LANANG SIGIT - TSE CP | 1 July 2024 | SAHID DERMAWAN - SPV TSE BARAT | ACTIVE
FCI2247369 | 72894 | VC DC50 NEW GENERATION | BIOSCIENCE | BIOMERIEUX, INC. | GN00002986 | RDC PUSAT - RAWAGELAM | PUSAT | DKI JAKARTA | JAKARTA TIMUR | MAIN UNIT | EMP | - |  | - |  | 18 January 2024 | LEO LANANG SIGIT - TSE CP | - |  | ACTIVE
FD2007000023 | HY180 | HYBIOME AE-180 Automatic Luminescence Immunity Analyzers and Accessories | DIAGNOSTIC 1 | BIOMERIEUX, INC. | GN00002985 | WORKSHOOP CSM PUSAT | PUSAT | DKI JAKARTA | JAKARTA TIMUR | MAIN UNIT | EMP | 28 August 2020 | LEO LANANG SIGIT - TSE CP | 4 March 2021 | DIAN FEBRIYANA - TSE | 25 August 2020 | LEO LANANG SIGIT - TSE CP | 25 March 2025 | SAHID DERMAWAN - SPV TSE BARAT | ACTIVE
FD2105000027 | HY180 | HYBIOME AE-180 Automatic Luminescence Immunity Analyzers and Accessories | DIAGNOSTIC 1 | BIOMERIEUX, INC. | GN00002986 | RDC PUSAT - RAWAGELAM | PUSAT | DKI JAKARTA | JAKARTA TIMUR | MAIN UNIT | EMP | - |  | - |  | 16 June 2021 | LEO LANANG SIGIT - TSE CP | - |  | ACTIVE
FD2105000028 | HY180 | HYBIOME AE-180 Automatic Luminescence Immunity Analyzers and Accessories | DIAGNOSTIC 1 | BIOMERIEUX, INC. | GN00002986 | RDC PUSAT - RAWAGELAM | PUSAT | DKI JAKARTA | JAKARTA TIMUR | MAIN UNIT | EMP | - |  | - |  | 16 June 2021 | LEO LANANG SIGIT - TSE CP | - |  | ACTIVE
FD2105000029 | HY180 | HYBIOME AE-180 Automatic Luminescence Immunity Analyzers and Accessories | DIAGNOSTIC 1 | BIOMERIEUX, INC. | GN00002986 | RDC PUSAT - RAWAGELAM | PUSAT | DKI JAKARTA | JAKARTA TIMUR | MAIN UNIT | EMP | - |  | - |  | 16 June 2021 | LEO LANANG SIGIT - TSE CP | - |  | ACTIVE
FDRLI | FDRLI | DRYPIX LITE | IMAGING | FUJIFILM INDONESIA, PT. | GN00002986 | RDC PUSAT - RAWAGELAM | PUSAT | DKI JAKARTA | JAKARTA TIMUR | MAIN UNIT | EMP | - |  | - |  | 28 June 2023 | ARIEF SETIAWAN - TSE CP | - |  | ACTIVE
FI 17440408 | SM325 |  |  |  | GN00002335 | LAB THAMRIN S.BATANGHARI | MEDAN | SUMATERA UTARA | MEDAN | MAIN UNIT | CUSTOMER | 3 May 2016 | TRIYONO - TSE AREA BARAT | 1 January 2010 |  | 3 May 2016 | TRIYONO - TSE AREA BARAT | - |  | INACTIVE
FI02862305 | DP075 | FINA full station w/ high perf. PC | DIAGNOSTIC 2 | DREAMPATH DIAGNOSTICS | GN00002986 | RDC PUSAT - RAWAGELAM | PUSAT | DKI JAKARTA | JAKARTA TIMUR | MAIN UNIT | EMP | - |  | - |  | 11 October 2023 | LEO LANANG SIGIT - TSE CP | - |  | ACTIVE
FI1002P0005 | SM325 |  |  |  | GN00002463 | RSUD DR SOEDONO | KEDIRI | JAWA TIMUR | MADIUN | MAIN UNIT | CUSTOMER | - |  | 1 January 1900 |  | - |  | - |  | INACTIVE
FI11650107 | SMI5F | SHANDON FINESSE 325 (EXCLUDED BLADE HOLDER) |  |  | GN00004069 | RS SILOAM ( PT SILOAM INTERNATIONAL HOSPITALS ) KEBON JERUK | JAKARTA-2 | DKI JAKARTA | JAKARTA BARAT | MAIN UNIT | CUSTOMER | 19 August 2015 | AGUS FAUZI | 1 June 2014 |  | 19 August 2015 | AGUS FAUZI | - |  | ACTIVE
FI11670107 | SMI5F | SHANDON FINESSE 325 (EXCLUDED BLADE HOLDER) |  |  | GN00000944 | RS SANTOSA KEBON JATI | BANDUNG | JAWA BARAT | BANDUNG | MAIN UNIT | CUSTOMER | 20 August 2014 | SUKMA WIJAYA - TSE | 1 January 1900 |  | 20 August 2014 | SUKMA WIJAYA - TSE | - |  | ACTIVE
FI13400206 | SMI5F | SHANDON FINESSE 325 (EXCLUDED BLADE HOLDER) |  |  | GN00000945 | RS ST BORROMEUS | BANDUNG | JAWA BARAT | BANDUNG | MAIN UNIT | CUSTOMER | - |  | 27 February 2010 |  | - |  | - |  | ACTIVE
FI15720307 | SMI5F | SHANDON FINESSE 325 (EXCLUDED BLADE HOLDER) |  |  | GN00000973 | RSUD SUMEDANG | BANDUNG | JAWA BARAT | SUMEDANG | MAIN UNIT | CUSTOMER | - |  | 27 February 2010 |  | - |  | - |  | ACTIVE
FI16220311 | SMI5F | SHANDON FINESSE 325 (EXCLUDED BLADE HOLDER) |  |  | GN00006210 | PT CHAROEN POKPHAND INDONESIA | JAKARTA-1 | DKI JAKARTA | JAKARTA UTARA | MAIN UNIT | CUSTOMER | - |  | 1 January 2006 |  | - |  | - |  | ACTIVE
FI16230311 | SMI5F | SHANDON FINESSE 325 (EXCLUDED BLADE HOLDER) |  |  | GN00001905 | RSUD TIDAR KAB MAGELANG | YOGYAKARTA | YOGYAKARTA | YOGYAKARTA | MAIN UNIT | CUSTOMER | 2 September 2015 | DIAN FEBRIYANA - TSE | 1 January 1900 |  | 2 September 2015 | DIAN FEBRIYANA - TSE | - |  | ACTIVE
FI17260407 | SMI5F | SHANDON FINESSE 325 (EXCLUDED BLADE HOLDER) |  |  | GN00000009 | RSU DR CIPTO MANGUNKUSUMO | JAKARTA-1 | DKI JAKARTA | JAKARTA PUSAT | MAIN UNIT | CUSTOMER | - |  | 1 January 2011 |  | - |  | - |  | ACTIVE
Fi53140704 | SMI5F | SHANDON FINESSE 325 (EXCLUDED BLADE HOLDER) |  |  | GN00000996 | RS Medistra | JAKARTA-1 | DKI JAKARTA | JAKARTA SELATAN | MAIN UNIT | CUSTOMER | 6 November 2019 | SAHID DERMAWAN - SPV TSE BARAT | - |  | 6 November 2019 | SAHID DERMAWAN - SPV TSE BARAT | - |  | ACTIVE
FI53170704 | SM325 |  |  |  | GN00002586 | PT BIOFARMA | BANDUNG | JAWA BARAT | BANDUNG | MAIN UNIT | CUSTOMER | 20 July 2016 |  | 24 December 2011 |  | 20 July 2016 |  | - |  | INACTIVE
FI53260704 | SM325 |  |  |  | GN00011810 | LAB ABC | JAKARTA-2 | DKI JAKARTA | JAKARTA BARAT | MAIN UNIT | CUSTOMER | 26 September 2016 | TRIYONO - TSE AREA BARAT | 4 June 2009 |  | 26 September 2016 | TRIYONO - TSE AREA BARAT | - |  | INACTIVE
FI53270705 | SMI5F | SHANDON FINESSE 325 (EXCLUDED BLADE HOLDER) |  |  | GN00000932 | RSU IMMANUEL | BANDUNG | JAWA BARAT | BANDUNG | MAIN UNIT | CUSTOMER | 4 January 2017 | SUKMA WIJAYA - TSE | 1 January 2010 |  | 4 January 2017 | SUKMA WIJAYA - TSE | - |  | ACTIVE
FI54110709 | SMI5F | SHANDON FINESSE 325 (EXCLUDED BLADE HOLDER) |  |  | GN00001026 | RS ISLAM CEMPAKA PUTIH ( RS. ISLAM JAKARTA ) | JAKARTA-1 | DKI JAKARTA | JAKARTA PUSAT | MAIN UNIT | CUSTOMER | - |  | 1 January 2009 |  | - |  | - |  | ACTIVE
FI54220710 | SMI5F | SHANDON FINESSE 325 (EXCLUDED BLADE HOLDER) |  |  | GN00001877 | LAB CITO YOGYAKARTA ATMO | YOGYAKARTA | YOGYAKARTA | YOGYAKARTA | MAIN UNIT | CUSTOMER | 1 February 1990 | DIAN FEBRIYANA - TSE | 1 January 1900 |  | 1 February 1990 | DIAN FEBRIYANA - TSE | - |  | ACTIVE
FI54820803 | SMI5F | SHANDON FINESSE 325 (EXCLUDED BLADE HOLDER) |  |  | GN00004531 | RS KLINIK AMC FARMA | YOGYAKARTA | YOGYAKARTA | YOGYAKARTA | MAIN UNIT | CUSTOMER | 27 January 2015 | DIAN FEBRIYANA - TSE | 1 January 1900 |  | 27 January 2015 | DIAN FEBRIYANA - TSE | - |  | ACTIVE
FI54850804 | SMI5F | SHANDON FINESSE 325 (EXCLUDED BLADE HOLDER) |  |  | GN00008486 | FAKULTAS KEDOKTERAN UNSOED | PURWOKERTO | JAWA TENGAH | PURWOKERTO | MAIN UNIT | CUSTOMER | 25 February 2015 | DIAN FEBRIYANA - TSE | 1 January 1900 |  | 25 February 2015 | DIAN FEBRIYANA - TSE | - |  | ACTIVE
FI54910804 | SMI5F | SHANDON FINESSE 325 (EXCLUDED BLADE HOLDER) |  |  | GN00002897 | RS SILOAM ( PT SILOAM INTERNATIONAL HOSPITALS ) JAMBI | JAMBI | JAMBI | JAMBI | MAIN UNIT | CUSTOMER | - |  | - |  | 13 April 2022 | LEO LANANG SIGIT - TSE CP | - |  | ACTIVE
FI54920804 | SMI5F | SHANDON FINESSE 325 (EXCLUDED BLADE HOLDER) |  |  | GN00001923 | RS PANTI RAPIH | YOGYAKARTA | YOGYAKARTA | YOGYAKARTA | MAIN UNIT | CUSTOMER | 27 January 2016 | DIAN FEBRIYANA - TSE | 1 September 2010 |  | 27 January 2016 | DIAN FEBRIYANA - TSE | - |  | ACTIVE
FI56030901 | SM325 |  |  |  | GN00001918 | RS ISLAM KLATEN | YOGYAKARTA | YOGYAKARTA | YOGYAKARTA | MAIN UNIT | CUSTOMER | 15 September 2015 | DIAN FEBRIYANA - TSE | 1 January 1900 |  | 15 September 2015 | DIAN FEBRIYANA - TSE | - |  | INACTIVE
FI56210902 | SMI5F | SHANDON FINESSE 325 (EXCLUDED BLADE HOLDER) |  |  | GN00002818 | PT. INNOLAB SAINS INTERNATIONAL ( KALGEN INNOLAB ) | JAKARTA-1 | DKI JAKARTA | JAKARTA TIMUR | MAIN UNIT | CUSTOMER | 27 April 2015 | SURYADI | 1 January 2011 |  | 27 April 2015 | SURYADI | - |  | ACTIVE
FI56390903 | SM325 |  |  |  | GN00001901 | RSUP SOERADJI KLATEN | YOGYAKARTA | YOGYAKARTA | YOGYAKARTA | MAIN UNIT | CUSTOMER | 17 April 2015 |  | 1 January 1900 |  | 17 April 2015 |  | - |  | INACTIVE
FI57941003 | SM325 |  |  |  | GN00001780 | FAKULTAS KEDOKTERAN UNIVERSITAS JENDERAL ACHMAD YANI | BANDUNG | JAWA BARAT | BANDUNG | MAIN UNIT | CUSTOMER | 8 April 2015 | SUKMA WIJAYA - TSE | 16 June 2013 |  | 8 April 2015 | SUKMA WIJAYA - TSE | - |  | INACTIVE
FI57951003 | SM325 |  |  |  | GN00001121 | RSUD BANJAR | TASIKMALAYA | JAWA BARAT | BANJAR | MAIN UNIT | CUSTOMER | 25 April 2015 | SUKMA WIJAYA - TSE | 1 January 1900 |  | 25 April 2015 | SUKMA WIJAYA - TSE | - |  | INACTIVE
FI58641009 | SMI5F | SHANDON FINESSE 325 (EXCLUDED BLADE HOLDER) |  |  | GN00000009 | RSU DR CIPTO MANGUNKUSUMO | JAKARTA-1 | DKI JAKARTA | JAKARTA PUSAT | MAIN UNIT | CUSTOMER | 28 June 2016 |  | 1 January 2009 |  | 28 June 2016 |  | - |  | ACTIVE
FI59861106 | SMI5F | SHANDON FINESSE 325 (EXCLUDED BLADE HOLDER) |  |  | GN00008995 | RSP.DR.H.A.ROTINSULU | BANDUNG-2 | JAWA BARAT | BANDUNG | MAIN UNIT | CUSTOMER | 31 March 2015 | TRIYONO - TSE AREA BARAT | 1 January 2010 |  | 31 March 2015 | TRIYONO - TSE AREA BARAT | - |  | ACTIVE
FI60401110 | SMI5F | SHANDON FINESSE 325 (EXCLUDED BLADE HOLDER) |  |  | GN00001936 | POLTEKKES YOGYAKARTA | YOGYAKARTA | YOGYAKARTA | YOGYAKARTA | MAIN UNIT | CUSTOMER | 6 January 2015 | DIAN FEBRIYANA - TSE | 1 January 1900 |  | 6 January 2015 | DIAN FEBRIYANA - TSE | - |  | ACTIVE
FI60491111 | SMI5F | SHANDON FINESSE 325 (EXCLUDED BLADE HOLDER) |  |  | GN00006585 | RSK BEDAH SIAGA | BANJARMASIN | KALIMANTAN SELATAN | BANJARMASIN | MAIN UNIT | CUSTOMER | 18 January 2016 |  | 1 January 1900 |  | 18 January 2016 |  | - |  | ACTIVE
FI61471205 | SM325 |  |  |  | GN00001769 | RS SILOAM ( PT SILOAM INTERNATIONAL HOSPITALS ) MAKASAR | MAKASSAR | SULAWESI BARAT | MAKASSAR | MAIN UNIT | CUSTOMER | 10 April 2015 |  | 1 January 1900 |  | 10 April 2015 |  | - |  | INACTIVE
FI61491205 | SM325 |  |  |  | GN00004673 | RSUD AL-IHSAN BANDUNG | BANDUNG | JAWA BARAT | BANDUNG | MAIN UNIT | CUSTOMER | 20 August 2014 | SUKMA WIJAYA - TSE | 21 May 2010 |  | 20 August 2014 | SUKMA WIJAYA - TSE | - |  | INACTIVE
FI64491409 | SMI5F | SHANDON FINESSE 325 (EXCLUDED BLADE HOLDER) |  |  | GN00001783 | RS PKU Muhammadiyah Surakarta | SOLO | JAWA TENGAH | SURAKARTA | MAIN UNIT | CUSTOMER | 3 November 2018 | TEGAR PANDU - TSE | 3 November 2018 |  | 3 November 2018 | TEGAR PANDU - TSE | - |  | ACTIVE
FI64511501 | SMI5F | SHANDON FINESSE 325 (EXCLUDED BLADE HOLDER) |  |  | GN00002459 | RSUD PACITAN | KEDIRI | JAWA TIMUR | PACITAN | MAIN UNIT | CUSTOMER | - |  | 25 August 2015 |  | - |  | - |  | ACTIVE
FI64631502 | SMI5F | SHANDON FINESSE 325 (EXCLUDED BLADE HOLDER) |  |  | GN00008867 | LABORATORIUM PENELITIAN DAN PENGUJIAN TERPADU (LPPT - UGM) | YOGYAKARTA | YOGYAKARTA | YOGYAKARTA | MAIN UNIT | CUSTOMER | - |  | 6 September 2015 |  | - |  | - |  | ACTIVE
FI64651502 | SM325 |  |  |  | GN00003801 | RSU DR H SOEWONDO KENDAL | SEMARANG | JAWA TENGAH | SEMARANG | MAIN UNIT | CUSTOMER | - |  | 1 January 1900 |  | - |  | - |  | INACTIVE
FI64701502 | SCY02 | CYTOSPIN 4 CENTRIFUGE | DIAGNOSTIC 2 | SHANDON DIAGNOSTICS Ltd. | GN00000409 | RSUD KABAN JAHE | MEDAN | SUMATERA UTARA | KABANJAHE | MAIN UNIT | CUSTOMER | - |  | 26 November 2015 |  | - |  | - |  | ACTIVE
FI64711502 | SMI5F | SHANDON FINESSE 325 (EXCLUDED BLADE HOLDER) |  |  | GN00000924 | RS ADVENT BANDUNG | BANDUNG | JAWA BARAT | BANDUNG | MAIN UNIT | CUSTOMER | - |  | 3 December 2011 |  | - |  | - |  | ACTIVE
FI64741503 | SMI5F | SHANDON FINESSE 325 (EXCLUDED BLADE HOLDER) |  |  | GN00010508 | DR. LYSA VETERINI SP.PA | SURABAYA-1 | JAWA TIMUR | SURABAYA | MAIN UNIT | CUSTOMER | - |  | 1 February 2016 |  | - |  | - |  | ACTIVE
FI64831503 | SMI5F | SHANDON FINESSE 325 (EXCLUDED BLADE HOLDER) |  |  | GN00002300 | RS SILOAM ( PT SILOAM INTERNATIONAL HOSPITALS ) GUBENG | SURABAYA-1 | JAWA TIMUR | SURABAYA | MAIN UNIT | CUSTOMER | 7 November 2019 | PHILIP LAKRISNA - TSE | 7 November 2019 |  | 7 November 2019 | PHILIP LAKRISNA - TSE | - |  | ACTIVE
FI65371512 | SMI5F | SHANDON FINESSE 325 (EXCLUDED BLADE HOLDER) |  |  | GN00008397 | RS TK II DR. SOEPRAOEN | MALANG | JAWA TIMUR | MALANG | MAIN UNIT | CUSTOMER | 21 June 2017 | SAHID DERMAWAN - SPV TSE BARAT | 1 January 1900 |  | 21 June 2017 | SAHID DERMAWAN - SPV TSE BARAT | - |  | ACTIVE
FI65381512 | SM325 |  |  |  | GN00011924 | KLINIK SATMOKO | SEMARANG | JAWA TENGAH | SEMARANG | MAIN UNIT | CUSTOMER | - |  | 9 October 2016 |  | - |  | - |  | INACTIVE
FI65391512 | SM325 |  |  |  | GN00011467 | RS SILOAM ( PT SILOAM INTERNATIONAL HOSPITALS ) KENDARI | MAKASSAR | SULAWESI SELATAN | KENDARI | MAIN UNIT | CUSTOMER | 23 November 2016 | DEA MASJA SADALI - TSE | 22 November 2016 |  | 23 November 2016 | DEA MASJA SADALI - TSE | - |  | INACTIVE
FI65421601 | SM325 |  |  |  | GN17040007 | RS SILOAM PANGKAL PINANG | PANGKAL PINANG | KEPULAUAN BANGKA BELITUNG | PANGKAL PINANG | MAIN UNIT | CUSTOMER | 10 April 2017 | LEONARDUS ADI | 9 April 2017 |  | 10 April 2017 | LEONARDUS ADI | - |  | INACTIVE
FN2013B0609 | SFME5 |  |  |  | GN00001083 | RS KANKER DHARMAIS | JAKARTA-2 | DKI JAKARTA | JAKARTA BARAT | MAIN UNIT | CUSTOMER | 1 February 1990 | PETRUS SIMON | 1 June 2011 |  | 1 February 1990 | PETRUS SIMON | - |  | INACTIVE
FN2173M0803 | SMI5F | SHANDON FINESSE 325 (EXCLUDED BLADE HOLDER) |  |  | GN00000125 | RS CHARITAS PALEMBANG | PALEMBANG | SUMATERA SELATAN | PALEMBANG | MAIN UNIT | CUSTOMER | - |  | 1 August 2008 |  | - |  | - |  | ACTIVE
FN223M0810 | SFME5 |  |  |  | GN00000234 | RSU DR ACHMAD MOCHTAR | PADANG | SUMATERA BARAT | BUKITTINGGI | MAIN UNIT | CUSTOMER | 23 August 2016 |  | 1 January 2013 |  | 23 August 2016 |  | - |  | INACTIVE
FN2354E0601 | SFME1 |  |  |  | GN00006348 | TGR MOCHTAR RIADY INSTITUTE FOR N THE MOCHTAR RIAD | TANGERANG | BANTEN | TANGERANG | MAIN UNIT | CUSTOMER | 1 February 1990 | PETRUS SIMON | 1 January 1900 |  | 1 February 1990 | PETRUS SIMON | - |  | INACTIVE
FN2388M1011 | SMI5F | SHANDON FINESSE 325 (EXCLUDED BLADE HOLDER) |  |  | GN00001083 | RS KANKER DHARMAIS | JAKARTA-2 | DKI JAKARTA | JAKARTA BARAT | MAIN UNIT | CUSTOMER | - |  | 21 November 2012 |  | - |  | - |  | ACTIVE
FN2447M1107 | SFME5 |  |  |  | GN00001083 | RS KANKER DHARMAIS | JAKARTA-2 | DKI JAKARTA | JAKARTA BARAT | MAIN UNIT | CUSTOMER | 1 February 1990 | PETRUS SIMON | 1 June 2011 |  | 1 February 1990 | PETRUS SIMON | - |  | INACTIVE
FN2465M1109 | SMI5F | SHANDON FINESSE 325 (EXCLUDED BLADE HOLDER) |  |  | GN00000009 | RSU DR CIPTO MANGUNKUSUMO | JAKARTA-1 | DKI JAKARTA | JAKARTA PUSAT | MAIN UNIT | CUSTOMER | - |  | 1 January 2011 |  | - |  | - |  | ACTIVE
FN2466M1109 | SMI5F | SHANDON FINESSE 325 (EXCLUDED BLADE HOLDER) |  |  | GN00000009 | RSU DR CIPTO MANGUNKUSUMO | JAKARTA-1 | DKI JAKARTA | JAKARTA PUSAT | MAIN UNIT | CUSTOMER | - |  | 1 January 2011 |  | - |  | - |  | ACTIVE
FN3026E0609 | SMI3F |  |  |  | GN00000786 | RS PENDIDIKAN UNHAS | MAKASSAR | SULAWESI SELATAN | MAKASSAR | MAIN UNIT | CUSTOMER | 10 April 2015 |  | 1 January 1900 |  | 10 April 2015 |  | - |  | INACTIVE
GA1111 | 4MI56 | GENE-UP THERMOCYCLER | BIOSCIENCE | BIOMERIEUX ASIA PACIFIC PTE LTD | GN00002986 | RDC PUSAT - RAWAGELAM | PUSAT | DKI JAKARTA | JAKARTA TIMUR | MAIN UNIT | EMP | - |  | - |  | 10 May 2021 | LEO LANANG SIGIT - TSE CP | - |  | ACTIVE
GA1194 | 4MI56 | GENE-UP THERMOCYCLER | BIOSCIENCE | BIOMERIEUX ASIA PACIFIC PTE LTD | GN00008516 | PT MARS INDONESIA (PT MARS SYMBIOSCIENCE INDONESIA ) | MAKASSAR | SULAWESI SELATAN | MAKASSAR | MAIN UNIT | EMP | - |  | 17 April 2025 | I KADEK - TSE | 20 January 2022 | LEO LANANG SIGIT - TSE CP | 21 April 2025 | ANDI ISMAIL - SPV TSE TIMUR | ACTIVE
GA1195 | 4MI56 | GENE-UP THERMOCYCLER | BIOSCIENCE | BIOMERIEUX ASIA PACIFIC PTE LTD | GN00003001 | PT. ENSEVAL MEDIKA PRIMA - HO | PUSAT | DKI JAKARTA | JAKARTA TIMUR | MAIN UNIT | EMP | - |  | - |  | 20 January 2022 | LEO LANANG SIGIT - TSE CP | - |  | ACTIVE
GA1434 | 4MI56 | GENE-UP THERMOCYCLER | BIOSCIENCE | BIOMERIEUX ASIA PACIFIC PTE LTD | GN00002986 | RDC PUSAT - RAWAGELAM | PUSAT | DKI JAKARTA | JAKARTA TIMUR | MAIN UNIT | EMP | 6 December 2022 | LEO LANANG SIGIT - TSE CP | - |  | 23 March 2023 |  | - |  | ACTIVE
GT1253H1411 | SVS14 | VARISTAIN GEMINI AS | DIAGNOSTIC 2 | SHANDON DIAGNOSTICS Ltd. | GN00001206 | RSUD PROF DR MARGONO SOEKARJO | PURWOKERTO | JAWA TENGAH | BANYUMAS | MAIN UNIT | CUSTOMER | - |  | 10 November 2015 |  | - |  | - |  | ACTIVE
GT2034H1506 | SVS14 | VARISTAIN GEMINI AS | DIAGNOSTIC 2 | SHANDON DIAGNOSTICS Ltd. | GN00002457 | RSU PARE | KEDIRI | JAWA TIMUR | KEDIRI | MAIN UNIT | CUSTOMER | - |  | 4 November 2015 |  | - |  | - |  | ACTIVE
GT2042H1507 | SVS14 | VARISTAIN GEMINI AS | DIAGNOSTIC 2 | SHANDON DIAGNOSTICS Ltd. | GN00000629 | RSUD ULIN | BANJARMASIN | KALIMANTAN SELATAN | BANJARMASIN | MAIN UNIT | CUSTOMER | - |  | 14 June 2017 |  | - |  | - |  | ACTIVE
GT2062H1509 | SVS14 | VARISTAIN GEMINI AS | DIAGNOSTIC 2 | SHANDON DIAGNOSTICS Ltd. | GN00000674 | RSUD ABDUL WAHAB SJAHRANIE | SAMARINDA | KALIMANTAN TIMUR | SAMARINDA | MAIN UNIT | CUSTOMER | - |  | 24 January 2016 |  | - |  | - |  | ACTIVE
GT2073H1509 | SVS14 | VARISTAIN GEMINI AS | DIAGNOSTIC 2 | SHANDON DIAGNOSTICS Ltd. | GN00001070 | RSU CIANJUR | BOGOR | JAWA BARAT | CIANJUR | MAIN UNIT | CUSTOMER | 13 July 2017 | AGUS FAUZI | 13 July 2017 |  | 13 July 2017 | AGUS FAUZI | - |  | ACTIVE
GT2074H1509 | SVS14 | VARISTAIN GEMINI AS | DIAGNOSTIC 2 | SHANDON DIAGNOSTICS Ltd. | GN00000944 | RS SANTOSA KEBON JATI | BANDUNG | JAWA BARAT | BANDUNG | MAIN UNIT | CUSTOMER | 15 January 2016 | SUKMA WIJAYA - TSE | 15 January 2016 |  | 15 January 2016 | SUKMA WIJAYA - TSE | - |  | ACTIVE
GT2242H1606 | SVS14 | VARISTAIN GEMINI AS | DIAGNOSTIC 2 | SHANDON DIAGNOSTICS Ltd. | GN00001083 | RS KANKER DHARMAIS | JAKARTA-2 | DKI JAKARTA | JAKARTA BARAT | MAIN UNIT | CUSTOMER | 15 March 2017 | AGUS FAUZI | 22 September 2016 |  | 15 March 2017 | AGUS FAUZI | - |  | ACTIVE
GT2245H1606 | SVS14 | VARISTAIN GEMINI AS | DIAGNOSTIC 2 | SHANDON DIAGNOSTICS Ltd. | GN00002460 | RSUD NGANJUK | KEDIRI | JAWA TIMUR | NGANJUK | MAIN UNIT | CUSTOMER | - |  | 25 October 2016 |  | - |  | - |  | ACTIVE
GT5069H1610 | ECA13 | GEMINI AS | DIAGNOSTIC 2 | SHANDON DIAGNOSTICS Ltd. | GN00000629 | RSUD ULIN | BANJARMASIN | KALIMANTAN SELATAN | BANJARMASIN | MAIN UNIT | CUSTOMER | 17 November 2016 | FARIDA ADELINA | 17 November 2016 |  | 17 November 2016 | FARIDA ADELINA | - |  | ACTIVE
GT5249H1706 | ECA13 | GEMINI AS | DIAGNOSTIC 2 | SHANDON DIAGNOSTICS Ltd. | GN00001790 | RS DR.OEN SURAKARTA | SOLO | JAWA TENGAH | SURAKARTA | MAIN UNIT | CUSTOMER | 25 July 2017 | TRIYONO - TSE AREA BARAT | 24 July 2017 |  | 25 July 2017 | TRIYONO - TSE AREA BARAT | - |  | ACTIVE
GT5250H1706 | ECA13 | GEMINI AS | DIAGNOSTIC 2 | SHANDON DIAGNOSTICS Ltd. | GN00001102 | RSUD Cengkareng | JAKARTA-2 | DKI JAKARTA | JAKARTA BARAT | MAIN UNIT | CUSTOMER | 12 December 2017 | AGUS FAUZI | 12 December 2017 |  | 12 December 2017 | AGUS FAUZI | - |  | ACTIVE
GT5336H1708 | ECA13 | GEMINI AS | DIAGNOSTIC 2 | SHANDON DIAGNOSTICS Ltd. | GN00002986 | RDC PUSAT - RAWAGELAM | PUSAT | DKI JAKARTA | JAKARTA TIMUR | MAIN UNIT | EMP | - |  | 1 January 1900 |  | - |  | - |  | ACTIVE
GT5339H1708 | ECA13 | GEMINI AS | DIAGNOSTIC 2 | SHANDON DIAGNOSTICS Ltd. | GN00001168 | RSUD Cideres | CIREBON | JAWA BARAT | MAJALENGKA | MAIN UNIT | CUSTOMER | - |  | 10 September 2019 |  | - |  | - |  | ACTIVE
GT5340H1708 | ECA13 | GEMINI AS | DIAGNOSTIC 2 | SHANDON DIAGNOSTICS Ltd. | GN00001466 | RSUD SIDOARJO | SURABAYA-1 | JAWA TIMUR | SIDOARJO | MAIN UNIT | CUSTOMER | - |  | 28 February 2021 | PHILIP LAKRISNA - TSE | - |  | 28 February 2021 | PHILIP LAKRISNA - TSE | ACTIVE
GT5352H1709 | ECA13 | GEMINI AS | DIAGNOSTIC 2 | SHANDON DIAGNOSTICS Ltd. | GN00002813 | RS Universitas Yarsi | JAKARTA-1 | DKI JAKARTA |  | MAIN UNIT | CUSTOMER | 22 December 2017 | TRIYONO - TSE AREA BARAT | 20 December 2017 |  | 22 December 2017 | TRIYONO - TSE AREA BARAT | - |  | ACTIVE
GT5358H1709 | ECA13 | GEMINI AS | DIAGNOSTIC 2 | SHANDON DIAGNOSTICS Ltd. | GN00001609 | RS KARSA HUSADA (PARU BATU) | MALANG | JAWA TIMUR | MALANG | MAIN UNIT | CUSTOMER | - |  | 17 October 2018 |  | - |  | - |  | ACTIVE
GT5359H1709 | ECA13 | GEMINI AS | DIAGNOSTIC 2 | SHANDON DIAGNOSTICS Ltd. | GN00002447 | RS PROF D R KANDAU MANADO ( RSUP PROF D R KANDAU MANADO ) | MANADO | SULAWESI UTARA | MANADO | MAIN UNIT | CUSTOMER | 25 April 2019 | MOHAMAD SUKARJO - TSE CP | 25 April 2019 |  | 25 April 2019 | MOHAMAD SUKARJO - TSE CP | - |  | ACTIVE
GT6183H1809 | SVS14 | VARISTAIN GEMINI AS | DIAGNOSTIC 2 | SHANDON DIAGNOSTICS Ltd. | GN00001823 | RSUD Dr. SAIFUL ANWAR PROV JAWA TIMUR | MALANG | JAWA TIMUR | MALANG | MAIN UNIT | CUSTOMER | - |  | 30 August 2019 |  | - |  | - |  | ACTIVE
GT6238H1901 | SVS14 | VARISTAIN GEMINI AS | DIAGNOSTIC 2 | SHANDON DIAGNOSTICS Ltd. | GN00006967 | RSUD LAHAT | PALEMBANG | SUMATERA SELATAN | PALEMBANG | MAIN UNIT | CUSTOMER | - |  | 15 May 2019 |  | - |  | - |  | ACTIVE
GT6244H1902 | SVS14 | VARISTAIN GEMINI AS | DIAGNOSTIC 2 | SHANDON DIAGNOSTICS Ltd. | GN00001121 | RSUD BANJAR | TASIKMALAYA | JAWA BARAT | BANJAR | MAIN UNIT | CUSTOMER | - |  | 21 June 2019 |  | - |  | - |  | ACTIVE
GT6245H1902 | SVS14 | VARISTAIN GEMINI AS | DIAGNOSTIC 2 | SHANDON DIAGNOSTICS Ltd. | GN00007155 | RSUD SINGAPARNA KAB TASIK | TASIKMALAYA | JAWA BARAT | SINGAPARNA | MAIN UNIT | CUSTOMER | 11 May 2020 | SUKMA WIJAYA - TSE | 24 June 2019 |  | 11 May 2020 | SUKMA WIJAYA - TSE | - |  | ACTIVE
GT6274H1903 | SVS14 | VARISTAIN GEMINI AS | DIAGNOSTIC 2 | SHANDON DIAGNOSTICS Ltd. | GN00002139 | RS PARU DR. ARIO WIRAWAN SALATIGA | SEMARANG | JAWA TENGAH | SALATIGA | MAIN UNIT | CUSTOMER | - |  | 27 August 2021 | ANDRIAS NUGROHO - TSE | - |  | 27 August 2021 | ANDRIAS NUGROHO - TSE | ACTIVE
GT6315H1906 | ECA13 | GEMINI AS | DIAGNOSTIC 2 | SHANDON DIAGNOSTICS Ltd. | GN00006018 | RSUD GUNUNGJATI | CIREBON | JAWA BARAT | CIREBON | MAIN UNIT | CUSTOMER | 20 September 2019 | SUKMA WIJAYA - TSE | 20 September 2019 |  | 20 September 2019 | SUKMA WIJAYA - TSE | - |  | ACTIVE
GT6316H1906 | ECA13 | GEMINI AS | DIAGNOSTIC 2 | SHANDON DIAGNOSTICS Ltd. | GN00003153 | BALAI BESAR VETERINER MAROS | MAKASSAR | SULAWESI SELATAN | MAROS | MAIN UNIT | CUSTOMER | 4 February 2020 | AUGESTA NANDA PRADANA - TSE | 4 February 2020 |  | 4 February 2020 | AUGESTA NANDA PRADANA - TSE | - |  | ACTIVE
GT6317H1906 | ECA13 | GEMINI AS | DIAGNOSTIC 2 | SHANDON DIAGNOSTICS Ltd. | GN00001908 | RSUD PANEMBAHAN SENOPATI | YOGYAKARTA | YOGYAKARTA | YOGYAKARTA | MAIN UNIT | CUSTOMER | - |  | 9 August 2021 | RIDWAN - TSE | - |  | 9 August 2021 | RIDWAN - TSE | ACTIVE
GT6454H1911 | SVS14 | VARISTAIN GEMINI AS | DIAGNOSTIC 2 | SHANDON DIAGNOSTICS Ltd. | GN00008394 | LIPI WONOSARI ( LEMBAGA ILMU PENGETAHUAN INDONESIA ) | YOGYAKARTA | YOGYAKARTA | WONOSARI | MAIN UNIT | CUSTOMER | 10 January 2020 | LEO LANANG SIGIT - TSE CP | 18 January 2021 | RIDWAN - TSE | 10 January 2020 | LEO LANANG SIGIT - TSE CP | 18 January 2021 | RIDWAN - TSE | ACTIVE
GT6463H1912 | SVS14 | VARISTAIN GEMINI AS | DIAGNOSTIC 2 | SHANDON DIAGNOSTICS Ltd. | GN00002818 | PT. INNOLAB SAINS INTERNATIONAL ( KALGEN INNOLAB ) | JAKARTA-1 | DKI JAKARTA | JAKARTA TIMUR | MAIN UNIT | CUSTOMER | 17 June 2020 | FAJAR FAHMI - TSE | 4 January 2021 | MOHAMAD SUKARJO - TSE CP | 17 June 2020 | FAJAR FAHMI - TSE | 4 January 2021 | MOHAMAD SUKARJO - TSE CP | ACTIVE
GT7079H2102EP | SVS14 | VARISTAIN GEMINI AS | DIAGNOSTIC 2 | SHANDON DIAGNOSTICS Ltd. | GN00002663 | RSUD DR SOEDIRMAN KEBUMEN | PURWOKERTO | JAWA TENGAH | PURWOKERTO | MAIN UNIT | CUSTOMER | - |  | 2 August 2021 | HARI UDI RAHARJO - TSE | 19 March 2021 | LEO LANANG SIGIT - TSE CP | 2 August 2021 | HARI UDI RAHARJO - TSE | ACTIVE
GT7169H2108EP | ECA13 | GEMINI AS | DIAGNOSTIC 2 | SHANDON DIAGNOSTICS Ltd. | GN00008867 | LABORATORIUM PENELITIAN DAN PENGUJIAN TERPADU (LPPT - UGM) | YOGYAKARTA | YOGYAKARTA | YOGYAKARTA | MAIN UNIT | CUSTOMER | - |  | 1 November 2021 | RIDWAN - TSE | 19 October 2021 | LEO LANANG SIGIT - TSE CP | 1 November 2021 | RIDWAN - TSE | ACTIVE
GT7170H2107EP | SVS14 | VARISTAIN GEMINI AS | DIAGNOSTIC 2 | SHANDON DIAGNOSTICS Ltd. | GN00000153 | RSUD IBNU SUTOWO BATURAJA | PALEMBANG | SUMATERA SELATAN | BATURAJA | MAIN UNIT | CUSTOMER | 21 February 2022 | NOVAN KURNIARTATO - TSE | 1 December 2021 | ABDI PUTRA - TSE | 2 November 2021 | NOVAN KURNIARTATO - TSE | 21 February 2022 | NOVAN KURNIARTATO - TSE | ACTIVE
GT7170H2108EP | ECA13 | GEMINI AS | DIAGNOSTIC 2 | SHANDON DIAGNOSTICS Ltd. | GN00002986 | RDC PUSAT - RAWAGELAM | PUSAT | DKI JAKARTA | JAKARTA TIMUR | MAIN UNIT | EMP | - |  | - |  | 19 October 2021 | LEO LANANG SIGIT - TSE CP | - |  | ACTIVE
GT7172H2108EP | ECA13 | GEMINI AS | DIAGNOSTIC 2 | SHANDON DIAGNOSTICS Ltd. | GN00006544 | RSUD DR HYULIDIN AWAY | BANDA ACEH | ACEH | BANDA ACEH | MAIN UNIT | CUSTOMER | - |  | 29 November 2021 | AZLI YUDHA - TSE | 19 October 2021 | LEO LANANG SIGIT - TSE CP | 29 November 2021 | AZLI YUDHA - TSE | ACTIVE
GT7173H2108EP | ECA13 | GEMINI AS | DIAGNOSTIC 2 | SHANDON DIAGNOSTICS Ltd. | GN00000019 | RS OTORITA - RS BADAN PENGUSAHA BATAM | BATAM | KEPULAUAN RIAU | BATAM | MAIN UNIT | CUSTOMER | - |  | 26 November 2021 | RUDI SETIAWAN - TSE | 19 October 2021 | LEO LANANG SIGIT - TSE CP | 26 November 2021 | RUDI SETIAWAN - TSE | ACTIVE
GT7178H2108EP | ECA13 | GEMINI AS | DIAGNOSTIC 2 | SHANDON DIAGNOSTICS Ltd. | GN00007750 | RS MITRA KELUARGA KENJERAN | SURABAYA-2 | JAWA TIMUR | SURABAYA | MAIN UNIT | CUSTOMER | - |  | 25 February 2022 | FAJAR LESMANA - TSE | 19 October 2021 | LEO LANANG SIGIT - TSE CP | 25 February 2022 | FAJAR LESMANA - TSE | ACTIVE
GT7179H2108EP | ECA13 | GEMINI AS | DIAGNOSTIC 2 | SHANDON DIAGNOSTICS Ltd. | GN00001140 | RS Eka Hospital | TANGERANG | BANTEN | TANGERANG | MAIN UNIT | CUSTOMER | - |  | 8 June 2022 | ADITIYA NOVANDRA - TSE | 19 October 2021 | LEO LANANG SIGIT - TSE CP | 8 June 2022 | ADITIYA NOVANDRA - TSE | ACTIVE
GT7180H2108EP | ECA13 | GEMINI AS | DIAGNOSTIC 2 | SHANDON DIAGNOSTICS Ltd. | GN00000129 | RSUP DR MOHAMMAD HOESIN | PALEMBANG | SUMATERA SELATAN | PALEMBANG | MAIN UNIT | CUSTOMER | - |  | 1 December 2021 | ABDI PUTRA - TSE | 19 October 2021 | LEO LANANG SIGIT - TSE CP | 1 December 2021 | ABDI PUTRA - TSE | ACTIVE
GT7271H2112EP | ECA13 | GEMINI AS | DIAGNOSTIC 2 | SHANDON DIAGNOSTICS Ltd. | GN00001805 | RSUD SIMO | SOLO | JAWA TENGAH | BOYOLALI | MAIN UNIT | CUSTOMER | - |  | 6 May 2022 | HARI UDI RAHARJO - TSE | 31 March 2022 | NOVAN KURNIARTATO - TSE | 6 May 2022 | HARI UDI RAHARJO - TSE | ACTIVE
GT7273H2201EP | ECA13 | GEMINI AS | DIAGNOSTIC 2 | SHANDON DIAGNOSTICS Ltd. | GN00002200 | RSUD BHAKTI DHARMA HUSADA | SURABAYA-1 | JAWA TIMUR | SURABAYA | MAIN UNIT | CUSTOMER | - |  | 16 June 2022 | MIKKI FAHRIZI - TSE | 31 March 2022 | NOVAN KURNIARTATO - TSE | 16 June 2022 | MIKKI FAHRIZI - TSE | ACTIVE
GT7304H2202EP | ECA13 | GEMINI AS | DIAGNOSTIC 2 | SHANDON DIAGNOSTICS Ltd. | GN00007939 | RS SANTOSA KOPO | BANDUNG | JAWA BARAT | BANDUNG | MAIN UNIT | CUSTOMER | - |  | 29 September 2022 | SUKMA WIJAYA - TSE | 25 April 2022 | LEO LANANG SIGIT - TSE CP | 29 September 2022 | SUKMA WIJAYA - TSE | ACTIVE
GT7310H2202EP | ECA13 | GEMINI AS | DIAGNOSTIC 2 | SHANDON DIAGNOSTICS Ltd. | GN19040004 | RSUD DAYA MAKASSAR | MAKASSAR | SULAWESI SELATAN | MAKASSAR | MAIN UNIT | CUSTOMER | - |  | 26 October 2022 |  | 25 April 2022 | LEO LANANG SIGIT - TSE CP | 5 December 2023 | ANDI ISMAIL - SPV TSE TIMUR | ACTIVE
GT7311H2202EP | ECA13 | GEMINI AS | DIAGNOSTIC 2 | SHANDON DIAGNOSTICS Ltd. | GN18090001 | RSUD SIMPANG LIMA GUMUL | KEDIRI | JAWA TIMUR | KEDIRI | MAIN UNIT | CUSTOMER | - |  | 17 October 2022 | PHILIP LAKRISNA - TSE | 25 April 2022 | LEO LANANG SIGIT - TSE CP | 17 October 2022 | PHILIP LAKRISNA - TSE | ACTIVE
GT7312H2202EP | ECA13 | GEMINI AS | DIAGNOSTIC 2 | SHANDON DIAGNOSTICS Ltd. | GN00003001 | PT. ENSEVAL MEDIKA PRIMA - HO | PUSAT | DKI JAKARTA | JAKARTA TIMUR | MAIN UNIT | EMP | - |  | - |  | 25 April 2022 | LEO LANANG SIGIT - TSE CP | - |  | ACTIVE
GT7318H2202EP | ECA13 | GEMINI AS | DIAGNOSTIC 2 | SHANDON DIAGNOSTICS Ltd. | GN00000666 | RSUD TAMIANG LAYANG | BANJARMASIN | KALIMANTAN TENGAH | PALANGKA RAYA | MAIN UNIT | CUSTOMER | - |  | 30 November 2022 |  | 25 April 2022 | LEO LANANG SIGIT - TSE CP | 10 October 2023 | ANDI ISMAIL - SPV TSE TIMUR | ACTIVE
GT7336H2204EP | ECA13 | GEMINI AS | DIAGNOSTIC 2 | SHANDON DIAGNOSTICS Ltd. | GN00001197 | RS SILOAM ( PT SILOAM INTERNATIONAL HOSPITALS ) KARAWACI | TANGERANG | BANTEN | TANGERANG | MAIN UNIT | CUSTOMER | - |  | - |  | 22 June 2022 | LEO LANANG SIGIT - TSE CP | - |  | ACTIVE
GT7337H2204EP | ECA13 | GEMINI AS | DIAGNOSTIC 2 | SHANDON DIAGNOSTICS Ltd. | GN24060005 | KALGEN INNOLAB CAB SURABAYA | SURABAYA-1 | JAWA TIMUR | SURABAYA | MAIN UNIT | CUSTOMER | - |  | 15 March 2023 |  | 22 June 2022 | LEO LANANG SIGIT - TSE CP | 8 June 2024 | ANDI ISMAIL - SPV TSE TIMUR | ACTIVE
GT7500H2205EP | ECA13 | GEMINI AS | DIAGNOSTIC 2 | SHANDON DIAGNOSTICS Ltd. | GN23040027 | RSUD MOHAMMAD NOER PAMEKASAN | SURABAYA-1 | JAWA TIMUR | SURABAYA | MAIN UNIT | CUSTOMER | - |  | 23 February 2023 |  | 6 July 2022 | LEO LANANG SIGIT - TSE CP | 12 October 2023 | ANDI ISMAIL - SPV TSE TIMUR | ACTIVE
GT7501H2205EP | ECA13 | GEMINI AS | DIAGNOSTIC 2 | SHANDON DIAGNOSTICS Ltd. | GN00000674 | RSUD ABDUL WAHAB SJAHRANIE | SAMARINDA | KALIMANTAN TIMUR | SAMARINDA | MAIN UNIT | CUSTOMER | - |  | 16 May 2023 |  | 6 July 2022 | LEO LANANG SIGIT - TSE CP | 12 October 2023 | ANDI ISMAIL - SPV TSE TIMUR | ACTIVE
GT7506H2205EP | ECA13 | GEMINI AS | DIAGNOSTIC 2 | SHANDON DIAGNOSTICS Ltd. | GN23080003 | RSUD AJI BATARA AGUNG DEWA SAKTI SAMBOJA | BALIKPAPAN | KALIMANTAN TIMUR | BALIKPAPAN | MAIN UNIT | CUSTOMER | - |  | 28 July 2023 |  | 6 July 2022 | LEO LANANG SIGIT - TSE CP | 14 October 2023 | ANDI ISMAIL - SPV TSE TIMUR | ACTIVE
GT7507H2205EP | ECA13 | GEMINI AS | DIAGNOSTIC 2 | SHANDON DIAGNOSTICS Ltd. | GN00000974 | RSUP HASAN SADIKIN ( RSHS ) | BANDUNG | JAWA BARAT | BANDUNG | MAIN UNIT | CUSTOMER | - |  | 28 June 2023 |  | 6 July 2022 | LEO LANANG SIGIT - TSE CP | 20 October 2023 | SAHID DERMAWAN - SPV TSE BARAT | ACTIVE
GT7508H2205EP | ECA13 | GEMINI AS | DIAGNOSTIC 2 | SHANDON DIAGNOSTICS Ltd. | GN00001679 | RSUD ABEPURA | JAYAPURA | PAPUA | JAYAPURA | MAIN UNIT | CUSTOMER | - |  | 23 August 2023 |  | 6 July 2022 | LEO LANANG SIGIT - TSE CP | 14 October 2023 | ANDI ISMAIL - SPV TSE TIMUR | ACTIVE
GT7509H2205EP | ECA13 | GEMINI AS | DIAGNOSTIC 2 | SHANDON DIAGNOSTICS Ltd. | GN00001083 | RS KANKER DHARMAIS | JAKARTA-2 | DKI JAKARTA | JAKARTA BARAT | MAIN UNIT | CUSTOMER | - |  | 28 August 2023 |  | 6 July 2022 | LEO LANANG SIGIT - TSE CP | 16 October 2023 | SAHID DERMAWAN - SPV TSE BARAT | ACTIVE
GT7598H2209EP | ECA13 | GEMINI AS | DIAGNOSTIC 2 | SHANDON DIAGNOSTICS Ltd. | GN00002096 | RSUD TARAKAN | JAKARTA-2 | DKI JAKARTA | JAKARTA PUSAT | MAIN UNIT | CUSTOMER | 27 December 2022 | MOHAMAD SUKARJO - TSE CP | 27 September 2023 |  | 23 March 2023 |  | 10 October 2023 | SAHID DERMAWAN - SPV TSE BARAT | ACTIVE
GT7661H2211EP | ECA13 | GEMINI AS | DIAGNOSTIC 2 | SHANDON DIAGNOSTICS Ltd. | GN00002875 | RSUD PASAR MINGGU | PEJATEN | DKI JAKARTA | JAKARTA SELATAN | MAIN UNIT | CUSTOMER | - |  | 14 December 2023 |  | 28 May 2023 | LEO LANANG SIGIT - TSE CP | 18 December 2023 | SAHID DERMAWAN - SPV TSE BARAT | ACTIVE
GT7666H2211EP | ECA13 | GEMINI AS | DIAGNOSTIC 2 | SHANDON DIAGNOSTICS Ltd. | GN00001658 | RS ACHMAD RIFIN | JAMBI | JAMBI | JAMBI | MAIN UNIT | CUSTOMER | - |  | 19 January 2024 |  | 28 May 2023 | LEO LANANG SIGIT - TSE CP | 22 January 2024 | SAHID DERMAWAN - SPV TSE BARAT | ACTIVE
GT7668H2211EP | ECA13 | GEMINI AS | DIAGNOSTIC 2 | SHANDON DIAGNOSTICS Ltd. | GN22080009 | ATTIN HOSPITAL BAWEN | SEMARANG | JAWA TENGAH | SEMARANG | MAIN UNIT | CUSTOMER | - |  | 2 January 2024 |  | 28 May 2023 | LEO LANANG SIGIT - TSE CP | 9 February 2024 | ANDI ISMAIL - SPV TSE TIMUR | ACTIVE
GT7769H2303EP | ECA13 | GEMINI AS | DIAGNOSTIC 2 | SHANDON DIAGNOSTICS Ltd. | GN00002985 | WORKSHOOP CSM PUSAT | PUSAT | DKI JAKARTA | JAKARTA TIMUR | MAIN UNIT | EMP | - |  | 4 February 2025 |  | 30 October 2023 | LEO LANANG SIGIT - TSE CP | 14 August 2025 | SAHID DERMAWAN - SPV TSE BARAT | ACTIVE
GT7775H2304EP | ECA13 | GEMINI AS | DIAGNOSTIC 2 | SHANDON DIAGNOSTICS Ltd. | GN00000535 | RSUP DR KARIADI | SEMARANG | JAWA TENGAH | SEMARANG | MAIN UNIT | CUSTOMER | - |  | 4 December 2024 |  | 30 October 2023 | LEO LANANG SIGIT - TSE CP | 17 December 2024 | ANDI ISMAIL - SPV TSE TIMUR | ACTIVE
GT77783H2304EP | ECA13 | GEMINI AS | DIAGNOSTIC 2 | SHANDON DIAGNOSTICS Ltd. | GN00002986 | RDC PUSAT - RAWAGELAM | PUSAT | DKI JAKARTA | JAKARTA TIMUR | MAIN UNIT | EMP | - |  | - |  | 30 October 2023 | LEO LANANG SIGIT - TSE CP | - |  | ACTIVE
GT7778H2304EP | ECA13 | GEMINI AS | DIAGNOSTIC 2 | SHANDON DIAGNOSTICS Ltd. | GN24120012 | RS UPT VERTIKAL PAPUA | JAYAPURA | PAPUA | JAYAPURA | MAIN UNIT | CUSTOMER | - |  | 22 December 2024 |  | 30 October 2023 | LEO LANANG SIGIT - TSE CP | 6 January 2025 | SAHID DERMAWAN - SPV TSE BARAT | ACTIVE
GT7784H2304EP | ECA13 | GEMINI AS | DIAGNOSTIC 2 | SHANDON DIAGNOSTICS Ltd. | GN00002986 | RDC PUSAT - RAWAGELAM | PUSAT | DKI JAKARTA | JAKARTA TIMUR | MAIN UNIT | EMP | - |  | - |  | 30 October 2023 | LEO LANANG SIGIT - TSE CP | - |  | ACTIVE
GT7788H2304EP | ECA13 | GEMINI AS | DIAGNOSTIC 2 | SHANDON DIAGNOSTICS Ltd. | GN00002985 | WORKSHOOP CSM PUSAT | PUSAT | DKI JAKARTA | JAKARTA TIMUR | MAIN UNIT | EMP | - |  | 6 January 2025 |  | 30 October 2023 | LEO LANANG SIGIT - TSE CP | 25 March 2025 | SAHID DERMAWAN - SPV TSE BARAT | ACTIVE
GT7794H2305EP | ECA13 | GEMINI AS | DIAGNOSTIC 2 | SHANDON DIAGNOSTICS Ltd. | GN00002399 | RS LIUN KINDAGE | MANADO | SULAWESI UTARA | BOBONG | MAIN UNIT | CUSTOMER | - |  | 19 September 2024 |  | 30 October 2023 | LEO LANANG SIGIT - TSE CP | 23 September 2024 | ANDI ISMAIL - SPV TSE TIMUR | ACTIVE
GT7884H2310EP | ECA13 | GEMINI AS | DIAGNOSTIC 2 | SHANDON DIAGNOSTICS Ltd. | GN00002986 | RDC PUSAT - RAWAGELAM | PUSAT | DKI JAKARTA | JAKARTA TIMUR | MAIN UNIT | EMP | - |  | - |  | 20 May 2024 | LEO LANANG SIGIT - TSE CP | - |  | ACTIVE
GT7894H2310EP | ECA13 | GEMINI AS | DIAGNOSTIC 2 | SHANDON DIAGNOSTICS Ltd. | GN00001830 | RSUD LAWANG | MALANG | JAWA TIMUR | MALANG | MAIN UNIT | EMP | - |  | - |  | 15 March 2024 | LEO LANANG SIGIT - TSE CP | - |  | ACTIVE
GT7898H2310EP | ECA13 | GEMINI AS | DIAGNOSTIC 2 | SHANDON DIAGNOSTICS Ltd. | GN00002986 | RDC PUSAT - RAWAGELAM | PUSAT | DKI JAKARTA | JAKARTA TIMUR | MAIN UNIT | EMP | - |  | - |  | 5 April 2024 | LEO LANANG SIGIT - TSE CP | - |  | ACTIVE
GT7900H2310EP | ECA13 | GEMINI AS | DIAGNOSTIC 2 | SHANDON DIAGNOSTICS Ltd. | GN00002986 | RDC PUSAT - RAWAGELAM | PUSAT | DKI JAKARTA | JAKARTA TIMUR | MAIN UNIT | EMP | - |  | - |  | 15 March 2024 | LEO LANANG SIGIT - TSE CP | - |  | ACTIVE
GT7903H2310EP | ECA13 | GEMINI AS | DIAGNOSTIC 2 | SHANDON DIAGNOSTICS Ltd. | GN00002986 | RDC PUSAT - RAWAGELAM | PUSAT | DKI JAKARTA | JAKARTA TIMUR | MAIN UNIT | EMP | - |  | - |  | 5 April 2024 | LEO LANANG SIGIT - TSE CP | - |  | ACTIVE
GT7904H2310EP | ECA13 | GEMINI AS | DIAGNOSTIC 2 | SHANDON DIAGNOSTICS Ltd. | GN00002986 | RDC PUSAT - RAWAGELAM | PUSAT | DKI JAKARTA | JAKARTA TIMUR | MAIN UNIT | EMP | - |  | - |  | 20 May 2024 | LEO LANANG SIGIT - TSE CP | - |  | ACTIVE
GT7908H2310EP | ECA13 | GEMINI AS | DIAGNOSTIC 2 | SHANDON DIAGNOSTICS Ltd. | GN00002986 | RDC PUSAT - RAWAGELAM | PUSAT | DKI JAKARTA | JAKARTA TIMUR | MAIN UNIT | EMP | - |  | - |  | 15 March 2024 | LEO LANANG SIGIT - TSE CP | - |  | ACTIVE
GT7936H2312EP | ECA13 | GEMINI AS | DIAGNOSTIC 2 | SHANDON DIAGNOSTICS Ltd. | GN00002986 | RDC PUSAT - RAWAGELAM | PUSAT | DKI JAKARTA | JAKARTA TIMUR | MAIN UNIT | EMP | - |  | - |  | 20 May 2024 | LEO LANANG SIGIT - TSE CP | - |  | ACTIVE
GT7954H2401EP | ECA13 | GEMINI AS | DIAGNOSTIC 2 | SHANDON DIAGNOSTICS Ltd. | GN00002986 | RDC PUSAT - RAWAGELAM | PUSAT | DKI JAKARTA | JAKARTA TIMUR | MAIN UNIT | EMP | - |  | - |  | 20 May 2024 | LEO LANANG SIGIT - TSE CP | - |  | ACTIVE
GT7955H2401EP | ECA13 | GEMINI AS | DIAGNOSTIC 2 | SHANDON DIAGNOSTICS Ltd. | GN00002986 | RDC PUSAT - RAWAGELAM | PUSAT | DKI JAKARTA | JAKARTA TIMUR | MAIN UNIT | EMP | - |  | - |  | 5 April 2024 | LEO LANANG SIGIT - TSE CP | - |  | ACTIVE
GT7957H2401EP | ECA13 | GEMINI AS | DIAGNOSTIC 2 | SHANDON DIAGNOSTICS Ltd. | GN00002986 | RDC PUSAT - RAWAGELAM | PUSAT | DKI JAKARTA | JAKARTA TIMUR | MAIN UNIT | EMP | - |  | - |  | 20 May 2024 | LEO LANANG SIGIT - TSE CP | - |  | ACTIVE
H0001M9AD500489P | HC10A | HEMATOLOGY ANALYZER LABGEO HC10 | DIAGNOSTIC 2 | THERMO SCI/ BRAHMS | GN00003469 | RS BESEMAH PAGARALAM | PALEMBANG | SUMATERA SELATAN | PALEMBANG | MAIN UNIT | EMP | 24 July 2015 | INDRA BUDI GUNAWAN | 19 September 2014 |  | 24 July 2015 | INDRA BUDI GUNAWAN | - |  | ACTIVE
H001M4AD200246F | HC10A | HEMATOLOGY ANALYZER LABGEO HC10 | DIAGNOSTIC 2 | THERMO SCI/ BRAHMS | GN00002985 | WORKSHOOP CSM PUSAT | PUSAT | DKI JAKARTA | JAKARTA TIMUR | MAIN UNIT | EMP | - |  | 24 January 2014 |  | - |  | - |  | ACTIVE
H001M4AD400381Y | HC10A | HEMATOLOGY ANALYZER LABGEO HC10 | DIAGNOSTIC 2 | THERMO SCI/ BRAHMS | GN00008219 | PUSKESMAS TAKERAN MAGETAN | KEDIRI | JAWA TIMUR | KEDIRI | MAIN UNIT | CUSTOMER | - |  | 1 January 1900 |  | - |  | - |  | ACTIVE
H001M94AFB01626H | HC10A | HEMATOLOGY ANALYZER LABGEO HC10 | DIAGNOSTIC 2 | THERMO SCI/ BRAHMS | GN18100015 | Puskesmas Telen | SAMARINDA | KALIMANTAN TIMUR | SAMARINDA | MAIN UNIT | CUSTOMER | - |  | 30 October 2018 |  | - |  | - |  | ACTIVE
H001M9AD500466N | HC10A | HEMATOLOGY ANALYZER LABGEO HC10 | DIAGNOSTIC 2 | THERMO SCI/ BRAHMS | GN00008002 | PUSKESMAS WANASARI | BEKASI | JAWA BARAT | BEKASI | MAIN UNIT | CUSTOMER | 9 October 2014 | GATOT SURYA ADIPUTRA - TSE | 7 October 2014 |  | 9 October 2014 | GATOT SURYA ADIPUTRA - TSE | - |  | ACTIVE
H001M9AD500474Y | HC10A | HEMATOLOGY ANALYZER LABGEO HC10 | DIAGNOSTIC 2 | THERMO SCI/ BRAHMS | GN00010418 | DINAS KESEHATAN KAB/KOTA. LUWU TIMUR | MAKASSAR | SULAWESI SELATAN | MAKASSAR | MAIN UNIT | EMP | - |  | 27 October 2015 |  | - |  | - |  | ACTIVE
H001M9AD500484B | HC10A | HEMATOLOGY ANALYZER LABGEO HC10 | DIAGNOSTIC 2 | THERMO SCI/ BRAHMS | GN00000046 | RS JIWA PROVINSI BANGKA ( RSU SUNGAI LIAT ) | PANGKAL PINANG | KEPULAUAN BANGKA BELITUNG | SUNGAI LIAT | MAIN UNIT | CUSTOMER | - |  | 11 January 2014 |  | - |  | - |  | ACTIVE
H001M9AD500486Z | HC10A | HEMATOLOGY ANALYZER LABGEO HC10 | DIAGNOSTIC 2 | THERMO SCI/ BRAHMS | GN00008193 | PUSKESMAS CIDAUN | BOGOR | JAWA BARAT | BOGOR | MAIN UNIT | CUSTOMER | - |  | 4 December 2014 |  | - |  | - |  | ACTIVE
H001M9AD500487Y | HC10A | HEMATOLOGY ANALYZER LABGEO HC10 | DIAGNOSTIC 2 | THERMO SCI/ BRAHMS | GN00008001 | PUSKESMAS CIBARUSAH | BEKASI | JAWA BARAT | BEKASI | MAIN UNIT | CUSTOMER | 14 October 2014 | GATOT SURYA ADIPUTRA - TSE | 6 October 1909 |  | 14 October 2014 | GATOT SURYA ADIPUTRA - TSE | - |  | ACTIVE
H001M9AD500491J | HC10A | HEMATOLOGY ANALYZER LABGEO HC10 | DIAGNOSTIC 2 | THERMO SCI/ BRAHMS | GN00008000 | PUSKESMAS KARANG BAHAGIA | BEKASI | JAWA BARAT | BEKASI | MAIN UNIT | CUSTOMER | 15 July 2015 | TRIYONO - TSE AREA BARAT | 29 September 2014 |  | 15 July 2015 | TRIYONO - TSE AREA BARAT | - |  | ACTIVE
H001M9AD500495L | HC10A | HEMATOLOGY ANALYZER LABGEO HC10 | DIAGNOSTIC 2 | THERMO SCI/ BRAHMS | GN00008192 | PUSKESMAS SUKANAGARA | BOGOR | JAWA BARAT | BOGOR | MAIN UNIT | CUSTOMER | - |  | 4 December 2014 |  | - |  | - |  | ACTIVE
H001M9AD500497B | HC10A | HEMATOLOGY ANALYZER LABGEO HC10 | DIAGNOSTIC 2 | THERMO SCI/ BRAHMS | GN00008553 | KLINIK SATELIT 3 | SAMARINDA | KALIMANTAN TIMUR | SAMARINDA | MAIN UNIT | EMP | - |  | 18 November 2014 |  | - |  | - |  | ACTIVE
H001M9AD50063P | HC10A | HEMATOLOGY ANALYZER LABGEO HC10 | DIAGNOSTIC 2 | THERMO SCI/ BRAHMS | GN00008194 | PUSKESMAS SINDANG BARANG | BOGOR | JAWA BARAT | BOGOR | MAIN UNIT | CUSTOMER | 4 December 2014 | LEONARDUS ADI | 4 December 2014 |  | 4 December 2014 | LEONARDUS ADI | - |  | ACTIVE
H001M9AD6002V | HC10A | HEMATOLOGY ANALYZER LABGEO HC10 | DIAGNOSTIC 2 | THERMO SCI/ BRAHMS | GN00000628 | RSUD SAMBANG LIHUM | BANJARMASIN | KALIMANTAN SELATAN | BANJARMASIN | MAIN UNIT | CUSTOMER | - |  | 14 December 2013 |  | - |  | - |  | ACTIVE
H001M9AD600498L | HC10A | HEMATOLOGY ANALYZER LABGEO HC10 | DIAGNOSTIC 2 | THERMO SCI/ BRAHMS | GN00002915 | RS KEJAKSAAN | JAKARTA-2 | DKI JAKARTA | JAKARTA TIMUR | MAIN UNIT | CUSTOMER | 1 February 1990 | MOHAMAD SUKARJO - TSE CP | 1 January 2014 |  | 1 February 1990 | MOHAMAD SUKARJO - TSE CP | - |  | ACTIVE
H001M9AD600513M | HC10A | HEMATOLOGY ANALYZER LABGEO HC10 | DIAGNOSTIC 2 | THERMO SCI/ BRAHMS | GN00000040 | RSUD TOBOALI BANGKA SELATAN | PANGKAL PINANG | KEPULAUAN BANGKA BELITUNG | BANGKA SELATAN | MAIN UNIT | CUSTOMER | - |  | 1 January 1900 |  | - |  | - |  | ACTIVE
H001M9AD600518B | HC10A | HEMATOLOGY ANALYZER LABGEO HC10 | DIAGNOSTIC 2 | THERMO SCI/ BRAHMS | GN00011539 | PG23 | PUSAT | DKI JAKARTA | JAKARTA TIMUR | MAIN UNIT | EMP | - |  | 1 January 2015 |  | - |  | - |  | ACTIVE
H001M9AD600528V | HC10A | HEMATOLOGY ANALYZER LABGEO HC10 | DIAGNOSTIC 2 | THERMO SCI/ BRAHMS | GN00000280 | RSUD AROSUKA | PADANG | SUMATERA BARAT | AROSUKA | MAIN UNIT | CUSTOMER | 10 February 2015 | SURYADI | 1 January 2013 |  | 10 February 2015 | SURYADI | - |  | ACTIVE
H001M9AD600530P | HC10A | HEMATOLOGY ANALYZER LABGEO HC10 | DIAGNOSTIC 2 | THERMO SCI/ BRAHMS | GN00008003 | PUSKESMAS TAMBUN | BEKASI | JAWA BARAT | BEKASI | MAIN UNIT | CUSTOMER | 9 October 2014 | GATOT SURYA ADIPUTRA - TSE | 7 October 2014 |  | 9 October 2014 | GATOT SURYA ADIPUTRA - TSE | - |  | ACTIVE
H001M9AD600533N | HC10A | HEMATOLOGY ANALYZER LABGEO HC10 | DIAGNOSTIC 2 | THERMO SCI/ BRAHMS | GN00000563 | PMI KOTA SEMARANG | SEMARANG | JAWA TENGAH | SEMARANG | MAIN UNIT | CUSTOMER | 5 March 2015 | MUNADI - TSE | 1 January 2013 |  | 5 March 2015 | MUNADI - TSE | - |  | ACTIVE
H001M9AD600536R | HC10A | HEMATOLOGY ANALYZER LABGEO HC10 | DIAGNOSTIC 2 | THERMO SCI/ BRAHMS | GN00002952 | RUMKIT TK III WIJAYAKUSUMA | PURWOKERTO | JAWA TENGAH | PURWOKERTO | MAIN UNIT | CUSTOMER | 13 April 2015 |  | 1 January 1900 |  | 13 April 2015 |  | - |  | ACTIVE
H001M9AD600539M | HC10A | HEMATOLOGY ANALYZER LABGEO HC10 | DIAGNOSTIC 2 | THERMO SCI/ BRAHMS | GN00007542 | PT. ENSEVAL MEDIKA PRIMA - MAKASAR | MAKASSAR | SULAWESI SELATAN | MAKASSAR | MAIN UNIT | EMP | - |  | 3 February 2015 |  | - |  | - |  | ACTIVE
H001M9AD800618F | HC10A | HEMATOLOGY ANALYZER LABGEO HC10 | DIAGNOSTIC 2 | THERMO SCI/ BRAHMS | GN00008705 | KLINIK RSPKT BENGALON | SAMARINDA | KALIMANTAN TIMUR | SAMARINDA | MAIN UNIT | CUSTOMER | - |  | 11 June 2015 |  | - |  | - |  | ACTIVE
H001M9AD800638A | HC10A | HEMATOLOGY ANALYZER LABGEO HC10 | DIAGNOSTIC 2 | THERMO SCI/ BRAHMS | GN00008729 | PUSKESMAS PANGANDARAN | TASIKMALAYA | JAWA BARAT | TASIKMALAYA | MAIN UNIT | CUSTOMER | 7 October 2015 | TRIYONO - TSE AREA BARAT | 24 June 2015 |  | 7 October 2015 | TRIYONO - TSE AREA BARAT | - |  | ACTIVE
H001M9AF301126J | HC10A | HEMATOLOGY ANALYZER LABGEO HC10 | DIAGNOSTIC 2 | THERMO SCI/ BRAHMS | GN00010354 | PUSKESMAS AIR TAWAR | PADANG | SUMATERA BARAT | PADANG | MAIN UNIT | CUSTOMER | 27 January 2016 | ANASTASIA OCTAVIN | 13 December 2015 |  | 27 January 2016 | ANASTASIA OCTAVIN | - |  | ACTIVE
H001M9AF301145D | HC10A | HEMATOLOGY ANALYZER LABGEO HC10 | DIAGNOSTIC 2 | THERMO SCI/ BRAHMS | GN00008791 | PUSKESMAS BATOH | BANDA ACEH | ACEH | BANDA ACEH | MAIN UNIT | CUSTOMER | 23 September 2014 | BUDI SUROSO - TSE | 18 November 2014 |  | 23 September 2014 | BUDI SUROSO - TSE | - |  | ACTIVE
H001M9AF401247Z | HC10A | HEMATOLOGY ANALYZER LABGEO HC10 | DIAGNOSTIC 2 | THERMO SCI/ BRAHMS | GN00008807 | PUSKESMAS BANDA RAYA | BANDA ACEH | ACEH | BANDA ACEH | MAIN UNIT | CUSTOMER | 22 July 2015 | TRIYONO - TSE AREA BARAT | 24 June 2015 |  | 22 July 2015 | TRIYONO - TSE AREA BARAT | - |  | ACTIVE
H001M9AF401248Y | HC10A | HEMATOLOGY ANALYZER LABGEO HC10 | DIAGNOSTIC 2 | THERMO SCI/ BRAHMS | GN00008861 | PUSKESMAS PADAHERANG | TASIKMALAYA | JAWA BARAT | TASIKMALAYA | MAIN UNIT | CUSTOMER | - |  | 1 October 2015 |  | - |  | - |  | ACTIVE
H001M9AF401250R | HC10A | HEMATOLOGY ANALYZER LABGEO HC10 | DIAGNOSTIC 2 | THERMO SCI/ BRAHMS | GN00008790 | PUSKESMAS KOPLEMA DARUSALAM | BANDA ACEH | ACEH | BANDA ACEH | MAIN UNIT | CUSTOMER | 30 June 2015 | BUDI SUROSO - TSE | 18 November 2014 |  | 30 June 2015 | BUDI SUROSO - TSE | - |  | ACTIVE
H001M9AF401251H | HC10A | HEMATOLOGY ANALYZER LABGEO HC10 | DIAGNOSTIC 2 | THERMO SCI/ BRAHMS | GN00008792 | PUSKESMAS KUTA ALAM | BANDA ACEH | ACEH | BANDA ACEH | MAIN UNIT | CUSTOMER | 15 September 2014 | ARBIANSYAH - TSE | 30 July 2015 |  | 15 September 2014 | ARBIANSYAH - TSE | - |  | ACTIVE
H001M9AF401253M | HC10A | HEMATOLOGY ANALYZER LABGEO HC10 | DIAGNOSTIC 2 | THERMO SCI/ BRAHMS | GN00005833 | DINAS KESEHATAN KAB/ KOTA. PAKPAK BHARAT | MEDAN | SUMATERA UTARA | MEDAN | MAIN UNIT | CUSTOMER | 6 July 2015 | ARBIANSYAH - TSE | 6 July 2015 |  | 6 July 2015 | ARBIANSYAH - TSE | - |  | ACTIVE
H001M9AF401256L | HC10A | HEMATOLOGY ANALYZER LABGEO HC10 | DIAGNOSTIC 2 | THERMO SCI/ BRAHMS | GN00002985 | WORKSHOOP CSM PUSAT | PUSAT | DKI JAKARTA | JAKARTA TIMUR | MAIN UNIT | EMP | - |  | 2 July 2015 |  | - |  | - |  | ACTIVE
H001M9AF401258B | HC10A | HEMATOLOGY ANALYZER LABGEO HC10 | DIAGNOSTIC 2 | THERMO SCI/ BRAHMS | GN00008427 | PUSKESMAS RUMPIN | BOGOR | JAWA BARAT | BOGOR | MAIN UNIT | CUSTOMER | - |  | 3 July 2015 |  | - |  | - |  | ACTIVE
H001M9AF401259K | HC10A | HEMATOLOGY ANALYZER LABGEO HC10 | DIAGNOSTIC 2 | THERMO SCI/ BRAHMS | GN00008211 | PUSKESMAS KARANGREJO MAGETAN | KEDIRI | JAWA TIMUR | KEDIRI | MAIN UNIT | CUSTOMER | - |  | 1 January 1900 |  | - |  | - |  | ACTIVE
H001M9AF401263R | HC10A | HEMATOLOGY ANALYZER LABGEO HC10 | DIAGNOSTIC 2 | THERMO SCI/ BRAHMS | GN00008797 | PUSKESMAS CIGUDEG | BOGOR | JAWA BARAT | BOGOR | MAIN UNIT | CUSTOMER | - |  | 3 July 2015 |  | - |  | - |  | ACTIVE
H001M9AF401264H | HC10A | HEMATOLOGY ANALYZER LABGEO HC10 | DIAGNOSTIC 2 | THERMO SCI/ BRAHMS | GN00005833 | DINAS KESEHATAN KAB/ KOTA. PAKPAK BHARAT | MEDAN | SUMATERA UTARA | MEDAN | MAIN UNIT | CUSTOMER | 6 July 2015 | ARBIANSYAH - TSE | 6 July 2015 |  | 6 July 2015 | ARBIANSYAH - TSE | - |  | ACTIVE
H001M9AF401270P | HC10A | HEMATOLOGY ANALYZER LABGEO HC10 | DIAGNOSTIC 2 | THERMO SCI/ BRAHMS | GN00002986 | RDC PUSAT - RAWAGELAM | PUSAT | DKI JAKARTA | JAKARTA TIMUR | MAIN UNIT | EMP | - |  | 15 September 2014 |  | - |  | - |  | ACTIVE
H001M9AF401271D | HC10A | HEMATOLOGY ANALYZER LABGEO HC10 | DIAGNOSTIC 2 | THERMO SCI/ BRAHMS | GN00008216 | PUSKESMAS KAWEDANAN MAGETAN | KEDIRI | JAWA TIMUR | KEDIRI | MAIN UNIT | CUSTOMER | 21 December 2014 | ZENZEN | 19 December 2014 |  | 21 December 2014 | ZENZEN | - |  | ACTIVE
H001M9AF401272X | HC10A | HEMATOLOGY ANALYZER LABGEO HC10 | DIAGNOSTIC 2 | THERMO SCI/ BRAHMS | GN00008210 | PUSKESMAS MAOSPATI MAGETAN | KEDIRI | JAWA TIMUR | KEDIRI | MAIN UNIT | CUSTOMER | - |  | 1 January 1900 |  | - |  | - |  | ACTIVE
H001M9AF401275F | HC10A | HEMATOLOGY ANALYZER LABGEO HC10 | DIAGNOSTIC 2 | THERMO SCI/ BRAHMS | GN00008214 | PUSKESMAS PONCOL MAGETAN | KEDIRI | JAWA TIMUR | KEDIRI | MAIN UNIT | CUSTOMER | - |  | 1 January 1900 |  | - |  | - |  | ACTIVE
H001M9AF401277H | HC10A | HEMATOLOGY ANALYZER LABGEO HC10 | DIAGNOSTIC 2 | THERMO SCI/ BRAHMS | GN00008212 | PUSKESMAS PARANG MAGETAN | KEDIRI | JAWA TIMUR | KEDIRI | MAIN UNIT | CUSTOMER | - |  | 1 January 1900 |  | - |  | - |  | ACTIVE
H001M9AF401278J | HC10A | HEMATOLOGY ANALYZER LABGEO HC10 | DIAGNOSTIC 2 | THERMO SCI/ BRAHMS | GN00008213 | PUSKESMAS PANEKAN MAGETAN | KEDIRI | JAWA TIMUR | KEDIRI | MAIN UNIT | CUSTOMER | - |  | 1 January 1900 |  | - |  | - |  | ACTIVE
H001M9AF401279M | HC10A | HEMATOLOGY ANALYZER LABGEO HC10 | DIAGNOSTIC 2 | THERMO SCI/ BRAHMS | GN00008217 | PUSKESMAS PLAOSAN MAGETAN | KEDIRI | JAWA TIMUR | KEDIRI | MAIN UNIT | CUSTOMER | - |  | 1 January 1900 |  | - |  | - |  | ACTIVE
H001M9AF401280Z | HC10A | HEMATOLOGY ANALYZER LABGEO HC10 | DIAGNOSTIC 2 | THERMO SCI/ BRAHMS | GN00008218 | PUSKESMAS TAJI MAGETAN | KEDIRI | JAWA TIMUR | KEDIRI | MAIN UNIT | CUSTOMER | - |  | 1 January 1900 |  | - |  | - |  | ACTIVE
H001M9AF401281Y | HC10A | HEMATOLOGY ANALYZER LABGEO HC10 | DIAGNOSTIC 2 | THERMO SCI/ BRAHMS | GN00008220 | PUSKESMAS NGUJUNG MAGETAN | KEDIRI | JAWA TIMUR | KEDIRI | MAIN UNIT | CUSTOMER | - |  | 1 January 1900 |  | - |  | - |  | ACTIVE
H001M9AF4012824A | HC10A | HEMATOLOGY ANALYZER LABGEO HC10 | DIAGNOSTIC 2 | THERMO SCI/ BRAHMS | GN00010339 | PUSKESMAS ALAI | PADANG | SUMATERA BARAT | PADANG | MAIN UNIT | CUSTOMER | 27 January 2016 | ANASTASIA OCTAVIN | 16 December 2015 |  | 27 January 2016 | ANASTASIA OCTAVIN | - |  | ACTIVE
H001M9AF401283P | HC10A | HEMATOLOGY ANALYZER LABGEO HC10 | DIAGNOSTIC 2 | THERMO SCI/ BRAHMS | GN00003041 | DINAS KESEHATAN KAB/ KOTA. DELI SERDANG | MEDAN | SUMATERA UTARA | LUBUK PAKAM | MAIN UNIT | CUSTOMER | 18 December 2014 | ARBIANSYAH - TSE | 18 December 2014 |  | 18 December 2014 | ARBIANSYAH - TSE | - |  | ACTIVE
H001M9AF401284D | HC10A | HEMATOLOGY ANALYZER LABGEO HC10 | DIAGNOSTIC 2 | THERMO SCI/ BRAHMS | GN00003041 | DINAS KESEHATAN KAB/ KOTA. DELI SERDANG | MEDAN | SUMATERA UTARA | LUBUK PAKAM | MAIN UNIT | CUSTOMER | 18 December 2014 | ARBIANSYAH - TSE | 18 December 2014 |  | 18 December 2014 | ARBIANSYAH - TSE | - |  | ACTIVE
H001M9AF401286N | HC10A | HEMATOLOGY ANALYZER LABGEO HC10 | DIAGNOSTIC 2 | THERMO SCI/ BRAHMS | GN00010356 | PUSKESMAS AIR TAWAR | PADANG | SUMATERA BARAT | PADANG | MAIN UNIT | CUSTOMER | 27 January 2016 | ANASTASIA OCTAVIN | 15 December 2015 |  | 27 January 2016 | ANASTASIA OCTAVIN | - |  | ACTIVE
H001M9AF401287E | HC10A | HEMATOLOGY ANALYZER LABGEO HC10 | DIAGNOSTIC 2 | THERMO SCI/ BRAHMS | GN00003001 | PT. ENSEVAL MEDIKA PRIMA - HO | PUSAT | DKI JAKARTA | JAKARTA TIMUR | MAIN UNIT | EMP | - |  | 25 March 2015 |  | - |  | - |  | ACTIVE
H001M9AF401288F | HC10A | HEMATOLOGY ANALYZER LABGEO HC10 | DIAGNOSTIC 2 | THERMO SCI/ BRAHMS | GN00008215 | PUSKESMAS KARTOHARJO MAGETAN | KEDIRI | JAWA TIMUR | KEDIRI | MAIN UNIT | CUSTOMER | - |  | 1 January 1900 |  | - |  | - |  | ACTIVE
H001M9AF401291B | HC10A | HEMATOLOGY ANALYZER LABGEO HC10 | DIAGNOSTIC 2 | THERMO SCI/ BRAHMS | GN00008659 | PUSKESMAS JUNREJO | MALANG | JAWA TIMUR | MALANG | MAIN UNIT | CUSTOMER | - |  | 22 May 2015 |  | - |  | - |  | ACTIVE
H001M9AF401292K | HC10A | HEMATOLOGY ANALYZER LABGEO HC10 | DIAGNOSTIC 2 | THERMO SCI/ BRAHMS | GN00003001 | PT. ENSEVAL MEDIKA PRIMA - HO | PUSAT | DKI JAKARTA | JAKARTA TIMUR | MAIN UNIT | EMP | - |  | 25 March 2015 |  | - |  | - |  | ACTIVE
H001M9AF401293Z | HC10A | HEMATOLOGY ANALYZER LABGEO HC10 | DIAGNOSTIC 2 | THERMO SCI/ BRAHMS | GN00008654 | PUSKESMAS SISIR | MALANG | JAWA TIMUR | MALANG | MAIN UNIT | CUSTOMER | - |  | 20 May 2015 |  | - |  | - |  | ACTIVE
H001M9AF401294Y | HC10A | HEMATOLOGY ANALYZER LABGEO HC10 | DIAGNOSTIC 2 | THERMO SCI/ BRAHMS | GN00008655 | PUSKESMAS BARENG | MALANG | JAWA TIMUR | MALANG | MAIN UNIT | CUSTOMER | - |  | 21 May 2015 |  | - |  | - |  | ACTIVE
H001M9AF401296P | HC10A | HEMATOLOGY ANALYZER LABGEO HC10 | DIAGNOSTIC 2 | THERMO SCI/ BRAHMS | GN00008660 | PUSKESMAS MOJOLANGU | MALANG | JAWA TIMUR | MALANG | MAIN UNIT | CUSTOMER | - |  | 23 May 2015 |  | - |  | - |  | ACTIVE
H001M9AF401297D | HC10A | HEMATOLOGY ANALYZER LABGEO HC10 | DIAGNOSTIC 2 | THERMO SCI/ BRAHMS | GN00008658 | PUSKESMAS PANDANWANGI | MALANG | JAWA TIMUR | MALANG | MAIN UNIT | CUSTOMER | - |  | 21 May 2015 |  | - |  | - |  | ACTIVE
H001M9AF501344H | HC10A | HEMATOLOGY ANALYZER LABGEO HC10 | DIAGNOSTIC 2 | THERMO SCI/ BRAHMS | GN00010342 | PUSKESMAS JONDOL RAWANG | PADANG | SUMATERA BARAT | PADANG | MAIN UNIT | CUSTOMER | 27 January 2016 | ANASTASIA OCTAVIN | 15 December 2015 |  | 27 January 2016 | ANASTASIA OCTAVIN | - |  | ACTIVE
H001M9AF501345J | HC10A | HEMATOLOGY ANALYZER LABGEO HC10 | DIAGNOSTIC 2 | THERMO SCI/ BRAHMS | GN00003165 | LABKESDA TANA GROGOT-BALIKPAPAN | BALIKPAPAN | KALIMANTAN TIMUR | BALIKPAPAN | MAIN UNIT | CUSTOMER | - |  | 24 June 2015 |  | - |  | - |  | ACTIVE
H001M9AF501346M | HC10A | HEMATOLOGY ANALYZER LABGEO HC10 | DIAGNOSTIC 2 | THERMO SCI/ BRAHMS | GN00010338 | PUSKESMAS AIR DINGIN | PADANG | SUMATERA BARAT | PADANG | MAIN UNIT | CUSTOMER | 27 January 2016 | ANASTASIA OCTAVIN | 14 December 2015 |  | 27 January 2016 | ANASTASIA OCTAVIN | - |  | ACTIVE
H001M9AF501347M | HC10A | HEMATOLOGY ANALYZER LABGEO HC10 | DIAGNOSTIC 2 | THERMO SCI/ BRAHMS | GN00010341 | PUSKESMAS SEBERANG PADANG | PADANG | SUMATERA BARAT | PADANG | MAIN UNIT | CUSTOMER | 27 January 2016 | ANASTASIA OCTAVIN | 16 December 2015 |  | 27 January 2016 | ANASTASIA OCTAVIN | - |  | ACTIVE
H001M9AF501348V | HC10A | HEMATOLOGY ANALYZER LABGEO HC10 | DIAGNOSTIC 2 | THERMO SCI/ BRAHMS | GN00010350 | PUSKESMAS BUNGUS TELUK KABUNG | PADANG | SUMATERA BARAT | PADANG | MAIN UNIT | CUSTOMER | 27 January 2016 | ANASTASIA OCTAVIN | 15 December 2015 |  | 27 January 2016 | ANASTASIA OCTAVIN | - |  | ACTIVE
H001M9AF501354E | HC10A | HEMATOLOGY ANALYZER LABGEO HC10 | DIAGNOSTIC 2 | THERMO SCI/ BRAHMS | GN00010343 | PUSKESMAS LUBUK KALINGAN | PADANG | SUMATERA BARAT | PADANG | MAIN UNIT | CUSTOMER | 27 January 2016 | ANASTASIA OCTAVIN | 28 December 2015 |  | 27 January 2016 | ANASTASIA OCTAVIN | - |  | ACTIVE
H001M9AF501355F | HC10A | HEMATOLOGY ANALYZER LABGEO HC10 | DIAGNOSTIC 2 | THERMO SCI/ BRAHMS | GN00010349 | PUSKESMAS AMBACANG | PADANG | SUMATERA BARAT | PADANG | MAIN UNIT | CUSTOMER | 27 January 2016 | ANASTASIA OCTAVIN | 16 December 2015 |  | 27 January 2016 | ANASTASIA OCTAVIN | - |  | ACTIVE
H001M9AF501356R | HC10A | HEMATOLOGY ANALYZER LABGEO HC10 | DIAGNOSTIC 2 | THERMO SCI/ BRAHMS | GN00008673 | PUSKESMAS RAWA TEMBAGA | BEKASI | JAWA BARAT | BEKASI | MAIN UNIT | CUSTOMER | 1 June 2016 | GATOT SURYA ADIPUTRA - TSE | 1 June 2015 |  | 1 June 2016 | GATOT SURYA ADIPUTRA - TSE | - |  | ACTIVE
H001M9AF501358J | HC10A | HEMATOLOGY ANALYZER LABGEO HC10 | DIAGNOSTIC 2 | THERMO SCI/ BRAHMS | GN00008671 | PUSKESMAS KALIABANG TENGAH | BEKASI | JAWA BARAT | BEKASI | MAIN UNIT | CUSTOMER | 17 June 2015 | GATOT SURYA ADIPUTRA - TSE | 17 June 1900 |  | 17 June 2015 | GATOT SURYA ADIPUTRA - TSE | - |  | ACTIVE
H001M9AF501359M | HC10A | HEMATOLOGY ANALYZER LABGEO HC10 | DIAGNOSTIC 2 | THERMO SCI/ BRAHMS | GN00008680 | PUSKESMAS JATI RAHAYU | BEKASI | JAWA BARAT | BEKASI | MAIN UNIT | CUSTOMER | 1 June 2016 | GATOT SURYA ADIPUTRA - TSE | 1 June 2015 |  | 1 June 2016 | GATOT SURYA ADIPUTRA - TSE | - |  | ACTIVE
H001M9AF501360Z | HC10A | HEMATOLOGY ANALYZER LABGEO HC10 | DIAGNOSTIC 2 | THERMO SCI/ BRAHMS | GN00008683 | PUSKESMAS JATI BENING | BEKASI | JAWA BARAT | BEKASI | MAIN UNIT | CUSTOMER | - |  | 18 June 2015 |  | - |  | - |  | ACTIVE
H001M9AF501364D | HC10A | HEMATOLOGY ANALYZER LABGEO HC10 | DIAGNOSTIC 2 | THERMO SCI/ BRAHMS | GN00008682 | PUSKESMAS JATI MAKMUR | BEKASI | JAWA BARAT | BEKASI | MAIN UNIT | CUSTOMER | - |  | 25 June 2015 |  | - |  | - |  | ACTIVE
H001M9AF501365X | HC10A | HEMATOLOGY ANALYZER LABGEO HC10 | DIAGNOSTIC 2 | THERMO SCI/ BRAHMS | GN00008681 | PUSKESMAS JATI WARNA | BEKASI | JAWA BARAT | BEKASI | MAIN UNIT | CUSTOMER | - |  | 18 June 2015 |  | - |  | - |  | ACTIVE
H001M9AF501366N | HC10A | HEMATOLOGY ANALYZER LABGEO HC10 | DIAGNOSTIC 2 | THERMO SCI/ BRAHMS | GN00008677 | PUSKESMAS PENGASINAN | BEKASI | JAWA BARAT | BEKASI | MAIN UNIT | CUSTOMER | - |  | 19 June 2015 |  | - |  | - |  | ACTIVE
H001M9AF501369R | HC10A | HEMATOLOGY ANALYZER LABGEO HC10 | DIAGNOSTIC 2 | THERMO SCI/ BRAHMS | GN00008672 | PUSKESMAS KOTABARU | BEKASI | JAWA BARAT | BEKASI | MAIN UNIT | CUSTOMER | 7 October 2015 | TRIYONO - TSE AREA BARAT | 1 June 2014 |  | 7 October 2015 | TRIYONO - TSE AREA BARAT | - |  | ACTIVE
H001M9AF501370T | HC10A | HEMATOLOGY ANALYZER LABGEO HC10 | DIAGNOSTIC 2 | THERMO SCI/ BRAHMS | GN00001960 | PUSKESMAS PEJUANG | BEKASI | JAWA BARAT | BEKASI | MAIN UNIT | CUSTOMER | 17 June 2015 | GATOT SURYA ADIPUTRA - TSE | 17 June 2015 |  | 17 June 2015 | GATOT SURYA ADIPUTRA - TSE | - |  | ACTIVE
H001M9AF501372K | HC10A | HEMATOLOGY ANALYZER LABGEO HC10 | DIAGNOSTIC 2 | THERMO SCI/ BRAHMS | GN00010345 | PUSKESMAS PADANG PASIR | PADANG | SUMATERA BARAT | PADANG | MAIN UNIT | CUSTOMER | 27 January 2016 | ANASTASIA OCTAVIN | 14 December 2015 |  | 27 January 2016 | ANASTASIA OCTAVIN | - |  | ACTIVE
H001M9AF501374Y | HC10A | HEMATOLOGY ANALYZER LABGEO HC10 | DIAGNOSTIC 2 | THERMO SCI/ BRAHMS | GN00008688 | PUSKESMAS MUSTIKA JAYA | BEKASI | JAWA BARAT | BEKASI | MAIN UNIT | CUSTOMER | - |  | 19 June 2015 |  | - |  | - |  | ACTIVE
H001M9AF501375A | HC10A | HEMATOLOGY ANALYZER LABGEO HC10 | DIAGNOSTIC 2 | THERMO SCI/ BRAHMS | GN00010357 | PUSKESMAS PEGAMBIRAN | PADANG | SUMATERA BARAT | PADANG | MAIN UNIT | CUSTOMER | 27 January 2016 | ANASTASIA OCTAVIN | 15 December 2015 |  | 27 January 2016 | ANASTASIA OCTAVIN | - |  | ACTIVE
H001M9AF501376P | HC10A | HEMATOLOGY ANALYZER LABGEO HC10 | DIAGNOSTIC 2 | THERMO SCI/ BRAHMS | GN00001965 | PUSKESMAS TELUK PUCUNG | BEKASI | JAWA BARAT | BEKASI | MAIN UNIT | CUSTOMER | 7 October 2015 | TRIYONO - TSE AREA BARAT | 1 March 2014 |  | 7 October 2015 | TRIYONO - TSE AREA BARAT | - |  | ACTIVE
H001M9AF501377D | HC10A | HEMATOLOGY ANALYZER LABGEO HC10 | DIAGNOSTIC 2 | THERMO SCI/ BRAHMS | GN00008685 | PUSKESMAS JATI ASIH | BEKASI | JAWA BARAT | BEKASI | MAIN UNIT | CUSTOMER | - |  | 25 June 2015 |  | - |  | - |  | ACTIVE
H001M9AF501378X | IVC10 | SAMSUNG LABGEO HEMATOLOGI | DIAGNOSTIC 2 | THERMO SCI/ BRAHMS | GN00008684 | PUSKESMAS JATI SAMPURNA | BEKASI | JAWA BARAT | BEKASI | MAIN UNIT | CUSTOMER | - |  | 1 August 2015 |  | - |  | - |  | ACTIVE
H001M9AF501379N | HC10A | HEMATOLOGY ANALYZER LABGEO HC10 | DIAGNOSTIC 2 | THERMO SCI/ BRAHMS | GN00008678 | PUSKESMAS AREN JAYA | BEKASI | JAWA BARAT | BEKASI | MAIN UNIT | CUSTOMER | 22 June 2015 | GATOT SURYA ADIPUTRA - TSE | 22 June 2015 |  | 22 June 2015 | GATOT SURYA ADIPUTRA - TSE | - |  | ACTIVE
H001M9AF501380W | HC10A | HEMATOLOGY ANALYZER LABGEO HC10 | DIAGNOSTIC 2 | THERMO SCI/ BRAHMS | GN00010351 | PUSKESMAS PEMANCUNGAN | PADANG | SUMATERA BARAT | PADANG | MAIN UNIT | CUSTOMER | 27 January 2016 | ANASTASIA OCTAVIN | 16 August 2016 |  | 27 January 2016 | ANASTASIA OCTAVIN | - |  | ACTIVE
H001M9AF501382L | HC10A | HEMATOLOGY ANALYZER LABGEO HC10 | DIAGNOSTIC 2 | THERMO SCI/ BRAHMS | GN00010470 | RSUD DR.PP.MAGRETTI SAUMLAKI | MAKASSAR | SULAWESI SELATAN | MAKASSAR | MAIN UNIT | CUSTOMER | - |  | 24 May 2021 | PHILIP LAKRISNA - TSE | 25 March 2021 | LEO LANANG SIGIT - TSE CP | 24 May 2021 | PHILIP LAKRISNA - TSE | ACTIVE
H001M9AF501384B | HC10A | HEMATOLOGY ANALYZER LABGEO HC10 | DIAGNOSTIC 2 | THERMO SCI/ BRAHMS | GN00002986 | RDC PUSAT - RAWAGELAM | PUSAT | DKI JAKARTA | JAKARTA TIMUR | MAIN UNIT | EMP | 21 April 2015 | SURYADI | 1 January 1900 |  | 21 April 2015 | SURYADI | - |  | ACTIVE
H001M9AF501385K | HC10A | HEMATOLOGY ANALYZER LABGEO HC10 | DIAGNOSTIC 2 | THERMO SCI/ BRAHMS | GN00010473 | RSUD KAREL SADSUITUBUN LANGGUR | MAKASSAR | SULAWESI SELATAN | MAKASSAR | MAIN UNIT | CUSTOMER | 5 March 2018 | TRIYONO - TSE AREA BARAT | 1 January 1900 |  | 5 March 2018 | TRIYONO - TSE AREA BARAT | - |  | ACTIVE
H001M9AF501388A | HC10A | HEMATOLOGY ANALYZER LABGEO HC10 | DIAGNOSTIC 2 | THERMO SCI/ BRAHMS | GN00008828 | PUSKESMAS SEI LEKOP | BATAM | KEPULAUAN RIAU | BATAM | MAIN UNIT | CUSTOMER | 21 April 2015 | BUDI SUROSO - TSE | 1 January 1900 |  | 21 April 2015 | BUDI SUROSO - TSE | - |  | ACTIVE
H001M9AF501389P | HC10A | HEMATOLOGY ANALYZER LABGEO HC10 | DIAGNOSTIC 2 | THERMO SCI/ BRAHMS | GN00010352 | PUSKESMAS NANGGALO | PADANG | SUMATERA BARAT | PADANG | MAIN UNIT | CUSTOMER | 27 January 2016 | ANASTASIA OCTAVIN | 11 December 2015 |  | 27 January 2016 | ANASTASIA OCTAVIN | - |  | ACTIVE
H001M9AF701495N | HC10A | HEMATOLOGY ANALYZER LABGEO HC10 | DIAGNOSTIC 2 | THERMO SCI/ BRAHMS | GN00008676 | PUSKESMAS BOJONG RAWA LUMBU | BEKASI | JAWA BARAT | BEKASI | MAIN UNIT | CUSTOMER | - |  | 19 June 2015 |  | - |  | - |  | ACTIVE
H001M9AF701497F | HC10A | HEMATOLOGY ANALYZER LABGEO HC10 | DIAGNOSTIC 2 | THERMO SCI/ BRAHMS | GN00008679 | PUSKESMAS PONDOK GEDE | BEKASI | JAWA BARAT | BEKASI | MAIN UNIT | CUSTOMER | 2 June 2016 | LEONARDUS ADI | 1 June 2015 |  | 2 June 2016 | LEONARDUS ADI | - |  | ACTIVE
H001M9AF701499H | HC10A | HEMATOLOGY ANALYZER LABGEO HC10 | DIAGNOSTIC 2 | THERMO SCI/ BRAHMS | GN00002986 | RDC PUSAT - RAWAGELAM | PUSAT | DKI JAKARTA | JAKARTA TIMUR | MAIN UNIT | EMP | 21 April 2015 | SURYADI | 1 January 1900 |  | 21 April 2015 | SURYADI | - |  | ACTIVE
H001M9AF701503R | HC10A | HEMATOLOGY ANALYZER LABGEO HC10 | DIAGNOSTIC 2 | THERMO SCI/ BRAHMS | GN00008827 | PUSKESMAS BATU AJI | BATAM | KEPULAUAN RIAU | BATAM | MAIN UNIT | CUSTOMER | 21 April 2015 | BUDI SUROSO - TSE | 1 January 1900 |  | 21 April 2015 | BUDI SUROSO - TSE | - |  | ACTIVE
H001M9AF701504H | HC10A | HEMATOLOGY ANALYZER LABGEO HC10 | DIAGNOSTIC 2 | THERMO SCI/ BRAHMS | GN00008675 | PUSKESMAS KARANG KITRI | BEKASI | JAWA BARAT | BEKASI | MAIN UNIT | CUSTOMER | 22 June 2015 | GATOT SURYA ADIPUTRA - TSE | 22 June 2015 |  | 22 June 2015 | GATOT SURYA ADIPUTRA - TSE | - |  | ACTIVE
H001M9AF701508V | HC10A | HEMATOLOGY ANALYZER LABGEO HC10 | DIAGNOSTIC 2 | THERMO SCI/ BRAHMS | GN00008829 | PUSKESMAS LUBUK BAJA | BATAM | KEPULAUAN RIAU | BATAM | MAIN UNIT | CUSTOMER | 21 April 2015 | BUDI SUROSO - TSE | 1 January 1900 |  | 21 April 2015 | BUDI SUROSO - TSE | - |  | ACTIVE
H001M9AF701510P | HC10A | HEMATOLOGY ANALYZER LABGEO HC10 | DIAGNOSTIC 2 | THERMO SCI/ BRAHMS | GN00008674 | PUSKESMAS PEKAYON JAYA | BEKASI | JAWA BARAT | BEKASI | MAIN UNIT | CUSTOMER | - |  | 25 June 2015 |  | - |  | - |  | ACTIVE
H001M9AF701511D | HC10A | HEMATOLOGY ANALYZER LABGEO HC10 | DIAGNOSTIC 2 | THERMO SCI/ BRAHMS | GN00008830 | PUSKESMAS BULANG | BATAM | KEPULAUAN RIAU | BATAM | MAIN UNIT | CUSTOMER | 21 April 2015 | BUDI SUROSO - TSE | 1 January 1900 |  | 21 April 2015 | BUDI SUROSO - TSE | - |  | ACTIVE
H001M9AF701514E | HC10A | HEMATOLOGY ANALYZER LABGEO HC10 | DIAGNOSTIC 2 | THERMO SCI/ BRAHMS | GN00008687 | PUSKESMAS BANTAR GEBANG | BEKASI | JAWA BARAT | BEKASI | MAIN UNIT | CUSTOMER | - |  | 19 June 2015 |  | - |  | - |  | ACTIVE
H001M9AF701518J | HC10A | HEMATOLOGY ANALYZER LABGEO HC10 | DIAGNOSTIC 2 | THERMO SCI/ BRAHMS | GN00000728 | DINAS KESEHATAN KAB/KOTA. KOTA BALIKPAPAN-BALIKPAPAN | BALIKPAPAN | KALIMANTAN TIMUR | BALIKPAPAN | MAIN UNIT | CUSTOMER | - |  | 26 August 2015 |  | - |  | - |  | ACTIVE
H001M9AF701519M | HC10A | HEMATOLOGY ANALYZER LABGEO HC10 | DIAGNOSTIC 2 | THERMO SCI/ BRAHMS | GN00008686 | PUSKESMAS JATI LUHUR | BEKASI | JAWA BARAT | BEKASI | MAIN UNIT | CUSTOMER | - |  | 25 June 2015 |  | - |  | - |  | ACTIVE
H001M9AF701520Z | HC10A | HEMATOLOGY ANALYZER LABGEO HC10 | DIAGNOSTIC 2 | THERMO SCI/ BRAHMS | GN00008670 | PUSKESMAS SEROJA | BEKASI | JAWA BARAT | BEKASI | MAIN UNIT | CUSTOMER | 22 June 2015 | GATOT SURYA ADIPUTRA - TSE | 22 June 2015 |  | 22 June 2015 | GATOT SURYA ADIPUTRA - TSE | - |  | ACTIVE
H001M9AF701521Y | HC10A | HEMATOLOGY ANALYZER LABGEO HC10 | DIAGNOSTIC 2 | THERMO SCI/ BRAHMS | GN00000728 | DINAS KESEHATAN KAB/KOTA. KOTA BALIKPAPAN-BALIKPAPAN | BALIKPAPAN | KALIMANTAN TIMUR | BALIKPAPAN | MAIN UNIT | CUSTOMER | - |  | 27 August 2015 |  | - |  | - |  | ACTIVE
H001M9AFB01612R | IVC10 | SAMSUNG LABGEO HEMATOLOGI | DIAGNOSTIC 2 | THERMO SCI/ BRAHMS | GN00002986 | RDC PUSAT - RAWAGELAM | PUSAT | DKI JAKARTA | JAKARTA TIMUR | MAIN UNIT | EMP | 28 November 2017 | HARI UDI RAHARJO - TSE | 27 November 2017 |  | 28 November 2017 | HARI UDI RAHARJO - TSE | - |  | ACTIVE
H001M9AFB01613H | IVC10 | SAMSUNG LABGEO HEMATOLOGI | DIAGNOSTIC 2 | THERMO SCI/ BRAHMS | GN00011341 | PUSKESMAS PURWOKERTO UTARA I | PURWOKERTO | JAWA TENGAH | UNKNOWN | MAIN UNIT | EMP | 28 November 2017 | HARI UDI RAHARJO - TSE | 26 January 2021 | HARI UDI RAHARJO - TSE | 28 November 2017 | HARI UDI RAHARJO - TSE | 6 April 2021 | HARI UDI RAHARJO - TSE | ACTIVE
H001M9AFB01614J | IVC10 | SAMSUNG LABGEO HEMATOLOGI | DIAGNOSTIC 2 | THERMO SCI/ BRAHMS | GN00008545 | BP2GAKI (BALAI PEN DAN PENGEM AKIBAT KEKURANGAN IODIUM) | YOGYAKARTA | YOGYAKARTA | YOGYAKARTA | MAIN UNIT | CUSTOMER | 19 March 2018 | DIAN FEBRIYANA - TSE | 27 November 2017 |  | 19 March 2018 | DIAN FEBRIYANA - TSE | - |  | ACTIVE
H001M9AFB01619T | IVC10 | SAMSUNG LABGEO HEMATOLOGI | DIAGNOSTIC 2 | THERMO SCI/ BRAHMS | GN00000792 | RSU SAPARUA | MAKASSAR | MALUKU | MALUKU TENGAH | MAIN UNIT | CUSTOMER | 27 April 2018 | PHILIP LAKRISNA - TSE | 27 April 2018 |  | 27 April 2018 | PHILIP LAKRISNA - TSE | - |  | ACTIVE
H001M9AFB01626H | IVC10 | SAMSUNG LABGEO HEMATOLOGI | DIAGNOSTIC 2 | THERMO SCI/ BRAHMS | GN00002986 | RDC PUSAT - RAWAGELAM | PUSAT | DKI JAKARTA | JAKARTA TIMUR | MAIN UNIT | EMP | 28 November 2017 | HARI UDI RAHARJO - TSE | 27 November 2017 |  | 28 November 2017 | HARI UDI RAHARJO - TSE | - |  | ACTIVE
H001M9AFB01629W | IVC10 | SAMSUNG LABGEO HEMATOLOGI | DIAGNOSTIC 2 | THERMO SCI/ BRAHMS | GN00002986 | RDC PUSAT - RAWAGELAM | PUSAT | DKI JAKARTA | JAKARTA TIMUR | MAIN UNIT | EMP | 28 November 2017 | HARI UDI RAHARJO - TSE | 27 November 2017 |  | 28 November 2017 | HARI UDI RAHARJO - TSE | - |  | ACTIVE
H001M9AFB01632P | IVC10 | SAMSUNG LABGEO HEMATOLOGI | DIAGNOSTIC 2 | THERMO SCI/ BRAHMS | GN00002986 | RDC PUSAT - RAWAGELAM | PUSAT | DKI JAKARTA | JAKARTA TIMUR | MAIN UNIT | EMP | 28 November 2017 | HARI UDI RAHARJO - TSE | 27 November 2017 |  | 28 November 2017 | HARI UDI RAHARJO - TSE | - |  | ACTIVE
H001M9AFB01634X | IVC10 | SAMSUNG LABGEO HEMATOLOGI | DIAGNOSTIC 2 | THERMO SCI/ BRAHMS | GN00008431 | PUSKESMAS KLAPANUNGGAL | BOGOR | JAWA BARAT | BOGOR | MAIN UNIT | EMP | 28 November 2017 | HARI UDI RAHARJO - TSE | 8 March 2021 | GATOT SURYA ADIPUTRA - TSE | 28 November 2017 | HARI UDI RAHARJO - TSE | 8 March 2021 | GATOT SURYA ADIPUTRA - TSE | ACTIVE
H001M9AG201695L | IVC10 | SAMSUNG LABGEO HEMATOLOGI | DIAGNOSTIC 2 | THERMO SCI/ BRAHMS | GN18010013 | PUSKESMAS SENTAJO | PEKAN BARU | RIAU | PEKANBARU | MAIN UNIT | CUSTOMER | 15 February 2018 | LEONARDUS ADI | 15 February 2018 |  | 15 February 2018 | LEONARDUS ADI | - |  | ACTIVE
H001M9AG201718Y | IVC10 | SAMSUNG LABGEO HEMATOLOGI | DIAGNOSTIC 2 | THERMO SCI/ BRAHMS | GN18010014 | PUSKESMAS SUKARAJA | PEKAN BARU | RIAU | PEKANBARU | MAIN UNIT | CUSTOMER | 15 February 2018 | LEONARDUS ADI | 15 February 2018 |  | 15 February 2018 | LEONARDUS ADI | - |  | ACTIVE
H001M9AG201719A | IVC10 | SAMSUNG LABGEO HEMATOLOGI | DIAGNOSTIC 2 | THERMO SCI/ BRAHMS | GN18010008 | PUSKESMAS KOTO BARU | PEKAN BARU | KEPULAUAN RIAU | PEKANBARU | MAIN UNIT | CUSTOMER | 5 March 2018 | TRIYONO - TSE AREA BARAT | 15 February 2018 |  | 5 March 2018 | TRIYONO - TSE AREA BARAT | - |  | ACTIVE
H001M9AG201724W | IVC10 | SAMSUNG LABGEO HEMATOLOGI | DIAGNOSTIC 2 | THERMO SCI/ BRAHMS | GN18010011 | PUSKESMAS TELUK KUANTAN | PEKAN BARU | KEPULAUAN RIAU | PEKANBARU | MAIN UNIT | CUSTOMER | 22 January 2018 | LEONARDUS ADI | 22 January 2018 |  | 22 January 2018 | LEONARDUS ADI | - |  | ACTIVE
H001M9AG201728B | IVC10 | SAMSUNG LABGEO HEMATOLOGI | DIAGNOSTIC 2 | THERMO SCI/ BRAHMS | GN18010009 | PUSKESMAS LUBUK RAMO | PEKAN BARU | KEPULAUAN RIAU | PEKANBARU | MAIN UNIT | CUSTOMER | 18 January 2018 | LEONARDUS ADI | 18 January 2018 |  | 18 January 2018 | LEONARDUS ADI | - |  | ACTIVE
H001M9AG201729K | IVC10 | SAMSUNG LABGEO HEMATOLOGI | DIAGNOSTIC 2 | THERMO SCI/ BRAHMS | GN18010033 | PUSKESMAS BENAI | PEKAN BARU | RIAU | PEKANBARU | MAIN UNIT | CUSTOMER | 19 February 2018 | LEONARDUS ADI | 19 February 2018 |  | 19 February 2018 | LEONARDUS ADI | - |  | ACTIVE
H001M9AG201738V | IVC10 | SAMSUNG LABGEO HEMATOLOGI | DIAGNOSTIC 2 | THERMO SCI/ BRAHMS | GN00002986 | RDC PUSAT - RAWAGELAM | PUSAT | DKI JAKARTA | JAKARTA TIMUR | MAIN UNIT | EMP | 24 October 2017 | ARIEF SETIAWAN - TSE CP | 1 January 1900 |  | 24 October 2017 | ARIEF SETIAWAN - TSE CP | - |  | ACTIVE
H001M9AG201740P | IVC10 | SAMSUNG LABGEO HEMATOLOGI | DIAGNOSTIC 2 | THERMO SCI/ BRAHMS | GN18010015 | PUSKESMAS KARI | PEKAN BARU | RIAU | PEKANBARU | MAIN UNIT | CUSTOMER | 31 January 2018 | AGUS FAUZI | 31 January 2018 |  | 31 January 2018 | AGUS FAUZI | - |  | ACTIVE
H001M9AG201751Y | IVC10 | SAMSUNG LABGEO HEMATOLOGI | DIAGNOSTIC 2 | THERMO SCI/ BRAHMS | GN18010028 | PUSKESMAS SUNGAI BULUH | PEKAN BARU | RIAU | PEKANBARU | MAIN UNIT | CUSTOMER | 19 February 2018 | LEONARDUS ADI | 19 February 2018 |  | 19 February 2018 | LEONARDUS ADI | - |  | ACTIVE
H001M9AG201753P | IVC10 | SAMSUNG LABGEO HEMATOLOGI | DIAGNOSTIC 2 | THERMO SCI/ BRAHMS | GN18010010 | PUSKESMAS GUNUNG TOAR | PEKAN BARU | KEPULAUAN RIAU | PEKANBARU | MAIN UNIT | CUSTOMER | 19 January 2018 | LEONARDUS ADI | 19 January 2018 |  | 19 January 2018 | LEONARDUS ADI | - |  | ACTIVE
H001M9AG201754D | IVC10 | SAMSUNG LABGEO HEMATOLOGI | DIAGNOSTIC 2 | THERMO SCI/ BRAHMS | GN18020016 | PUSKESMAS PLUS PERBAUNGAN | MEDAN | SUMATERA UTARA | MEDAN | MAIN UNIT | CUSTOMER | 27 February 2018 | FAJAR FAHMI - TSE | 27 February 2018 |  | 27 February 2018 | FAJAR FAHMI - TSE | - |  | ACTIVE
H001M9AG201768X | IVC10 | SAMSUNG LABGEO HEMATOLOGI | DIAGNOSTIC 2 | THERMO SCI/ BRAHMS | GN18020003 | UPT PUSKESMAS PAKIS BARU | KEDIRI | JAWA TIMUR | PACITAN | MAIN UNIT | CUSTOMER | 24 October 2017 | ARIEF SETIAWAN - TSE CP | 30 December 2020 | PHILIP LAKRISNA - TSE | 24 October 2017 | ARIEF SETIAWAN - TSE CP | 30 December 2020 | PHILIP LAKRISNA - TSE | ACTIVE
H001M9AG301780E | HC10A | HEMATOLOGY ANALYZER LABGEO HC10 | DIAGNOSTIC 2 | THERMO SCI/ BRAHMS | GN00000728 | DINAS KESEHATAN KAB/KOTA. KOTA BALIKPAPAN-BALIKPAPAN | BALIKPAPAN | KALIMANTAN TIMUR | BALIKPAPAN | MAIN UNIT | CUSTOMER | - |  | 26 August 2015 |  | - |  | - |  | ACTIVE
H001M9AG301783H | HC10A | HEMATOLOGY ANALYZER LABGEO HC10 | DIAGNOSTIC 2 | THERMO SCI/ BRAHMS | GN00008613 | LABORATORIUM KLINIK ANUGERAH KABANJAHE | MEDAN | SUMATERA UTARA | MEDAN | MAIN UNIT | EMP | 15 May 2019 | BARITA P-SIMAMORA - TSE | 10 August 2015 |  | 15 May 2019 | BARITA P-SIMAMORA - TSE | - |  | ACTIVE
H001M9AG301784J | IVC10 | SAMSUNG LABGEO HEMATOLOGI | DIAGNOSTIC 2 | THERMO SCI/ BRAHMS | GN00008851 | PUSKESMAS WAWONDULA | MAKASSAR | SULAWESI SELATAN | MAKASSAR | MAIN UNIT | CUSTOMER | 7 December 2016 | DIAN FEBRIYANA - TSE | 1 January 1900 |  | 7 December 2016 | DIAN FEBRIYANA - TSE | - |  | ACTIVE
H001M9AG301787V | HC10A | HEMATOLOGY ANALYZER LABGEO HC10 | DIAGNOSTIC 2 | THERMO SCI/ BRAHMS | GN00011539 | PG23 | PUSAT | DKI JAKARTA | JAKARTA TIMUR | MAIN UNIT | EMP | - |  | 30 September 2015 |  | - |  | - |  | ACTIVE
H001M9AG301791X | HC10A | HEMATOLOGY ANALYZER LABGEO HC10 | DIAGNOSTIC 2 | THERMO SCI/ BRAHMS | GN00000809 | DINAS KESEHATAN KAB/ KOTA. MALILI | MAKASSAR | SULAWESI SELATAN | MALILI | MAIN UNIT | CUSTOMER | 1 October 2015 | WISPI SIAGARI - TSE | 1 October 2015 |  | 1 October 2015 | WISPI SIAGARI - TSE | - |  | ACTIVE
H001M9AG301792N | HC10A | HEMATOLOGY ANALYZER LABGEO HC10 | DIAGNOSTIC 2 | THERMO SCI/ BRAHMS | GN00000728 | DINAS KESEHATAN KAB/KOTA. KOTA BALIKPAPAN-BALIKPAPAN | BALIKPAPAN | KALIMANTAN TIMUR | BALIKPAPAN | MAIN UNIT | CUSTOMER | - |  | 27 August 2015 |  | - |  | - |  | ACTIVE
H001M9AG301795R | HC10A | HEMATOLOGY ANALYZER LABGEO HC10 | DIAGNOSTIC 2 | THERMO SCI/ BRAHMS | GN00000809 | DINAS KESEHATAN KAB/ KOTA. MALILI | MAKASSAR | SULAWESI SELATAN | MALILI | MAIN UNIT | CUSTOMER | 1 October 2015 | WISPI SIAGARI - TSE | 1 October 2015 |  | 1 October 2015 | WISPI SIAGARI - TSE | - |  | ACTIVE
H001M9AG301799W | HC10A | HEMATOLOGY ANALYZER LABGEO HC10 | DIAGNOSTIC 2 | THERMO SCI/ BRAHMS | GN00009072 | PUSKESMAS REMBANG | PURWOKERTO | JAWA TENGAH | PURWOKERTO | MAIN UNIT | CUSTOMER | - |  | 29 October 2015 |  | - |  | - |  | ACTIVE
H001M9AG301803M | HC10A | HEMATOLOGY ANALYZER LABGEO HC10 | DIAGNOSTIC 2 | THERMO SCI/ BRAHMS | GN00002986 | RDC PUSAT - RAWAGELAM | PUSAT | DKI JAKARTA | JAKARTA TIMUR | MAIN UNIT | EMP | - |  | - |  | 13 July 2021 | LEO LANANG SIGIT - TSE CP | - |  | ACTIVE
H001M9AG301862M | HC10A | HEMATOLOGY ANALYZER LABGEO HC10 | DIAGNOSTIC 2 | THERMO SCI/ BRAHMS | GN00011008 | RSUD BANDA NAIRA | MAKASSAR | MALUKU | MAKASSAR | MAIN UNIT | CUSTOMER | 2 November 2016 | SURYADI | 2 November 2016 |  | 2 November 2016 | SURYADI | - |  | ACTIVE
H001M9AG301864V | HC10A | HEMATOLOGY ANALYZER LABGEO HC10 | DIAGNOSTIC 2 | THERMO SCI/ BRAHMS | GN00002985 | WORKSHOOP CSM PUSAT | PUSAT | DKI JAKARTA | JAKARTA TIMUR | MAIN UNIT | EMP | 2 November 2016 | System Auto | 1 June 2024 |  | 2 November 2016 | System Auto | 20 November 2024 | SAHID DERMAWAN - SPV TSE BARAT | ACTIVE
H001M9AG401613H | IVC10 | SAMSUNG LABGEO HEMATOLOGI | DIAGNOSTIC 2 | THERMO SCI/ BRAHMS | GN00002986 | RDC PUSAT - RAWAGELAM | PUSAT | DKI JAKARTA | JAKARTA TIMUR | MAIN UNIT | EMP | 27 November 2017 | HARI UDI RAHARJO - TSE | 27 November 2017 |  | 27 November 2017 | HARI UDI RAHARJO - TSE | - |  | ACTIVE
H001M9AG401634X | IVC10 | SAMSUNG LABGEO HEMATOLOGI | DIAGNOSTIC 2 | THERMO SCI/ BRAHMS | GN00002986 | RDC PUSAT - RAWAGELAM | PUSAT | DKI JAKARTA | JAKARTA TIMUR | MAIN UNIT | EMP | 27 November 2017 | HARI UDI RAHARJO - TSE | 27 November 2017 |  | 27 November 2017 | HARI UDI RAHARJO - TSE | - |  | ACTIVE
H001M9AG401829W | IVC10 | SAMSUNG LABGEO HEMATOLOGI | DIAGNOSTIC 2 | THERMO SCI/ BRAHMS | GN00002986 | RDC PUSAT - RAWAGELAM | PUSAT | DKI JAKARTA | JAKARTA TIMUR | MAIN UNIT | EMP | 27 November 2017 | HARI UDI RAHARJO - TSE | 27 November 2017 |  | 27 November 2017 | HARI UDI RAHARJO - TSE | - |  | ACTIVE
H001M9AG401871X | HC10A | HEMATOLOGY ANALYZER LABGEO HC10 | DIAGNOSTIC 2 | THERMO SCI/ BRAHMS | GN17090005 | PUSKESMAS RIMBO BUJANG II | JAMBI | JAMBI | JAMBI | MAIN UNIT | CUSTOMER | 26 September 2017 |  | 26 September 2017 |  | 26 September 2017 |  | - |  | ACTIVE
H001M9AG401874F | HC10A | HEMATOLOGY ANALYZER LABGEO HC10 | DIAGNOSTIC 2 | THERMO SCI/ BRAHMS | GN00007487 | DINAS KESEHATAN KAB/KOTA. TEBO | JAMBI | JAMBI | MUARA TEBO | MAIN UNIT | CUSTOMER | 3 November 2016 | FARIDA ADELINA | 2 November 2016 |  | 3 November 2016 | FARIDA ADELINA | - |  | ACTIVE
H001M9AG401875R | IVC10 | SAMSUNG LABGEO HEMATOLOGI | DIAGNOSTIC 2 | THERMO SCI/ BRAHMS | GN23040001 | LABKESDA MUARA BUNGO | JAMBI | JAMBI | JAMBI | MAIN UNIT | EMP | 28 November 2017 | HARI UDI RAHARJO - TSE | 27 November 2017 |  | 28 November 2017 | HARI UDI RAHARJO - TSE | 28 July 2025 | SAHID DERMAWAN - SPV TSE BARAT | ACTIVE
H001M9AG401875W | IVC10 | SAMSUNG LABGEO HEMATOLOGI | DIAGNOSTIC 2 | THERMO SCI/ BRAHMS | GN00002986 | RDC PUSAT - RAWAGELAM | PUSAT | DKI JAKARTA | JAKARTA TIMUR | MAIN UNIT | EMP | 27 November 2017 | HARI UDI RAHARJO - TSE | 27 November 2017 |  | 27 November 2017 | HARI UDI RAHARJO - TSE | - |  | ACTIVE
H001M9AG401877J | IVC10 | SAMSUNG LABGEO HEMATOLOGI | DIAGNOSTIC 2 | THERMO SCI/ BRAHMS | GN00000798 | DINAS KESEHATAN KAB/ KOTA. ENREKANG | MAKASSAR | SULAWESI SELATAN | MAKASSAR | MAIN UNIT | CUSTOMER | - |  | 13 November 2018 |  | - |  | - |  | ACTIVE
H001M9AG401879W | IVC10 | SAMSUNG LABGEO HEMATOLOGI | DIAGNOSTIC 2 | THERMO SCI/ BRAHMS | GN24090018 | PUSKESMAS KEMRANJEN I | PURWOKERTO | JAWA TENGAH | PURWOKERTO | MAIN UNIT | EMP | 27 November 2017 | HARI UDI RAHARJO - TSE | 3 October 2023 |  | 27 November 2017 | HARI UDI RAHARJO - TSE | 25 August 2025 | SAHID DERMAWAN - SPV TSE BARAT | ACTIVE
H001M9AG401882P | HC10A | HEMATOLOGY ANALYZER LABGEO HC10 | DIAGNOSTIC 2 | THERMO SCI/ BRAHMS | GN00000840 | RSUD LANTO DR PASEWANG KAB JENEPONTO | MAKASSAR | SULAWESI SELATAN | JENEPONTO | MAIN UNIT | CUSTOMER | 31 August 2017 | PHILIP LAKRISNA - TSE | 31 August 2017 |  | 31 August 2017 | PHILIP LAKRISNA - TSE | - |  | ACTIVE
H001M9AG401883D | HC10A | HEMATOLOGY ANALYZER LABGEO HC10 | DIAGNOSTIC 2 | THERMO SCI/ BRAHMS | GN00007355 | RSUD TALAUD | MANADO | SULAWESI UTARA | KEPULAUAN TALAUD | MAIN UNIT | CUSTOMER | 3 November 2016 | SAHID DERMAWAN - SPV TSE BARAT | 2 November 2016 |  | 3 November 2016 | SAHID DERMAWAN - SPV TSE BARAT | - |  | ACTIVE
H001M9AG401884X | IVC10 | SAMSUNG LABGEO HEMATOLOGI | DIAGNOSTIC 2 | THERMO SCI/ BRAHMS | GN00002985 | WORKSHOOP CSM PUSAT | PUSAT | DKI JAKARTA | JAKARTA TIMUR | MAIN UNIT | EMP | 27 November 2017 | HARI UDI RAHARJO - TSE | 27 August 2021 | ARBIANSYAH - TSE | 27 November 2017 | HARI UDI RAHARJO - TSE | 7 October 2024 | SAHID DERMAWAN - SPV TSE BARAT | ACTIVE
H001M9AG401886E | IVC10 | SAMSUNG LABGEO HEMATOLOGI | DIAGNOSTIC 2 | THERMO SCI/ BRAHMS | GN00002986 | RDC PUSAT - RAWAGELAM | PUSAT | DKI JAKARTA | JAKARTA TIMUR | MAIN UNIT | EMP | 27 November 2017 | HARI UDI RAHARJO - TSE | 27 November 2017 |  | 27 November 2017 | HARI UDI RAHARJO - TSE | - |  | ACTIVE
H001M9AG401889H | IVC10 | SAMSUNG LABGEO HEMATOLOGI | DIAGNOSTIC 2 | THERMO SCI/ BRAHMS | GN18100009 | PUSKESMAS JRENGOAN | SURABAYA-2 | JAWA TIMUR | SURABAYA | MAIN UNIT | CUSTOMER | 5 November 2018 | TRIYONO - TSE AREA BARAT | 21 March 2018 |  | 5 November 2018 | TRIYONO - TSE AREA BARAT | - |  | ACTIVE
H001M9AG401891K | IVC10 | SAMSUNG LABGEO HEMATOLOGI | DIAGNOSTIC 2 | THERMO SCI/ BRAHMS | GN18100010 | PUSKESMAS KEC PANGARENGAN | SURABAYA-2 | JAWA TIMUR | SURABAYA | MAIN UNIT | CUSTOMER | 5 November 2018 | TRIYONO - TSE AREA BARAT | 6 February 2018 |  | 5 November 2018 | TRIYONO - TSE AREA BARAT | - |  | ACTIVE
H001M9AG401899E | HC10A | HEMATOLOGY ANALYZER LABGEO HC10 | DIAGNOSTIC 2 | THERMO SCI/ BRAHMS | GN00002986 | RDC PUSAT - RAWAGELAM | PUSAT | DKI JAKARTA | JAKARTA TIMUR | MAIN UNIT | EMP | 3 November 2016 | SURYADI | 2 November 2016 |  | 3 November 2016 | SURYADI | - |  | ACTIVE
H001M9AG401916N | HC10A | HEMATOLOGY ANALYZER LABGEO HC10 | DIAGNOSTIC 2 | THERMO SCI/ BRAHMS | GN00002986 | RDC PUSAT - RAWAGELAM | PUSAT | DKI JAKARTA | JAKARTA TIMUR | MAIN UNIT | EMP | 3 November 2016 | SURYADI | 2 November 2016 |  | 3 November 2016 | SURYADI | - |  | ACTIVE
H001M9AG40191GN | HC10A | HEMATOLOGY ANALYZER LABGEO HC10 | DIAGNOSTIC 2 | THERMO SCI/ BRAHMS | GN17110016 | PUSKESMAS INUMAN | PEKAN BARU | RIAU | PEKANBARU | MAIN UNIT | CUSTOMER | 31 January 2018 | AGUS FAUZI | 31 January 2018 |  | 31 January 2018 | AGUS FAUZI | - |  | ACTIVE
H001M9AG601926T | IVC10 | SAMSUNG LABGEO HEMATOLOGI | DIAGNOSTIC 2 | THERMO SCI/ BRAHMS | GN00003137 | UPT PUSKESMAS PAYANGAN | DENPASAR | BALI | DENPASAR | MAIN UNIT | CUSTOMER | 4 March 2019 | I KADEK - TSE | 4 March 2019 |  | 4 March 2019 | I KADEK - TSE | - |  | ACTIVE
H001M9AG601932R | IVC10 | SAMSUNG LABGEO HEMATOLOGI | DIAGNOSTIC 2 | THERMO SCI/ BRAHMS | GN18120009 | UNIVERSITAS ABDURRAB PEKANBARU | PEKAN BARU | RIAU | PEKANBARU | MAIN UNIT | CUSTOMER | 27 December 2018 | FAJAR FAHMI - TSE | 27 December 2018 |  | 27 December 2018 | FAJAR FAHMI - TSE | - |  | ACTIVE
H001M9AG601935M | IVC10 | SAMSUNG LABGEO HEMATOLOGI | DIAGNOSTIC 2 | THERMO SCI/ BRAHMS | GN18120004 | PUSKESMAS TANJUNG PRIUK | JAKARTA-1 | DKI JAKARTA | JAKARTA UTARA | MAIN UNIT | CUSTOMER | 17 December 2018 | LEONARDUS ADI | 17 December 2018 |  | 17 December 2018 | LEONARDUS ADI | 29 March 2021 | NICO HERMAWAN - TSE CP | ACTIVE
H001M9AG601940D | IVC10 | SAMSUNG LABGEO HEMATOLOGI | DIAGNOSTIC 2 | THERMO SCI/ BRAHMS | GN19050001 | LAB KLINIK PRAMITA CAB SALATIGA | SEMARANG | JAWA TENGAH | SEMARANG | MAIN UNIT | CUSTOMER | 3 May 2019 | SARWANDI - TSE | 3 May 2019 |  | 3 May 2019 | SARWANDI - TSE | - |  | ACTIVE
H001M9AG601943E | IVC10 | SAMSUNG LABGEO HEMATOLOGI | DIAGNOSTIC 2 | THERMO SCI/ BRAHMS | GN00002986 | RDC PUSAT - RAWAGELAM | PUSAT | DKI JAKARTA | JAKARTA TIMUR | MAIN UNIT | EMP | 28 November 2017 | HARI UDI RAHARJO - TSE | 27 November 2017 |  | 28 November 2017 | HARI UDI RAHARJO - TSE | - |  | ACTIVE
H001M9AG601944F | HC10A | HEMATOLOGY ANALYZER LABGEO HC10 | DIAGNOSTIC 2 | THERMO SCI/ BRAHMS | GN18010006 | PUSKESMAS HESSA AIR GENTING | MEDAN | SUMATERA UTARA | MEDAN | MAIN UNIT | CUSTOMER | 12 January 2018 | FAJAR FAHMI - TSE | 12 January 2018 |  | 12 January 2018 | FAJAR FAHMI - TSE | - |  | ACTIVE
H001M9AG601949W | IVC10 | SAMSUNG LABGEO HEMATOLOGI | DIAGNOSTIC 2 | THERMO SCI/ BRAHMS | GN00002986 | RDC PUSAT - RAWAGELAM | PUSAT | DKI JAKARTA | JAKARTA TIMUR | MAIN UNIT | EMP | 28 November 2017 | HARI UDI RAHARJO - TSE | 27 November 2017 |  | 28 November 2017 | HARI UDI RAHARJO - TSE | - |  | ACTIVE
H001M9AG601954X | HC10A | HEMATOLOGY ANALYZER LABGEO HC10 | DIAGNOSTIC 2 | THERMO SCI/ BRAHMS | GN18010007 | PUSKESMAS AEK SONGSONGAN | MEDAN | SUMATERA UTARA | MEDAN | MAIN UNIT | CUSTOMER | 12 January 2018 | FAJAR FAHMI - TSE | 12 January 2018 |  | 12 January 2018 | FAJAR FAHMI - TSE | - |  | ACTIVE
H001M9AG601962Z | IVC10 | SAMSUNG LABGEO HEMATOLOGI | DIAGNOSTIC 2 | THERMO SCI/ BRAHMS | GN00002986 | RDC PUSAT - RAWAGELAM | PUSAT | DKI JAKARTA | JAKARTA TIMUR | MAIN UNIT | EMP | 28 November 2017 | HARI UDI RAHARJO - TSE | 27 November 2017 |  | 28 November 2017 | HARI UDI RAHARJO - TSE | - |  | ACTIVE
H001M9AG601966D | HC10A | HEMATOLOGY ANALYZER LABGEO HC10 | DIAGNOSTIC 2 | THERMO SCI/ BRAHMS | GN18010005 | PUSKESMAS PRAPAT JANJI | MEDAN | SUMATERA UTARA | MEDAN | MAIN UNIT | CUSTOMER | 11 January 2018 | FAJAR FAHMI - TSE | 11 January 2018 |  | 11 January 2018 | FAJAR FAHMI - TSE | - |  | ACTIVE
H001M9AG601968N | HC10A | HEMATOLOGY ANALYZER LABGEO HC10 | DIAGNOSTIC 2 | THERMO SCI/ BRAHMS | GN18100008 | PUSKESMAS BUNTEN BARAT | SURABAYA-2 | JAWA TIMUR | SURABAYA | MAIN UNIT | CUSTOMER | 9 October 2017 | SAHID DERMAWAN - SPV TSE BARAT | 9 October 2017 |  | 9 October 2017 | SAHID DERMAWAN - SPV TSE BARAT | - |  | ACTIVE
H001M9AG601971L | HC10A | HEMATOLOGY ANALYZER LABGEO HC10 | DIAGNOSTIC 2 | THERMO SCI/ BRAHMS | GN00002986 | RDC PUSAT - RAWAGELAM | PUSAT | DKI JAKARTA | JAKARTA TIMUR | MAIN UNIT | EMP | 7 December 2017 | SUKMA WIJAYA - TSE | 7 December 2017 |  | 7 December 2017 | SUKMA WIJAYA - TSE | - |  | ACTIVE
H001M9AG601972T | HC10A | HEMATOLOGY ANALYZER LABGEO HC10 | DIAGNOSTIC 2 | THERMO SCI/ BRAHMS | GN00003041 | DINAS KESEHATAN KAB/ KOTA. DELI SERDANG | MEDAN | SUMATERA UTARA | LUBUK PAKAM | MAIN UNIT | CUSTOMER | 12 December 2017 | FAJAR FAHMI - TSE | 12 December 2017 |  | 12 December 2017 | FAJAR FAHMI - TSE | - |  | ACTIVE
H001M9AG601975Z | HC10A | HEMATOLOGY ANALYZER LABGEO HC10 | DIAGNOSTIC 2 | THERMO SCI/ BRAHMS | GN18010012 | PUSKESMAS SENTAJO RAYA | PEKAN BARU | RIAU | PEKANBARU | MAIN UNIT | CUSTOMER | 22 January 2018 | LEONARDUS ADI | 22 January 2018 |  | 22 January 2018 | LEONARDUS ADI | - |  | ACTIVE
H001M9AG601981M | HC10A | HEMATOLOGY ANALYZER LABGEO HC10 | DIAGNOSTIC 2 | THERMO SCI/ BRAHMS | GN18010029 | PUSKESMAS BERINGIN JAYA | PEKAN BARU | RIAU | PEKANBARU | MAIN UNIT | CUSTOMER | 19 February 2018 | LEONARDUS ADI | 19 February 2018 |  | 19 February 2018 | LEONARDUS ADI | - |  | ACTIVE
H001M9AG601990F | HC10A | HEMATOLOGY ANALYZER LABGEO HC10 | DIAGNOSTIC 2 | THERMO SCI/ BRAHMS | GN18010030 | PUSKESMAS BASERAH | PEKAN BARU | RIAU | PEKANBARU | MAIN UNIT | CUSTOMER | 19 February 2018 | LEONARDUS ADI | 19 February 2018 |  | 19 February 2018 | LEONARDUS ADI | - |  | ACTIVE
H001M9AG601994M | HC10A | HEMATOLOGY ANALYZER LABGEO HC10 | DIAGNOSTIC 2 | THERMO SCI/ BRAHMS | GN18010027 | PUSKESMAS SUNGAI SIRIH | PEKAN BARU | RIAU | PEKANBARU | MAIN UNIT | CUSTOMER | 19 February 2018 | LEONARDUS ADI | 19 February 2018 |  | 19 February 2018 | LEONARDUS ADI | - |  | ACTIVE
H001M9AG601995W | HC10A | HEMATOLOGY ANALYZER LABGEO HC10 | DIAGNOSTIC 2 | THERMO SCI/ BRAHMS | GN17110017 | PUSKESMAS PANGEAN | PEKAN BARU | RIAU | PEKANBARU | MAIN UNIT | CUSTOMER | 28 November 2017 |  | 28 November 2017 |  | 28 November 2017 |  | - |  | ACTIVE
H001M9AG601999B | HC10A | HEMATOLOGY ANALYZER LABGEO HC10 | DIAGNOSTIC 2 | THERMO SCI/ BRAHMS | GN00003041 | DINAS KESEHATAN KAB/ KOTA. DELI SERDANG | MEDAN | SUMATERA UTARA | LUBUK PAKAM | MAIN UNIT | CUSTOMER | 12 December 2017 | FAJAR FAHMI - TSE | 12 December 2017 |  | 12 December 2017 | FAJAR FAHMI - TSE | - |  | ACTIVE
H001M9AG6301803M | HC10A | HEMATOLOGY ANALYZER LABGEO HC10 | DIAGNOSTIC 2 | THERMO SCI/ BRAHMS | GN00002986 | RDC PUSAT - RAWAGELAM | PUSAT | DKI JAKARTA | JAKARTA TIMUR | MAIN UNIT | EMP | 27 January 2016 | ANASTASIA OCTAVIN | 1 January 1900 |  | 27 January 2016 | ANASTASIA OCTAVIN | - |  | ACTIVE
H001MGAG201738V | HC10A | HEMATOLOGY ANALYZER LABGEO HC10 | DIAGNOSTIC 2 | THERMO SCI/ BRAHMS | GN18010031 | PUSKESMAS CERENTI | PEKAN BARU | RIAU | PEKANBARU | MAIN UNIT | CUSTOMER | 31 January 2018 | AGUS FAUZI | 31 January 2018 |  | 31 January 2018 | AGUS FAUZI | - |  | ACTIVE
H00KM3AD100026D | CPT10 | LABGEO PT10 | DIAGNOSTIC 2 | THERMO FISHER SCIEN. CO | GN00002985 | WORKSHOOP CSM PUSAT | PUSAT | DKI JAKARTA | JAKARTA TIMUR | MAIN UNIT | CUSTOMER | 24 April 2015 | TRIYONO - TSE AREA BARAT | 1 January 1900 |  | 24 April 2015 | TRIYONO - TSE AREA BARAT | - |  | INACTIVE
H00KM3AD500194D | CPT10 | LABGEO PT10 | DIAGNOSTIC 2 | THERMO FISHER SCIEN. CO | GN00002985 | WORKSHOOP CSM PUSAT | PUSAT | DKI JAKARTA | JAKARTA TIMUR | MAIN UNIT | EMP | - |  | 1 January 1900 |  | - |  | - |  | INACTIVE
H00KM3AD500212D | CPT10 | LABGEO PT10 | DIAGNOSTIC 2 | THERMO FISHER SCIEN. CO | GN00007198 | BALAI KESEHATAN KESELAMATAN KERJA (BK3) | MEDAN | SUMATERA UTARA | MEDAN | MAIN UNIT | CUSTOMER | 23 March 2015 | ARBIANSYAH - TSE | 11 November 2013 |  | 23 March 2015 | ARBIANSYAH - TSE | - |  | INACTIVE
H00KM3AD500217R | CPT10 | LABGEO PT10 | DIAGNOSTIC 2 | THERMO FISHER SCIEN. CO | GN00011539 | PG23 | PUSAT | DKI JAKARTA | JAKARTA TIMUR | MAIN UNIT | EMP | - |  | 27 September 2016 |  | - |  | - |  | INACTIVE
H00KM3AD900027 | CPT10 | LABGEO PT10 | DIAGNOSTIC 2 | THERMO FISHER SCIEN. CO | GN00011097 | RSUD DR EKO MAULANA ALI | PANGKAL PINANG | KEPULAUAN BANGKA BELITUNG | PANGKAL PINANG | MAIN UNIT | CUSTOMER | - |  | 12 December 2014 |  | - |  | - |  | INACTIVE
H00KM3AD900033 | CPT10 | LABGEO PT10 | DIAGNOSTIC 2 | THERMO FISHER SCIEN. CO | GN00002986 | RDC PUSAT - RAWAGELAM | PUSAT | DKI JAKARTA | JAKARTA TIMUR | MAIN UNIT | EMP | - |  | 1 January 1900 |  | - |  | - |  | INACTIVE
H00KM3AD900077 | CPT10 | LABGEO PT10 | DIAGNOSTIC 2 | THERMO FISHER SCIEN. CO | GN00008221 | RSUD MIMIKA JAYAPURA | JAYAPURA | PAPUA | MIMIKA | MAIN UNIT | CUSTOMER | - |  | 24 November 2015 |  | - |  | - |  | INACTIVE
H00KM3ADC00007 | CPT10 | LABGEO PT10 | DIAGNOSTIC 2 | THERMO FISHER SCIEN. CO | GN00005849 | DINAS KESEHATAN KAB/ KOTA. NIAS | PEMATANG SIANTAR | SUMATERA UTARA | NIAS | MAIN UNIT | CUSTOMER | - |  | 18 December 2015 |  | - |  | - |  | INACTIVE
H00KM3ADC00025 | CPT10 | LABGEO PT10 | DIAGNOSTIC 2 | THERMO FISHER SCIEN. CO | GN00008004 | PUSKESMAS JATIMULYA | BEKASI | JAWA BARAT | BEKASI | MAIN UNIT | CUSTOMER | - |  | 13 October 2014 |  | - |  | - |  | INACTIVE
H00KM3ADC00026 | CPT10 | LABGEO PT10 | DIAGNOSTIC 2 | THERMO FISHER SCIEN. CO | GN00002986 | RDC PUSAT - RAWAGELAM | PUSAT | DKI JAKARTA | JAKARTA TIMUR | MAIN UNIT | EMP | - |  | 1 January 1900 |  | - |  | - |  | INACTIVE
H00KM3ADC00026R | CPT10 | LABGEO PT10 | DIAGNOSTIC 2 | THERMO FISHER SCIEN. CO | GN00008000 | PUSKESMAS KARANG BAHAGIA | BEKASI | JAWA BARAT | BEKASI | MAIN UNIT | CUSTOMER | 27 October 2014 | GATOT SURYA ADIPUTRA - TSE | 29 September 2014 |  | 27 October 2014 | GATOT SURYA ADIPUTRA - TSE | - |  | INACTIVE
H00KM3ADC00027 | CPT10 | LABGEO PT10 | DIAGNOSTIC 2 | THERMO FISHER SCIEN. CO | GN00005849 | DINAS KESEHATAN KAB/ KOTA. NIAS | PEMATANG SIANTAR | SUMATERA UTARA | NIAS | MAIN UNIT | CUSTOMER | 19 December 2015 | ARBIANSYAH - TSE | 18 December 2015 |  | 19 December 2015 | ARBIANSYAH - TSE | - |  | INACTIVE
H00KM3ADC00034D | CPT10 | LABGEO PT10 | DIAGNOSTIC 2 | THERMO FISHER SCIEN. CO | GN00008002 | PUSKESMAS WANASARI | BEKASI | JAWA BARAT | BEKASI | MAIN UNIT | CUSTOMER | 9 October 2014 | GATOT SURYA ADIPUTRA - TSE | 7 October 2014 |  | 9 October 2014 | GATOT SURYA ADIPUTRA - TSE | - |  | INACTIVE
H00KM3ADC00043Z | CPT10 | LABGEO PT10 | DIAGNOSTIC 2 | THERMO FISHER SCIEN. CO | GN00002986 | RDC PUSAT - RAWAGELAM | PUSAT | DKI JAKARTA | JAKARTA TIMUR | MAIN UNIT | EMP | 5 September 2014 | BUDI SUROSO - TSE | 1 January 1900 |  | 5 September 2014 | BUDI SUROSO - TSE | - |  | INACTIVE
H00KM3ADC00046 | CPT10 | LABGEO PT10 | DIAGNOSTIC 2 | THERMO FISHER SCIEN. CO | GN00005849 | DINAS KESEHATAN KAB/ KOTA. NIAS | PEMATANG SIANTAR | SUMATERA UTARA | NIAS | MAIN UNIT | CUSTOMER | - |  | 18 December 2015 |  | - |  | - |  | INACTIVE
H00KM3AF100006 | CPT10 | LABGEO PT10 | DIAGNOSTIC 2 | THERMO FISHER SCIEN. CO | GN00002986 | RDC PUSAT - RAWAGELAM | PUSAT | DKI JAKARTA | JAKARTA TIMUR | MAIN UNIT | EMP | 3 September 2014 | LEONARDUS ADI | 1 January 1900 |  | 3 September 2014 | LEONARDUS ADI | - |  | INACTIVE
H00KM3AF100007 | CPT10 | LABGEO PT10 | DIAGNOSTIC 2 | THERMO FISHER SCIEN. CO | GN00005849 | DINAS KESEHATAN KAB/ KOTA. NIAS | PEMATANG SIANTAR | SUMATERA UTARA | NIAS | MAIN UNIT | CUSTOMER | 19 December 2015 | ARBIANSYAH - TSE | 18 December 2015 |  | 19 December 2015 | ARBIANSYAH - TSE | - |  | INACTIVE
H00KM3AF100009 | CPT10 | LABGEO PT10 | DIAGNOSTIC 2 | THERMO FISHER SCIEN. CO | GN00005849 | DINAS KESEHATAN KAB/ KOTA. NIAS | PEMATANG SIANTAR | SUMATERA UTARA | NIAS | MAIN UNIT | CUSTOMER | 3 September 2014 | ARBIANSYAH - TSE | 17 December 2015 |  | 3 September 2014 | ARBIANSYAH - TSE | - |  | INACTIVE
H00KM3AF100012P | CPT10 | LABGEO PT10 | DIAGNOSTIC 2 | THERMO FISHER SCIEN. CO | GN00011026 | UPT KESEHATAN WILAYAH LEMBANG | BANDUNG | JAWA BARAT | BANDUNG | MAIN UNIT | CUSTOMER | - |  | 11 March 2016 |  | - |  | - |  | INACTIVE
H00KM3AF100020 | CPT10 | LABGEO PT10 | DIAGNOSTIC 2 | THERMO FISHER SCIEN. CO | GN00002986 | RDC PUSAT - RAWAGELAM | PUSAT | DKI JAKARTA | JAKARTA TIMUR | MAIN UNIT | EMP | 3 September 2014 | LEONARDUS ADI | 1 January 1900 |  | 3 September 2014 | LEONARDUS ADI | - |  | INACTIVE
H00KM3AF100022Z | CPT10 | LABGEO PT10 | DIAGNOSTIC 2 | THERMO FISHER SCIEN. CO | GN00000975 | DINAS KESEHATAN KAB/ KOTA. BANDUNG BARAT | BANDUNG | JAWA BARAT | BANDUNG | MAIN UNIT | CUSTOMER | - |  | 30 March 2016 |  | - |  | - |  | INACTIVE
H00KM3AF100023 | CPT10 | LABGEO PT10 | DIAGNOSTIC 2 | THERMO FISHER SCIEN. CO | GN00002986 | RDC PUSAT - RAWAGELAM | PUSAT | DKI JAKARTA | JAKARTA TIMUR | MAIN UNIT | EMP | 3 September 2014 | LEONARDUS ADI | 1 January 1900 |  | 3 September 2014 | LEONARDUS ADI | - |  | INACTIVE
H00KM3AF100024 | CPT10 | LABGEO PT10 | DIAGNOSTIC 2 | THERMO FISHER SCIEN. CO | GN00002986 | RDC PUSAT - RAWAGELAM | PUSAT | DKI JAKARTA | JAKARTA TIMUR | MAIN UNIT | EMP | 3 September 2014 | LEONARDUS ADI | 1 January 1900 |  | 3 September 2014 | LEONARDUS ADI | - |  | INACTIVE
H00KM3AF100026P | HC10A | HEMATOLOGY ANALYZER LABGEO HC10 | DIAGNOSTIC 2 | THERMO SCI/ BRAHMS | GN18010002 | PUSKESMAS CIBODAS | BANDUNG | JAWA BARAT | BANDUNG | MAIN UNIT | CUSTOMER | 9 January 2018 | TRIYONO - TSE AREA BARAT | 23 December 2015 |  | 9 January 2018 | TRIYONO - TSE AREA BARAT | - |  | ACTIVE
H00KM3AF100028 | CPT10 | LABGEO PT10 | DIAGNOSTIC 2 | THERMO FISHER SCIEN. CO | GN00001964 | PUSKESMAS TARUMAJAYA | BEKASI | JAWA BARAT | BEKASI | MAIN UNIT | CUSTOMER | - |  | 10 October 2014 |  | - |  | - |  | INACTIVE
H00KM3AF100029 | HC10A | HEMATOLOGY ANALYZER LABGEO HC10 | DIAGNOSTIC 2 | THERMO SCI/ BRAHMS | GN00002986 | RDC PUSAT - RAWAGELAM | PUSAT | DKI JAKARTA | JAKARTA TIMUR | MAIN UNIT | EMP | 3 September 2014 | LEONARDUS ADI | 1 January 1900 |  | 3 September 2014 | LEONARDUS ADI | - |  | ACTIVE
H00KM3AF300005 | CPT10 | LABGEO PT10 | DIAGNOSTIC 2 | THERMO FISHER SCIEN. CO | GN00002986 | RDC PUSAT - RAWAGELAM | PUSAT | DKI JAKARTA | JAKARTA TIMUR | MAIN UNIT | EMP | 3 September 2014 | LEONARDUS ADI | 1 January 1900 |  | 3 September 2014 | LEONARDUS ADI | - |  | INACTIVE
H00KM3AF300005P | CPT10 | LABGEO PT10 | DIAGNOSTIC 2 | THERMO FISHER SCIEN. CO | GN00001236 | DINAS KESEHATAN KAB/KOTA. KARANGASEM | DENPASAR | BALI | KARANGASEM | MAIN UNIT | CUSTOMER | 20 February 2017 | I KADEK - TSE | 22 December 2015 |  | 20 February 2017 | I KADEK - TSE | - |  | INACTIVE
H00KM3AF300008 | CPT10 | LABGEO PT10 | DIAGNOSTIC 2 | THERMO FISHER SCIEN. CO | GN00005849 | DINAS KESEHATAN KAB/ KOTA. NIAS | PEMATANG SIANTAR | SUMATERA UTARA | NIAS | MAIN UNIT | CUSTOMER | 3 September 2014 | ARBIANSYAH - TSE | 17 December 2015 |  | 3 September 2014 | ARBIANSYAH - TSE | - |  | INACTIVE
H00KM3AF300009 | CPT10 | LABGEO PT10 | DIAGNOSTIC 2 | THERMO FISHER SCIEN. CO | GN00005849 | DINAS KESEHATAN KAB/ KOTA. NIAS | PEMATANG SIANTAR | SUMATERA UTARA | NIAS | MAIN UNIT | CUSTOMER | 19 December 2015 | ARBIANSYAH - TSE | 18 December 2015 |  | 19 December 2015 | ARBIANSYAH - TSE | - |  | INACTIVE
H00KM3AF300021 | CPT10 | LABGEO PT10 | DIAGNOSTIC 2 | THERMO FISHER SCIEN. CO | GN00002986 | RDC PUSAT - RAWAGELAM | PUSAT | DKI JAKARTA | JAKARTA TIMUR | MAIN UNIT | EMP | - |  | 1 January 1900 |  | - |  | - |  | INACTIVE
H00KM3AF300024 | CPT10 | LABGEO PT10 | DIAGNOSTIC 2 | THERMO FISHER SCIEN. CO | GN00005849 | DINAS KESEHATAN KAB/ KOTA. NIAS | PEMATANG SIANTAR | SUMATERA UTARA | NIAS | MAIN UNIT | CUSTOMER | 19 December 2015 | ARBIANSYAH - TSE | 18 December 2015 |  | 19 December 2015 | ARBIANSYAH - TSE | - |  | INACTIVE
H00KM3AFF100027X | CPT10 | LABGEO PT10 | DIAGNOSTIC 2 | THERMO FISHER SCIEN. CO | GN00010984 | PUSKESMAS CICANGKANG | BANDUNG | JAWA BARAT | BANDUNG | MAIN UNIT | CUSTOMER | - |  | 1 March 2016 |  | - |  | - |  | INACTIVE
H00KM3AG700127K | CPT10 | LABGEO PT10 | DIAGNOSTIC 2 | THERMO FISHER SCIEN. CO | GN17120024 | PUSKESMAS GUNUNG HALU | BANDUNG | JAWA BARAT | BANDUNG | MAIN UNIT | CUSTOMER | 11 December 2017 | SUKMA WIJAYA - TSE | 11 December 2017 |  | 11 December 2017 | SUKMA WIJAYA - TSE | - |  | INACTIVE
H00KM3AG700128W | CPT10 | LABGEO PT10 | DIAGNOSTIC 2 | THERMO FISHER SCIEN. CO | GN00010983 | PUSKESMAS CIHAMPELAS | BANDUNG | JAWA BARAT | BANDUNG | MAIN UNIT | CUSTOMER | 1 March 2016 | SUKMA WIJAYA - TSE | 1 March 2016 |  | 1 March 2016 | SUKMA WIJAYA - TSE | - |  | INACTIVE
H00KM3AG700129F | CPT10 | LABGEO PT10 | DIAGNOSTIC 2 | THERMO FISHER SCIEN. CO | GN00009738 | PUSKESMAS BANJAR BARU | BANDAR LAMPUNG | LAMPUNG | BANDAR LAMPUNG | MAIN UNIT | CUSTOMER | - |  | 13 January 2016 |  | - |  | - |  | INACTIVE
H00LM3AD800007 | AIB10 | LABGEO I B10 | DIAGNOSTIC 2 | THERMO FISHER SCIEN. CO | GN00002985 | WORKSHOOP CSM PUSAT | PUSAT | DKI JAKARTA | JAKARTA TIMUR | MAIN UNIT | EMP | 28 May 2014 | FIRMAN GEA | 1 January 1900 |  | 28 May 2014 | FIRMAN GEA | - |  | INACTIVE
H00LM3AD800012 | AIB10 | LABGEO I B10 | DIAGNOSTIC 2 | THERMO FISHER SCIEN. CO | GN00002985 | WORKSHOOP CSM PUSAT | PUSAT | DKI JAKARTA | JAKARTA TIMUR | MAIN UNIT | EMP | 28 May 2014 | FIRMAN GEA | 1 January 1900 |  | 28 May 2014 | FIRMAN GEA | - |  | INACTIVE
H00LM3AD800035 | AIB10 | LABGEO I B10 | DIAGNOSTIC 2 | THERMO FISHER SCIEN. CO | GN00003144 | RSU KOTA TANGERANG | TANGERANG | BANTEN | TANGERANG | MAIN UNIT | CUSTOMER | 23 September 2014 | AGUS FAUZI | 29 January 2015 |  | 23 September 2014 | AGUS FAUZI | - |  | INACTIVE
H00LM3ADB00021 | AIB10 | LABGEO I B10 | DIAGNOSTIC 2 | THERMO FISHER SCIEN. CO | GN00002986 | RDC PUSAT - RAWAGELAM | PUSAT | DKI JAKARTA | JAKARTA TIMUR | MAIN UNIT | EMP | 3 September 2014 | LEONARDUS ADI | 1 January 1900 |  | 3 September 2014 | LEONARDUS ADI | - |  | INACTIVE
H00LM3ADB00023 | AIB10 | LABGEO I B10 | DIAGNOSTIC 2 | THERMO FISHER SCIEN. CO | GN00002986 | RDC PUSAT - RAWAGELAM | PUSAT | DKI JAKARTA | JAKARTA TIMUR | MAIN UNIT | EMP | 3 September 2014 | LEONARDUS ADI | 1 January 1900 |  | 3 September 2014 | LEONARDUS ADI | - |  | INACTIVE
H00LM3ADB00024 | AIB10 | LABGEO I B10 | DIAGNOSTIC 2 | THERMO FISHER SCIEN. CO | GN00002986 | RDC PUSAT - RAWAGELAM | PUSAT | DKI JAKARTA | JAKARTA TIMUR | MAIN UNIT | EMP | 3 September 2014 | LEONARDUS ADI | 1 January 1900 |  | 3 September 2014 | LEONARDUS ADI | - |  | INACTIVE
H00LM3ADB00025 | HC10A | HEMATOLOGY ANALYZER LABGEO HC10 | DIAGNOSTIC 2 | THERMO SCI/ BRAHMS | GN00002986 | RDC PUSAT - RAWAGELAM | PUSAT | DKI JAKARTA | JAKARTA TIMUR | MAIN UNIT | EMP | 3 September 2014 | LEONARDUS ADI | 1 January 1900 |  | 3 September 2014 | LEONARDUS ADI | - |  | ACTIVE
H100M9AG401916N | IVC10 | SAMSUNG LABGEO HEMATOLOGI | DIAGNOSTIC 2 | THERMO SCI/ BRAHMS | GN17110016 | PUSKESMAS INUMAN | PEKAN BARU | RIAU | PEKANBARU | MAIN UNIT | CUSTOMER | 28 November 2017 |  | 28 November 2017 |  | 28 November 2017 |  | - |  | ACTIVE
H1500100H0662SE | H0102 | URINE ANALYSER H-100 | DIAGNOSTIC 2 | DIRUI MEDICAL INDONESIA, PT. | GN00002986 | RDC PUSAT - RAWAGELAM | PUSAT | DKI JAKARTA | JAKARTA TIMUR | MAIN UNIT | EMP | 16 October 2015 | TRIYONO - TSE AREA BARAT | 1 January 1900 |  | 16 October 2015 | TRIYONO - TSE AREA BARAT | - |  | ACTIVE
H1500100H0681SE | H0102 | URINE ANALYSER H-100 | DIAGNOSTIC 2 | DIRUI MEDICAL INDONESIA, PT. | GN00002986 | RDC PUSAT - RAWAGELAM | PUSAT | DKI JAKARTA | JAKARTA TIMUR | MAIN UNIT | EMP | 16 October 2015 | TRIYONO - TSE AREA BARAT | 1 January 1900 |  | 16 October 2015 | TRIYONO - TSE AREA BARAT | - |  | ACTIVE
H1500100H6535SE | H0102 | URINE ANALYSER H-100 | DIAGNOSTIC 2 | DIRUI MEDICAL INDONESIA, PT. | GN00002986 | RDC PUSAT - RAWAGELAM | PUSAT | DKI JAKARTA | JAKARTA TIMUR | MAIN UNIT | EMP | 16 October 2015 | TRIYONO - TSE AREA BARAT | 1 January 1900 |  | 16 October 2015 | TRIYONO - TSE AREA BARAT | - |  | ACTIVE
H3507758 | DJ105 | Jaundice Meter | IMAGING | DRAEGER MEDICAL INDONESIA, PT. | GN00002986 | RDC PUSAT - RAWAGELAM | PUSAT | DKI JAKARTA | JAKARTA TIMUR | MAIN UNIT | EMP | - |  | - |  | 20 July 2022 | ANTONIUS SAGITA - KALIBRASI | - |  | ACTIVE
H3507759 | DJ105 | Jaundice Meter | IMAGING | DRAEGER MEDICAL INDONESIA, PT. | GN00000012 | RS PERSAHABATAN | JAKARTA-1 | DKI JAKARTA | JAKARTA TIMUR | MAIN UNIT | EMP | - |  | 21 July 2022 | NICO HERMAWAN - TSE CP | 18 July 2022 | ANTONIUS SAGITA - KALIBRASI | 21 July 2022 | NICO HERMAWAN - TSE CP | ACTIVE
H3507760 | DJ105 | Jaundice Meter | IMAGING | DRAEGER MEDICAL INDONESIA, PT. | GN00002986 | RDC PUSAT - RAWAGELAM | PUSAT | DKI JAKARTA | JAKARTA TIMUR | MAIN UNIT | EMP | - |  | - |  | 20 July 2022 | ANTONIUS SAGITA - KALIBRASI | - |  | ACTIVE
H3507943 | DJ105 | Jaundice Meter | IMAGING | DRAEGER MEDICAL INDONESIA, PT. | GN00000012 | RS PERSAHABATAN | JAKARTA-1 | DKI JAKARTA | JAKARTA TIMUR | MAIN UNIT | EMP | - |  | 21 July 2022 | NICO HERMAWAN - TSE CP | 18 July 2022 | ANTONIUS SAGITA - KALIBRASI | 21 July 2022 | NICO HERMAWAN - TSE CP | ACTIVE
H3507944 | DJ105 | Jaundice Meter | IMAGING | DRAEGER MEDICAL INDONESIA, PT. | GN00002986 | RDC PUSAT - RAWAGELAM | PUSAT | DKI JAKARTA | JAKARTA TIMUR | MAIN UNIT | EMP | - |  | - |  | 20 July 2022 | ANTONIUS SAGITA - KALIBRASI | - |  | ACTIVE
H3507945 | DJ105 | Jaundice Meter | IMAGING | DRAEGER MEDICAL INDONESIA, PT. | GN00002986 | RDC PUSAT - RAWAGELAM | PUSAT | DKI JAKARTA | JAKARTA TIMUR | MAIN UNIT | EMP | - |  | - |  | 20 July 2022 | ANTONIUS SAGITA - KALIBRASI | - |  | ACTIVE
H3507946 | DJ105 | Jaundice Meter | IMAGING | DRAEGER MEDICAL INDONESIA, PT. | GN00002986 | RDC PUSAT - RAWAGELAM | PUSAT | DKI JAKARTA | JAKARTA TIMUR | MAIN UNIT | EMP | - |  | - |  | 20 July 2022 | ANTONIUS SAGITA - KALIBRASI | - |  | ACTIVE
H3508910 | DJ105 | Jaundice Meter | IMAGING | DRAEGER MEDICAL INDONESIA, PT. | GN00000016 | RS AWAL BROS BATAM | BATAM | KEPULAUAN RIAU | BATAM | MAIN UNIT | CUSTOMER | - |  | 22 December 2023 |  | 1 April 2024 | ARIEF SETIAWAN - TSE CP | 3 April 2024 | SAHID DERMAWAN - SPV TSE BARAT | ACTIVE
H55242A1609 | ECA06 | HOT EMBEDDING SYSTEM | DIAGNOSTIC 2 | SHANDON DIAGNOSTICS Ltd. | GN00000871 | RSUD LAGALIGO | MAKASSAR | SULAWESI SELATAN | LUWU TIMUR | MAIN UNIT | CUSTOMER | 22 June 2017 | SAHID DERMAWAN - SPV TSE BARAT | 16 June 2017 |  | 22 June 2017 | SAHID DERMAWAN - SPV TSE BARAT | - |  | ACTIVE
HAZ8933 | F0080 | VERTICAL FLOOR ATV 80 | DIAGNOSTIC 2 | FALC INSTRUMENT S.R.L. | GN00001970 | RSIA HERMINA BEKASI | BEKASI | JAWA BARAT | BEKASI | MAIN UNIT | CUSTOMER | 25 November 2019 | SAHID DERMAWAN - SPV TSE BARAT | 12 November 2019 |  | 25 November 2019 | SAHID DERMAWAN - SPV TSE BARAT | - |  | ACTIVE
HAZVV8931 | F0080 | VERTICAL FLOOR ATV 80 | DIAGNOSTIC 2 | FALC INSTRUMENT S.R.L. | GN00002986 | RDC PUSAT - RAWAGELAM | PUSAT | DKI JAKARTA | JAKARTA TIMUR | MAIN UNIT | EMP | 18 June 2018 | ANTONIUS SAGITA - KALIBRASI | 12 June 2018 |  | 18 June 2018 | ANTONIUS SAGITA - KALIBRASI | - |  | ACTIVE
HAZVV8932 | F0080 | VERTICAL FLOOR ATV 80 | DIAGNOSTIC 2 | FALC INSTRUMENT S.R.L. | GN00008189 | RSUD MERAUKE | JAYAPURA | PAPUA | JAYAPURA | MAIN UNIT | EMP | - |  | 12 June 2018 |  | - |  | - |  | ACTIVE
HAZVV8933 | F0080 | VERTICAL FLOOR ATV 80 | DIAGNOSTIC 2 | FALC INSTRUMENT S.R.L. | GN00001970 | RSIA HERMINA BEKASI | BEKASI | JAWA BARAT | BEKASI | MAIN UNIT | CUSTOMER | 18 June 2018 | ANTONIUS SAGITA - KALIBRASI | 27 December 2021 | GATOT SURYA ADIPUTRA - TSE | 18 June 2018 | ANTONIUS SAGITA - KALIBRASI | 27 December 2021 | GATOT SURYA ADIPUTRA - TSE | ACTIVE
HE003M131692 | F0020 | ATV 20 tabletop sterilizer |  |  | GN00004531 | RS KLINIK AMC FARMA | YOGYAKARTA | YOGYAKARTA | YOGYAKARTA | MAIN UNIT | CUSTOMER | 27 January 2015 | DIAN FEBRIYANA - TSE | 1 January 1900 |  | 27 January 2015 | DIAN FEBRIYANA - TSE | - |  | ACTIVE
HHZ4195 | F0080 | VERTICAL FLOOR ATV 80 | DIAGNOSTIC 2 | FALC INSTRUMENT S.R.L. | GN00001970 | RSIA HERMINA BEKASI | BEKASI | JAWA BARAT | BEKASI | MAIN UNIT | CUSTOMER | 28 November 2019 | GATOT SURYA ADIPUTRA - TSE | 28 November 2019 |  | 28 November 2019 | GATOT SURYA ADIPUTRA - TSE | - |  | ACTIVE
HM00M9AG201768X | HC10A | HEMATOLOGY ANALYZER LABGEO HC10 | DIAGNOSTIC 2 | THERMO SCI/ BRAHMS | GN18020003 | UPT PUSKESMAS PAKIS BARU | KEDIRI | JAWA TIMUR | PACITAN | MAIN UNIT | CUSTOMER | 15 February 2018 | ANDRIAS NUGROHO - TSE | 15 February 2018 |  | 15 February 2018 | ANDRIAS NUGROHO - TSE | - |  | ACTIVE
HOOLM3ADB00022 | AIB10 | LABGEO I B10 | DIAGNOSTIC 2 | THERMO FISHER SCIEN. CO | GN00002986 | RDC PUSAT - RAWAGELAM | PUSAT | DKI JAKARTA | JAKARTA TIMUR | MAIN UNIT | EMP | 28 April 2015 | TRIYONO - TSE AREA BARAT | 1 January 1900 |  | 28 April 2015 | TRIYONO - TSE AREA BARAT | - |  | INACTIVE
HS0270B1107 | SH001 | HISTOSTAR | DIAGNOSTIC 2 | SHANDON DIAGNOSTICS Ltd. | GN00001206 | RSUD PROF DR MARGONO SOEKARJO | PURWOKERTO | JAWA TENGAH | BANYUMAS | MAIN UNIT | CUSTOMER | 23 December 2014 | DIAN FEBRIYANA - TSE | 1 January 1900 |  | 23 December 2014 | DIAN FEBRIYANA - TSE | - |  | ACTIVE
HS0327B1108 | SCP60 |  |  |  | GN00001102 | RSUD Cengkareng | JAKARTA-2 | DKI JAKARTA | JAKARTA BARAT | MAIN UNIT | CUSTOMER | 16 February 2015 | PETRUS SIMON | 1 February 2012 |  | 16 February 2015 | PETRUS SIMON | - |  | INACTIVE
HS0340B1109 | SCP60 |  |  |  | GN00001823 | RSUD Dr. SAIFUL ANWAR PROV JAWA TIMUR | MALANG | JAWA TIMUR | MALANG | MAIN UNIT | CUSTOMER | 14 March 2018 | TRIYONO - TSE AREA BARAT | 17 February 2010 |  | 14 March 2018 | TRIYONO - TSE AREA BARAT | - |  | INACTIVE
HS0405B1111 | SH001 | HISTOSTAR | DIAGNOSTIC 2 | SHANDON DIAGNOSTICS Ltd. | GN00001769 | RS SILOAM ( PT SILOAM INTERNATIONAL HOSPITALS ) MAKASAR | MAKASSAR | SULAWESI BARAT | MAKASSAR | MAIN UNIT | CUSTOMER | 10 April 2015 |  | 1 January 1900 |  | 10 April 2015 |  | - |  | ACTIVE
HS0513A1109 | ECA06 | HOT EMBEDDING SYSTEM | DIAGNOSTIC 2 | SHANDON DIAGNOSTICS Ltd. | GN00001823 | RSUD Dr. SAIFUL ANWAR PROV JAWA TIMUR | MALANG | JAWA TIMUR | MALANG | MAIN UNIT | CUSTOMER | 14 March 2018 | TRIYONO - TSE AREA BARAT | 17 February 2010 |  | 14 March 2018 | TRIYONO - TSE AREA BARAT | - |  | ACTIVE
HS0597A1111 | SH001 | HISTOSTAR | DIAGNOSTIC 2 | SHANDON DIAGNOSTICS Ltd. | GN00001755 | RS ISLAM HARAPAN ANDA | TEGAL | JAWA TENGAH | TEGAL | MAIN UNIT | CUSTOMER | 10 April 2015 |  | 1 January 1900 |  | 10 April 2015 |  | - |  | ACTIVE
HS0605B1207 | SCP60 |  |  |  | GN00004867 | RS SILOAM ( PT SILOAM INTERNATIONAL HOSPITALS ) PALEMBANG | PALEMBANG | SUMATERA SELATAN | PALEMBANG | MAIN UNIT | CUSTOMER | 26 December 2014 |  | 1 January 1900 |  | 26 December 2014 |  | - |  | INACTIVE
HS060SB1207 | ECA05 | COLD PLATE | DIAGNOSTIC 2 | SHANDON DIAGNOSTICS Ltd. | GN00004867 | RS SILOAM ( PT SILOAM INTERNATIONAL HOSPITALS ) PALEMBANG | PALEMBANG | SUMATERA SELATAN | PALEMBANG | MAIN UNIT | CUSTOMER | - |  | 1 January 2012 |  | - |  | - |  | ACTIVE
HS0628B1208 | SH001 | HISTOSTAR | DIAGNOSTIC 2 | SHANDON DIAGNOSTICS Ltd. | GN00002006 | RS SILOAM ( PT SILOAM INTERNATIONAL HOSPITALS ) SUNSET ROAD | DENPASAR | BALI | DENPASAR | MAIN UNIT | CUSTOMER | 1 February 1990 | I KADEK - TSE | 1 January 1900 |  | 1 February 1990 | I KADEK - TSE | - |  | ACTIVE
HS0632B1208 | SCP60 |  |  |  | GN00001769 | RS SILOAM ( PT SILOAM INTERNATIONAL HOSPITALS ) MAKASAR | MAKASSAR | SULAWESI BARAT | MAKASSAR | MAIN UNIT | CUSTOMER | 10 April 2015 |  | 1 January 1900 |  | 10 April 2015 |  | - |  | INACTIVE
HS0634B1208 | ECA05 | COLD PLATE | DIAGNOSTIC 2 | SHANDON DIAGNOSTICS Ltd. | GN00000535 | RSUP DR KARIADI | SEMARANG | JAWA TENGAH | SEMARANG | MAIN UNIT | CUSTOMER | - |  | 1 January 2013 |  | - |  | - |  | ACTIVE
HS0635B1208 | ECA05 | COLD PLATE | DIAGNOSTIC 2 | SHANDON DIAGNOSTICS Ltd. | GN00000604 | RSUD DR RUBINI MEMPAWAH | PONTIANAK | KALIMANTAN BARAT | PONTIANAK | MAIN UNIT | CUSTOMER | - |  | 1 January 2010 |  | - |  | - |  | ACTIVE
HS063A1760 | ECA06 | HOT EMBEDDING SYSTEM | DIAGNOSTIC 2 | SHANDON DIAGNOSTICS Ltd. | GN00000042 | RSUD KOBA BANGKA TENGAH | PANGKAL PINANG | KEPULAUAN BANGKA BELITUNG | BANGKA TENGAH | MAIN UNIT | CUSTOMER | 6 April 2018 | GATOT SURYA ADIPUTRA - TSE | 6 April 2018 |  | 6 April 2018 | GATOT SURYA ADIPUTRA - TSE | - |  | ACTIVE
HS0642B1208 | SH001 | HISTOSTAR | DIAGNOSTIC 2 | SHANDON DIAGNOSTICS Ltd. | GN00000211 | RSU BENGKALIS | PEKAN BARU | RIAU | PEKANBARU | MAIN UNIT | CUSTOMER | 30 March 2015 | AGUS FAUZI | 4 June 2013 |  | 30 March 2015 | AGUS FAUZI | - |  | ACTIVE
HS0644B1208 | SCP60 |  |  |  | GN00001512 | RSU DR. SOEBANDI | JEMBER | JAWA TIMUR | JEMBER | MAIN UNIT | CUSTOMER | 10 April 2015 |  | 1 January 1900 |  | 10 April 2015 |  | - |  | INACTIVE
HS0743B1211 | SH001 | HISTOSTAR | DIAGNOSTIC 2 | SHANDON DIAGNOSTICS Ltd. | GN00000180 | RSU DUMAI | PEKAN BARU | RIAU | DUMAI | MAIN UNIT | CUSTOMER | - |  | 13 December 2013 |  | - |  | - |  | ACTIVE
HS0747B1211 | SH001 | HISTOSTAR | DIAGNOSTIC 2 | SHANDON DIAGNOSTICS Ltd. | GN00001160 | RSUD Arjawinangun | CIREBON | JAWA BARAT | CIREBON | MAIN UNIT | CUSTOMER | - |  | 13 December 2013 |  | - |  | - |  | ACTIVE
HS0748B1211 | ECA05 | COLD PLATE | DIAGNOSTIC 2 | SHANDON DIAGNOSTICS Ltd. | GN00001967 | RS DEWI SRI | BEKASI | JAWA BARAT | KARAWANG | MAIN UNIT | CUSTOMER | 9 September 2015 | SURYADI | 26 April 2016 |  | 9 September 2015 | SURYADI | - |  | ACTIVE
HS0930A1207 | SH001 | HISTOSTAR | DIAGNOSTIC 2 | SHANDON DIAGNOSTICS Ltd. | GN00004867 | RS SILOAM ( PT SILOAM INTERNATIONAL HOSPITALS ) PALEMBANG | PALEMBANG | SUMATERA SELATAN | PALEMBANG | MAIN UNIT | CUSTOMER | - |  | 1 January 2012 |  | - |  | - |  | ACTIVE
HS0973A1208 | SH001 | HISTOSTAR | DIAGNOSTIC 2 | SHANDON DIAGNOSTICS Ltd. | GN00008512 | RS SILOAM ( PT SILOAM INTERNATIONAL HOSPITALS ) SIMATUPANG | JAKARTA-2 | DKI JAKARTA | JAKARTA SELATAN | MAIN UNIT | CUSTOMER | 3 August 2015 | BUDI SUROSO - TSE | 1 June 2014 |  | 3 August 2015 | BUDI SUROSO - TSE | - |  | ACTIVE
HS0974A1208 | SH001 | HISTOSTAR | DIAGNOSTIC 2 | SHANDON DIAGNOSTICS Ltd. | GN00000604 | RSUD DR RUBINI MEMPAWAH | PONTIANAK | KALIMANTAN BARAT | PONTIANAK | MAIN UNIT | CUSTOMER | 17 September 2014 | GANDHI YANRANGGA | 1 January 1900 |  | 17 September 2014 | GANDHI YANRANGGA | - |  | ACTIVE
HS0976A1208 | SH001 | HISTOSTAR | DIAGNOSTIC 2 | SHANDON DIAGNOSTICS Ltd. | GN00000535 | RSUP DR KARIADI | SEMARANG | JAWA TENGAH | SEMARANG | MAIN UNIT | CUSTOMER | 1 February 1990 | MUNADI - TSE | 1 January 2013 |  | 1 February 1990 | MUNADI - TSE | - |  | ACTIVE
HS0988A1208 | SH001 | HISTOSTAR | DIAGNOSTIC 2 | SHANDON DIAGNOSTICS Ltd. | GN00000211 | RSU BENGKALIS | PEKAN BARU | RIAU | PEKANBARU | MAIN UNIT | CUSTOMER | 30 March 2015 | AGUS FAUZI | 1 January 1900 |  | 30 March 2015 | AGUS FAUZI | - |  | ACTIVE
HS0992A1208 | SH001 | HISTOSTAR | DIAGNOSTIC 2 | SHANDON DIAGNOSTICS Ltd. | GN00001512 | RSU DR. SOEBANDI | JEMBER | JAWA TIMUR | JEMBER | MAIN UNIT | CUSTOMER | 10 April 2015 |  | 1 January 1900 |  | 10 April 2015 |  | - |  | ACTIVE
HS1084B2105EP | SH001 | HISTOSTAR | DIAGNOSTIC 2 | SHANDON DIAGNOSTICS Ltd. | GN00001206 | RSUD PROF DR MARGONO SOEKARJO | PURWOKERTO | JAWA TENGAH | BANYUMAS | MAIN UNIT | CUSTOMER | - |  | 23 September 2021 |  | 30 September 2021 | LEO LANANG SIGIT - TSE CP | 11 October 2023 | ANDI ISMAIL - SPV TSE TIMUR | ACTIVE
HS1101A2105EP | SH001 | HISTOSTAR | DIAGNOSTIC 2 | SHANDON DIAGNOSTICS Ltd. | GN00002986 | RDC PUSAT - RAWAGELAM | PUSAT | DKI JAKARTA | JAKARTA TIMUR | MAIN UNIT | EMP | - |  | - |  | 14 September 2021 | LEO LANANG SIGIT - TSE CP | - |  | ACTIVE
HS1102A2105EP | SH001 | HISTOSTAR | DIAGNOSTIC 2 | SHANDON DIAGNOSTICS Ltd. | GN00002986 | RDC PUSAT - RAWAGELAM | PUSAT | DKI JAKARTA | JAKARTA TIMUR | MAIN UNIT | EMP | - |  | - |  | 14 September 2021 | LEO LANANG SIGIT - TSE CP | - |  | ACTIVE
HS1102A210SEP | SH001 | HISTOSTAR | DIAGNOSTIC 2 | SHANDON DIAGNOSTICS Ltd. | GN19110017 | RSUD Provinsi NTB | MATARAM | NUSA TENGGARA BARAT | MATARAM | MAIN UNIT | CUSTOMER | - |  | - |  | 20 April 2022 | LEO LANANG SIGIT - TSE CP | - |  | ACTIVE
HS1103A2105EP | SH001 | HISTOSTAR | DIAGNOSTIC 2 | SHANDON DIAGNOSTICS Ltd. | GN19040030 | BALAI VETERINER BUKITTINGGI | PADANG | SUMATERA BARAT | BUKITTINGGI | MAIN UNIT | CUSTOMER | - |  | 19 July 2022 | ABDI PUTRA - TSE | 14 September 2021 | LEO LANANG SIGIT - TSE CP | 19 July 2022 | ABDI PUTRA - TSE | ACTIVE
HS1104A2105EP | SH001 | HISTOSTAR | DIAGNOSTIC 2 | SHANDON DIAGNOSTICS Ltd. | GN00000519 | RSUD BENDAN | SEMARANG | JAWA TENGAH | PEKALONGAN | MAIN UNIT | CUSTOMER | - |  | 29 December 2021 | MUNADI - TSE | 14 September 2021 | LEO LANANG SIGIT - TSE CP | 29 December 2021 | MUNADI - TSE | ACTIVE
HS1105A2105EP | SH001 | HISTOSTAR | DIAGNOSTIC 2 | SHANDON DIAGNOSTICS Ltd. | GN00002016 | RS BHAYANGKARA KEDIRI | KEDIRI | JAWA TIMUR | KEDIRI | MAIN UNIT | CUSTOMER | - |  | 29 November 2022 | ADITIYA NOVANDRA - TSE | 14 September 2021 | LEO LANANG SIGIT - TSE CP | 30 October 2023 | ANDI ISMAIL - SPV TSE TIMUR | ACTIVE
HS1106A2105EP | SH001 | HISTOSTAR | DIAGNOSTIC 2 | SHANDON DIAGNOSTICS Ltd. | GN00000594 | RSU St. Antonius | PONTIANAK | KALIMANTAN BARAT |  | MAIN UNIT | EMP | - |  | - |  | 14 September 2021 | LEO LANANG SIGIT - TSE CP | - |  | ACTIVE
HS1107A1211 | SH001 | HISTOSTAR | DIAGNOSTIC 2 | SHANDON DIAGNOSTICS Ltd. | GN00001967 | RS DEWI SRI | BEKASI | JAWA BARAT | KARAWANG | MAIN UNIT | CUSTOMER | 22 January 2015 | SURYADI | 8 January 2014 |  | 22 January 2015 | SURYADI | - |  | ACTIVE
HS1107A2105EP | SH001 | HISTOSTAR | DIAGNOSTIC 2 | SHANDON DIAGNOSTICS Ltd. | GN00001918 | RS ISLAM KLATEN | YOGYAKARTA | YOGYAKARTA | YOGYAKARTA | MAIN UNIT | EMP | - |  | 4 January 2022 | DIAN FEBRIYANA - TSE | 14 September 2021 | LEO LANANG SIGIT - TSE CP | 4 January 2022 | DIAN FEBRIYANA - TSE | ACTIVE
HS1108A2105EP | SH001 | HISTOSTAR | DIAGNOSTIC 2 | SHANDON DIAGNOSTICS Ltd. | GN20050003 | RS SILOAM PALANGKARAYA | BANJARMASIN | KALIMANTAN TENGAH | BANJARMASIN | MAIN UNIT | CUSTOMER | - |  | 26 March 2022 | SARWANDI - TSE | 14 September 2021 | LEO LANANG SIGIT - TSE CP | 26 March 2022 | SARWANDI - TSE | ACTIVE
HS1118A1211 | SH001 | HISTOSTAR | DIAGNOSTIC 2 | SHANDON DIAGNOSTICS Ltd. | GN00000180 | RSU DUMAI | PEKAN BARU | RIAU | DUMAI | MAIN UNIT | CUSTOMER | 26 December 2014 |  | 13 December 2013 |  | 26 December 2014 |  | - |  | ACTIVE
HS1135B2105EP | SH001 | HISTOSTAR | DIAGNOSTIC 2 | SHANDON DIAGNOSTICS Ltd. | GN00002986 | RDC PUSAT - RAWAGELAM | PUSAT | DKI JAKARTA | JAKARTA TIMUR | MAIN UNIT | EMP | - |  | - |  | 31 May 2022 | LEO LANANG SIGIT - TSE CP | - |  | ACTIVE
HS1147A2105EP | SH001 | HISTOSTAR | DIAGNOSTIC 2 | SHANDON DIAGNOSTICS Ltd. | GN00002986 | RDC PUSAT - RAWAGELAM | PUSAT | DKI JAKARTA | JAKARTA TIMUR | MAIN UNIT | EMP | - |  | - |  | 14 September 2021 | LEO LANANG SIGIT - TSE CP | - |  | ACTIVE
HS1148A2105EP | SH001 | HISTOSTAR | DIAGNOSTIC 2 | SHANDON DIAGNOSTICS Ltd. | GN00001206 | RSUD PROF DR MARGONO SOEKARJO | PURWOKERTO | JAWA TENGAH | BANYUMAS | MAIN UNIT | CUSTOMER | - |  | 27 September 2021 | RIDWAN - TSE | 14 September 2021 | LEO LANANG SIGIT - TSE CP | 27 September 2021 | RIDWAN - TSE | ACTIVE
HS1149A2105EP | SH001 | HISTOSTAR | DIAGNOSTIC 2 | SHANDON DIAGNOSTICS Ltd. | GN00007750 | RS MITRA KELUARGA KENJERAN | SURABAYA-2 | JAWA TIMUR | SURABAYA | MAIN UNIT | CUSTOMER | - |  | 7 March 2022 | FAJAR LESMANA - TSE | 14 September 2021 | LEO LANANG SIGIT - TSE CP | 7 March 2022 | FAJAR LESMANA - TSE | ACTIVE
HS1151A2105EP | SH001 | HISTOSTAR | DIAGNOSTIC 2 | SHANDON DIAGNOSTICS Ltd. | GN00001029 | RS Mitra Kemayoran | JAKARTA-1 | DKI JAKARTA | JAKARTA PUSAT | MAIN UNIT | EMP | - |  | - |  | 14 September 2021 | LEO LANANG SIGIT - TSE CP | - |  | ACTIVE
HS1182B1312 | SH001 | HISTOSTAR | DIAGNOSTIC 2 | SHANDON DIAGNOSTICS Ltd. | GN00001966 | RS SILOAM ( PT SILOAM INTERNATIONAL HOSPITALS ) CIKARANG | BEKASI | JAWA BARAT | CIKARANG | MAIN UNIT | CUSTOMER | 15 November 2014 | GATOT SURYA ADIPUTRA - TSE | 28 January 2014 |  | 15 November 2014 | GATOT SURYA ADIPUTRA - TSE | - |  | ACTIVE
HS1190A2105EP | SH001 | HISTOSTAR | DIAGNOSTIC 2 | SHANDON DIAGNOSTICS Ltd. | GN00001029 | RS Mitra Kemayoran | JAKARTA-1 | DKI JAKARTA | JAKARTA PUSAT | MAIN UNIT | EMP | - |  | - |  | 14 September 2021 | LEO LANANG SIGIT - TSE CP | - |  | INACTIVE
HS1190A2106EP | SH001 | HISTOSTAR | DIAGNOSTIC 2 | SHANDON DIAGNOSTICS Ltd. | GN00002200 | RSUD BHAKTI DHARMA HUSADA | SURABAYA-1 | JAWA TIMUR | SURABAYA | MAIN UNIT | CUSTOMER | - |  | 16 June 2022 | MIKKI FAHRIZI - TSE | 14 September 2021 | LEO LANANG SIGIT - TSE CP | 16 June 2022 | MIKKI FAHRIZI - TSE | ACTIVE
HS1390B1406 | SCP60 |  |  |  | GN00008195 | RS SILOAM ( PT SILOAM INTERNATIONAL HOSPITALS ) KUPANG | KUPANG | NUSA TENGGARA TIMUR | KUPANG | MAIN UNIT | CUSTOMER | 6 January 2015 | I KADEK - TSE | 6 December 2014 |  | 6 January 2015 | I KADEK - TSE | - |  | INACTIVE
HS1403B1406 | SH001 | HISTOSTAR | DIAGNOSTIC 2 | SHANDON DIAGNOSTICS Ltd. | GN00006585 | RSK BEDAH SIAGA | BANJARMASIN | KALIMANTAN SELATAN | BANJARMASIN | MAIN UNIT | CUSTOMER | - |  | 19 August 2014 |  | - |  | - |  | ACTIVE
HS1457B1407 | SH001 | HISTOSTAR | DIAGNOSTIC 2 | SHANDON DIAGNOSTICS Ltd. | GN00000514 | RS ST. ELISABETH (RJ) | SEMARANG | JAWA TENGAH | SEMARANG | MAIN UNIT | CUSTOMER | - |  | 1 January 1900 |  | - |  | - |  | ACTIVE
HS1549B1410 | SCP60 |  |  |  | GN00002459 | RSUD PACITAN | KEDIRI | JAWA TIMUR | PACITAN | MAIN UNIT | CUSTOMER | - |  | 25 August 2015 |  | - |  | - |  | INACTIVE
HS1550B1410 | SCP60 |  |  |  | GN00003411 | RSUD DR. H. RM. SOESELO | TEGAL | JAWA TENGAH | TEGAL | MAIN UNIT | CUSTOMER | 23 December 2014 | MUNADI - TSE | 20 October 2015 |  | 23 December 2014 | MUNADI - TSE | - |  | INACTIVE
HS1557B1410 | SCP60 |  |  |  | GN00007128 | BIOMOLEKULER BBPBAP JEPARA | SEMARANG | JAWA TENGAH | JEPARA | MAIN UNIT | CUSTOMER | 23 December 2014 | MUNADI - TSE | 4 June 2015 |  | 23 December 2014 | MUNADI - TSE | - |  | INACTIVE
HS1564B1410 | SCP60 |  |  |  | GN00011270 | RS SILOAM YOGYAKARTA | YOGYAKARTA | YOGYAKARTA | YOGYAKARTA | MAIN UNIT | CUSTOMER | - |  | 2 May 2016 |  | - |  | - |  | INACTIVE
HS1569B1411 | ECA05 | COLD PLATE | DIAGNOSTIC 2 | SHANDON DIAGNOSTICS Ltd. | GN00008183 | RS NASIONAL DIPONEGORO | SEMARANG | JAWA TENGAH | SEMARANG | MAIN UNIT | CUSTOMER | - |  | 28 October 2015 |  | - |  | - |  | ACTIVE
HS1573B1411 | SCP60 |  |  |  | GN00008867 | LABORATORIUM PENELITIAN DAN PENGUJIAN TERPADU (LPPT - UGM) | YOGYAKARTA | YOGYAKARTA | YOGYAKARTA | MAIN UNIT | CUSTOMER | - |  | 1 November 2015 |  | - |  | - |  | INACTIVE
HS1585B1411 | SCP60 |  |  |  | GN00002457 | RSU PARE | KEDIRI | JAWA TIMUR | KEDIRI | MAIN UNIT | CUSTOMER | - |  | 11 February 2016 |  | - |  | - |  | INACTIVE
HS1591B1411 | SCP60 |  |  |  | GN00001783 | RS PKU Muhammadiyah Surakarta | SOLO | JAWA TENGAH | SURAKARTA | MAIN UNIT | CUSTOMER | 3 November 2018 | TEGAR PANDU - TSE | 3 November 2018 |  | 3 November 2018 | TEGAR PANDU - TSE | - |  | INACTIVE
HS1691A1312 | SH001 | HISTOSTAR | DIAGNOSTIC 2 | SHANDON DIAGNOSTICS Ltd. | GN00002985 | WORKSHOOP CSM PUSAT | PUSAT | DKI JAKARTA | JAKARTA TIMUR | MAIN UNIT | EMP | 28 August 2014 | MOHAMAD SUKARJO - TSE CP | 28 August 2014 |  | 28 August 2014 | MOHAMAD SUKARJO - TSE CP | - |  | ACTIVE
HS1700A1312 | SH001 | HISTOSTAR | DIAGNOSTIC 2 | SHANDON DIAGNOSTICS Ltd. | GN00001334 | RSUD Sanjiwani Gianyar | DENPASAR | BALI |  | MAIN UNIT | CUSTOMER | 19 November 2014 | I KADEK - TSE | 12 June 2014 |  | 19 November 2014 | I KADEK - TSE | - |  | ACTIVE
HS1701A1312 | SH001 | HISTOSTAR | DIAGNOSTIC 2 | SHANDON DIAGNOSTICS Ltd. | GN00001966 | RS SILOAM ( PT SILOAM INTERNATIONAL HOSPITALS ) CIKARANG | BEKASI | JAWA BARAT | CIKARANG | MAIN UNIT | CUSTOMER | 22 June 2016 | GATOT SURYA ADIPUTRA - TSE | 25 January 2014 |  | 22 June 2016 | GATOT SURYA ADIPUTRA - TSE | - |  | ACTIVE
HS1702A1312 | SH001 | HISTOSTAR | DIAGNOSTIC 2 | SHANDON DIAGNOSTICS Ltd. | GN00002335 | LAB THAMRIN S.BATANGHARI | MEDAN | SUMATERA UTARA | MEDAN | MAIN UNIT | CUSTOMER | 6 February 2015 | ARBIANSYAH - TSE | 12 November 2013 |  | 6 February 2015 | ARBIANSYAH - TSE | - |  | ACTIVE
HS1750A2202EP | SH001 | HISTOSTAR | DIAGNOSTIC 2 | SHANDON DIAGNOSTICS Ltd. | GN00007117 | RS ROYAL PRIMA | MEDAN | SUMATERA UTARA | MEDAN | MAIN UNIT | EMP | - |  | 31 August 2022 | BARITA P-SIMAMORA - TSE | 25 April 2022 | LEO LANANG SIGIT - TSE CP | 31 August 2022 | BARITA P-SIMAMORA - TSE | ACTIVE
HS1751A2202EP | SH001 | HISTOSTAR | DIAGNOSTIC 2 | SHANDON DIAGNOSTICS Ltd. | GN00001215 | RSUD DR. R. GOETENG TAROENADIBRATA PURBALINGGA | PURWOKERTO | JAWA TENGAH | PURBALINGGA | MAIN UNIT | CUSTOMER | - |  | 26 July 2022 |  | 25 April 2022 | LEO LANANG SIGIT - TSE CP | 30 October 2023 | ANDI ISMAIL - SPV TSE TIMUR | ACTIVE
HS1752B1508 | SCP60 |  |  |  | GN00001828 | RSU WALUYO JATI KRAKSAAN | MALANG | JAWA TIMUR | PROBOLINGGO | MAIN UNIT | CUSTOMER | - |  | 27 October 2015 |  | - |  | - |  | INACTIVE
HS1755A2202EP | SH001 | HISTOSTAR | DIAGNOSTIC 2 | SHANDON DIAGNOSTICS Ltd. | GN00001180 | RSTP (TUBERCOLOSIS PARU) SIDAWANGI | CIREBON | JAWA BARAT | CIREBON | MAIN UNIT | CUSTOMER | - |  | 26 September 2022 | ARBIANSYAH - TSE | 25 April 2022 | LEO LANANG SIGIT - TSE CP | 26 September 2022 | ARBIANSYAH - TSE | ACTIVE
HS1756A2202EP | SH001 | HISTOSTAR | DIAGNOSTIC 2 | SHANDON DIAGNOSTICS Ltd. | GN00003001 | PT. ENSEVAL MEDIKA PRIMA - HO | PUSAT | DKI JAKARTA | JAKARTA TIMUR | MAIN UNIT | EMP | - |  | - |  | 25 April 2022 | LEO LANANG SIGIT - TSE CP | - |  | ACTIVE
HS1756B1508 | SCP60 |  |  |  | GN00002464 | RSUD DR HARJONO S PONOROGO | KEDIRI | JAWA TIMUR | PONOROGO | MAIN UNIT | CUSTOMER | - |  | 12 November 2015 |  | - |  | - |  | INACTIVE
HS1761B1508 | ECA05 | COLD PLATE | DIAGNOSTIC 2 | SHANDON DIAGNOSTICS Ltd. | GN00008599 | UNPAD - FARMASI | BANDUNG | JAWA BARAT | BANDUNG | MAIN UNIT | CUSTOMER | 15 March 2016 | SUKMA WIJAYA - TSE | 14 March 2016 |  | 15 March 2016 | SUKMA WIJAYA - TSE | - |  | ACTIVE
HS1762B2202EP | SH003 | HISTOSTAR-COLDPLATE | DIAGNOSTIC 2 | SHANDON DIAGNOSTICS Ltd. | GN00007117 | RS ROYAL PRIMA | MEDAN | SUMATERA UTARA | MEDAN | MAIN UNIT | CUSTOMER | - |  | 2 October 2022 | AZLI YUDHA - TSE | 30 August 2022 | NOVAN KURNIARTATO - TSE | 2 October 2022 | AZLI YUDHA - TSE | ACTIVE
HS1799A2202EP | SH001 | HISTOSTAR | DIAGNOSTIC 2 | SHANDON DIAGNOSTICS Ltd. | GN00001140 | RS Eka Hospital | TANGERANG | BANTEN | TANGERANG | MAIN UNIT | CUSTOMER | - |  | - |  | 25 April 2022 | LEO LANANG SIGIT - TSE CP | - |  | ACTIVE
HS1802A2202EP | SH001 | HISTOSTAR | DIAGNOSTIC 2 | SHANDON DIAGNOSTICS Ltd. | GN00003001 | PT. ENSEVAL MEDIKA PRIMA - HO | PUSAT | DKI JAKARTA | JAKARTA TIMUR | MAIN UNIT | EMP | - |  | - |  | 25 April 2022 | LEO LANANG SIGIT - TSE CP | - |  | ACTIVE
HS1818A2203EP | SH001 | HISTOSTAR | DIAGNOSTIC 2 | SHANDON DIAGNOSTICS Ltd. | GN00001805 | RSUD SIMO | SOLO | JAWA TENGAH | BOYOLALI | MAIN UNIT | EMP | - |  | - |  | 22 June 2022 | LEO LANANG SIGIT - TSE CP | - |  | ACTIVE
HS1836A2203EP | SH001 | HISTOSTAR | DIAGNOSTIC 2 | SHANDON DIAGNOSTICS Ltd. | GN00000666 | RSUD TAMIANG LAYANG | BANJARMASIN | KALIMANTAN TENGAH | PALANGKA RAYA | MAIN UNIT | CUSTOMER | - |  | 30 November 2022 |  | 22 June 2022 | LEO LANANG SIGIT - TSE CP | 10 October 2023 | ANDI ISMAIL - SPV TSE TIMUR | ACTIVE
HS1838A2203EP | SH001 | HISTOSTAR | DIAGNOSTIC 2 | SHANDON DIAGNOSTICS Ltd. | GN17060073 | RSUD KOTA MALANG | MALANG | JAWA TIMUR | MALANG | MAIN UNIT | CUSTOMER | - |  | 1 December 2022 |  | 22 June 2022 | LEO LANANG SIGIT - TSE CP | 11 October 2023 | ANDI ISMAIL - SPV TSE TIMUR | ACTIVE
HS1876A2203EP | SH001 | HISTOSTAR | DIAGNOSTIC 2 | SHANDON DIAGNOSTICS Ltd. | GN00002458 | RSUD DR SOEDOMO | KEDIRI | JAWA TIMUR | TRENGGALEK | MAIN UNIT | CUSTOMER | - |  | 31 August 2022 | PHILIP LAKRISNA - TSE | 22 June 2022 | LEO LANANG SIGIT - TSE CP | 31 August 2022 | PHILIP LAKRISNA - TSE | ACTIVE
HS1877A2203EP | SH001 | HISTOSTAR | DIAGNOSTIC 2 | SHANDON DIAGNOSTICS Ltd. | GN24060005 | KALGEN INNOLAB CAB SURABAYA | SURABAYA-1 | JAWA TIMUR | SURABAYA | MAIN UNIT | CUSTOMER | - |  | - |  | 25 April 2025 | ERIS MAHRUS HADI - TSE CP | - |  | ACTIVE
HS1880A2203EP | SH001 | HISTOSTAR | DIAGNOSTIC 2 | SHANDON DIAGNOSTICS Ltd. | GN00000005 | RSUD KARAWANG | BEKASI | JAWA BARAT | BEKASI | MAIN UNIT | CUSTOMER | - |  | 3 October 2022 | GATOT SURYA ADIPUTRA - TSE | 22 June 2022 | LEO LANANG SIGIT - TSE CP | 3 October 2022 | GATOT SURYA ADIPUTRA - TSE | ACTIVE
HS1881A2203EP | SH001 | HISTOSTAR | DIAGNOSTIC 2 | SHANDON DIAGNOSTICS Ltd. | GN19040004 | RSUD DAYA MAKASSAR | MAKASSAR | SULAWESI SELATAN | MAKASSAR | MAIN UNIT | CUSTOMER | - |  | 26 October 2022 |  | 22 June 2022 | LEO LANANG SIGIT - TSE CP | 5 December 2023 | ANDI ISMAIL - SPV TSE TIMUR | ACTIVE
HS1884A2203EP | SH001 | HISTOSTAR | DIAGNOSTIC 2 | SHANDON DIAGNOSTICS Ltd. | GN00011815 | RSU HERMINA ARCAMANIK | BANDUNG | JAWA BARAT | BANDUNG | MAIN UNIT | CUSTOMER | - |  | 13 January 2023 | ARBIANSYAH - TSE | 22 June 2022 | LEO LANANG SIGIT - TSE CP | 20 October 2023 | SAHID DERMAWAN - SPV TSE BARAT | ACTIVE
HS18877A2203EP | SH001 | HISTOSTAR | DIAGNOSTIC 2 | SHANDON DIAGNOSTICS Ltd. | GN00003001 | PT. ENSEVAL MEDIKA PRIMA - HO | PUSAT | DKI JAKARTA | JAKARTA TIMUR | MAIN UNIT | EMP | - |  | - |  | 22 June 2022 | LEO LANANG SIGIT - TSE CP | - |  | ACTIVE
HS1966A1406 | SH001 | HISTOSTAR | DIAGNOSTIC 2 | SHANDON DIAGNOSTICS Ltd. | GN00008195 | RS SILOAM ( PT SILOAM INTERNATIONAL HOSPITALS ) KUPANG | KUPANG | NUSA TENGGARA TIMUR | KUPANG | MAIN UNIT | CUSTOMER | 6 January 2015 | I KADEK - TSE | 6 December 2014 |  | 6 January 2015 | I KADEK - TSE | - |  | ACTIVE
HS1983A1406 | SH001 | HISTOSTAR | DIAGNOSTIC 2 | SHANDON DIAGNOSTICS Ltd. | GN00006585 | RSK BEDAH SIAGA | BANJARMASIN | KALIMANTAN SELATAN | BANJARMASIN | MAIN UNIT | CUSTOMER | - |  | 19 August 2014 |  | - |  | - |  | ACTIVE
HS1994A1406 | SH001 | HISTOSTAR | DIAGNOSTIC 2 | SHANDON DIAGNOSTICS Ltd. | GN00006640 | SANTOSA HOSPITAL KOPO | BANDUNG | JAWA BARAT | BANDUNG | MAIN UNIT | CUSTOMER | 7 January 2015 | SUKMA WIJAYA - TSE | 29 September 2014 |  | 7 January 2015 | SUKMA WIJAYA - TSE | - |  | ACTIVE
HS2041A1407 | SH001 | HISTOSTAR | DIAGNOSTIC 2 | SHANDON DIAGNOSTICS Ltd. | GN00002985 | WORKSHOOP CSM PUSAT | PUSAT | DKI JAKARTA | JAKARTA TIMUR | MAIN UNIT | EMP | 4 February 2015 | ANASTASIA OCTAVIN | 1 January 1900 |  | 4 February 2015 | ANASTASIA OCTAVIN | - |  | ACTIVE
HS2096A1408 | SH001 | HISTOSTAR | DIAGNOSTIC 2 | SHANDON DIAGNOSTICS Ltd. | GN00004316 | RS HAJI | MEDAN | SUMATERA UTARA | MEDAN | MAIN UNIT | CUSTOMER | 6 December 2014 | ARBIANSYAH - TSE | 6 December 2014 |  | 6 December 2014 | ARBIANSYAH - TSE | - |  | ACTIVE
HS2159A1410 | SH001 | HISTOSTAR | DIAGNOSTIC 2 | SHANDON DIAGNOSTICS Ltd. | GN00007128 | BIOMOLEKULER BBPBAP JEPARA | SEMARANG | JAWA TENGAH | JEPARA | MAIN UNIT | CUSTOMER | 23 December 2014 | MUNADI - TSE | 4 June 2015 |  | 23 December 2014 | MUNADI - TSE | - |  | ACTIVE
HS2163A1410 | ECA06 | HOT EMBEDDING SYSTEM | DIAGNOSTIC 2 | SHANDON DIAGNOSTICS Ltd. | GN00011270 | RS SILOAM YOGYAKARTA | YOGYAKARTA | YOGYAKARTA | YOGYAKARTA | MAIN UNIT | CUSTOMER | - |  | 2 May 2016 |  | - |  | - |  | ACTIVE
HS2169A1410 | SH001 | HISTOSTAR | DIAGNOSTIC 2 | SHANDON DIAGNOSTICS Ltd. | GN00002459 | RSUD PACITAN | KEDIRI | JAWA TIMUR | PACITAN | MAIN UNIT | CUSTOMER | - |  | 25 August 2015 |  | - |  | - |  | ACTIVE
HS2193A1410 | SH001 | HISTOSTAR | DIAGNOSTIC 2 | SHANDON DIAGNOSTICS Ltd. | GN00003411 | RSUD DR. H. RM. SOESELO | TEGAL | JAWA TENGAH | TEGAL | MAIN UNIT | CUSTOMER | 23 December 2014 | MUNADI - TSE | 4 November 2015 |  | 23 December 2014 | MUNADI - TSE | - |  | ACTIVE
HS2231A1411 | SH001 | HISTOSTAR | DIAGNOSTIC 2 | SHANDON DIAGNOSTICS Ltd. | GN00001783 | RS PKU Muhammadiyah Surakarta | SOLO | JAWA TENGAH | SURAKARTA | MAIN UNIT | CUSTOMER | 3 November 2018 | TEGAR PANDU - TSE | 3 November 2018 |  | 3 November 2018 | TEGAR PANDU - TSE | - |  | ACTIVE
HS2232A1411 | SH001 | HISTOSTAR | DIAGNOSTIC 2 | SHANDON DIAGNOSTICS Ltd. | GN00008183 | RS NASIONAL DIPONEGORO | SEMARANG | JAWA TENGAH | SEMARANG | MAIN UNIT | CUSTOMER | 28 October 2015 | MUNADI - TSE | 28 October 2015 |  | 28 October 2015 | MUNADI - TSE | - |  | ACTIVE
HS2234A1411 | SH001 | HISTOSTAR | DIAGNOSTIC 2 | SHANDON DIAGNOSTICS Ltd. | GN00000484 | RSUD KOTA IDI RAYEUK | BANDA ACEH | ACEH | ACEH TIMUR | MAIN UNIT | CUSTOMER | 22 October 2015 | ARBIANSYAH - TSE | 22 October 2015 |  | 22 October 2015 | ARBIANSYAH - TSE | - |  | ACTIVE
HS2235A1411 | SH001 | HISTOSTAR | DIAGNOSTIC 2 | SHANDON DIAGNOSTICS Ltd. | GN00002457 | RSU PARE | KEDIRI | JAWA TIMUR | KEDIRI | MAIN UNIT | CUSTOMER | - |  | 11 February 2016 |  | - |  | - |  | ACTIVE
HS2467A1508 | SH001 | HISTOSTAR | DIAGNOSTIC 2 | SHANDON DIAGNOSTICS Ltd. | GN00001828 | RSU WALUYO JATI KRAKSAAN | MALANG | JAWA TIMUR | PROBOLINGGO | MAIN UNIT | CUSTOMER | - |  | 27 October 2015 |  | - |  | - |  | ACTIVE
HS2469A1508 | SH003 | HISTOSTAR-COLDPLATE | DIAGNOSTIC 2 | SHANDON DIAGNOSTICS Ltd. | GN00006018 | RSUD GUNUNGJATI | CIREBON | JAWA BARAT | CIREBON | MAIN UNIT | CUSTOMER | 10 December 2015 | SUKMA WIJAYA - TSE | 10 December 2015 |  | 10 December 2015 | SUKMA WIJAYA - TSE | - |  | ACTIVE
HS2471A1508 | SH001 | HISTOSTAR | DIAGNOSTIC 2 | SHANDON DIAGNOSTICS Ltd. | GN00002464 | RSUD DR HARJONO S PONOROGO | KEDIRI | JAWA TIMUR | PONOROGO | MAIN UNIT | CUSTOMER | - |  | 10 May 2017 |  | - |  | - |  | ACTIVE
HS2472A1508 | SH001 | HISTOSTAR | DIAGNOSTIC 2 | SHANDON DIAGNOSTICS Ltd. | GN00007266 | RSUD CURUP | BENGKULU | BENGKULU | CURUP | MAIN UNIT | CUSTOMER | - |  | 1 January 2015 |  | - |  | - |  | ACTIVE
HS2482A1509 | ECA06 | HOT EMBEDDING SYSTEM | DIAGNOSTIC 2 | SHANDON DIAGNOSTICS Ltd. | GN00008599 | UNPAD - FARMASI | BANDUNG | JAWA BARAT | BANDUNG | MAIN UNIT | CUSTOMER | 25 April 2016 | SUKMA WIJAYA - TSE | 14 March 2016 |  | 25 April 2016 | SUKMA WIJAYA - TSE | - |  | ACTIVE
HS2632A2206EP | SH001 | HISTOSTAR | DIAGNOSTIC 2 | SHANDON DIAGNOSTICS Ltd. | GN23090012 | LAB UI MEDIKA | JAKARTA-1 | DKI JAKARTA | JAKARTA TIMUR | MAIN UNIT | CUSTOMER | - |  | 30 November 2023 |  | 10 August 2022 | LEO LANANG SIGIT - TSE CP | 7 December 2023 | SAHID DERMAWAN - SPV TSE BARAT | ACTIVE
HS2633A2206EP | SH001 | HISTOSTAR | DIAGNOSTIC 2 | SHANDON DIAGNOSTICS Ltd. | GN23040027 | RSUD MOHAMMAD NOER PAMEKASAN | SURABAYA-1 | JAWA TIMUR | SURABAYA | MAIN UNIT | CUSTOMER | - |  | 23 February 2023 |  | 10 August 2022 | LEO LANANG SIGIT - TSE CP | 12 October 2023 | ANDI ISMAIL - SPV TSE TIMUR | ACTIVE
HS2634A2206EP | SH001 | HISTOSTAR | DIAGNOSTIC 2 | SHANDON DIAGNOSTICS Ltd. | GN00001177 | RS SUMBER KASIH | CIREBON | JAWA BARAT | CIREBON | MAIN UNIT | CUSTOMER | - |  | 13 April 2023 | ARBIANSYAH - TSE | 10 August 2022 | LEO LANANG SIGIT - TSE CP | 20 October 2023 | SAHID DERMAWAN - SPV TSE BARAT | ACTIVE
HS2635A2206EP | SH001 | HISTOSTAR | DIAGNOSTIC 2 | SHANDON DIAGNOSTICS Ltd. | GN00003001 | PT. ENSEVAL MEDIKA PRIMA - HO | PUSAT | DKI JAKARTA | JAKARTA TIMUR | MAIN UNIT | EMP | - |  | - |  | 10 August 2022 | LEO LANANG SIGIT - TSE CP | - |  | ACTIVE
HS2636A2206EP | SH001 | HISTOSTAR | DIAGNOSTIC 2 | SHANDON DIAGNOSTICS Ltd. | GN00001679 | RSUD ABEPURA | JAYAPURA | PAPUA | JAYAPURA | MAIN UNIT | CUSTOMER | - |  | 23 August 2023 |  | 10 August 2022 | LEO LANANG SIGIT - TSE CP | 14 October 2023 | ANDI ISMAIL - SPV TSE TIMUR | ACTIVE
HS2637A2206EP | SH001 | HISTOSTAR | DIAGNOSTIC 2 | SHANDON DIAGNOSTICS Ltd. | GN00000460 | RSUD DR ZAINOEL ABIDIN | BANDA ACEH | ACEH | BANDA ACEH | MAIN UNIT | CUSTOMER | - |  | 5 July 2023 |  | 10 August 2022 | LEO LANANG SIGIT - TSE CP | 19 October 2023 | SAHID DERMAWAN - SPV TSE BARAT | ACTIVE
HS2638A2206EP | SH001 | HISTOSTAR | DIAGNOSTIC 2 | SHANDON DIAGNOSTICS Ltd. | GN00008512 | RS SILOAM ( PT SILOAM INTERNATIONAL HOSPITALS ) SIMATUPANG | JAKARTA-2 | DKI JAKARTA | JAKARTA SELATAN | MAIN UNIT | EMP | - |  | 19 April 2024 |  | 10 August 2022 | LEO LANANG SIGIT - TSE CP | 22 April 2024 | SAHID DERMAWAN - SPV TSE BARAT | ACTIVE
HS2639A2206EP | SH001 | HISTOSTAR | DIAGNOSTIC 2 | SHANDON DIAGNOSTICS Ltd. | GN00000009 | RSU DR CIPTO MANGUNKUSUMO | JAKARTA-1 | DKI JAKARTA | JAKARTA PUSAT | MAIN UNIT | EMP | - |  | 17 November 2023 | HARI UDI RAHARJO - TSE | 10 August 2022 | LEO LANANG SIGIT - TSE CP | 3 October 2025 | SAHID DERMAWAN - SPV TSE BARAT | ACTIVE
HS2640A2206EP | SH001 | HISTOSTAR | DIAGNOSTIC 2 | SHANDON DIAGNOSTICS Ltd. | GN00005611 | RS Columbia Asia - Semarang | SEMARANG | JAWA TENGAH | SEMARANG | MAIN UNIT | CUSTOMER | - |  | 8 December 2023 |  | 10 August 2022 | LEO LANANG SIGIT - TSE CP | 21 December 2023 | ANDI ISMAIL - SPV TSE TIMUR | ACTIVE
HS2783A2209EP | SH001 | HISTOSTAR | DIAGNOSTIC 2 | SHANDON DIAGNOSTICS Ltd. | GN24060010 | RS PRIMAYA MAKASSAR | MAKASSAR | SULAWESI SELATAN | MAKASSAR | MAIN UNIT | CUSTOMER | 27 December 2022 | MOHAMAD SUKARJO - TSE CP | 13 March 2024 |  | 23 March 2023 |  | 10 June 2024 | ANDI ISMAIL - SPV TSE TIMUR | ACTIVE
HS3149A1511 | SH002 | HISTOSTAR-HOT EMBEDDING MODULE | DIAGNOSTIC 2 | SHANDON DIAGNOSTICS Ltd. | GN00001409 | RSU PROF DR W Z JOHANES | KUPANG | NUSA TENGGARA TIMUR | KUPANG | MAIN UNIT | CUSTOMER | - |  | 30 November 2021 | I KADEK - TSE | 24 November 2021 | LEO LANANG SIGIT - TSE CP | 30 November 2021 | I KADEK - TSE | ACTIVE
HS3152A1511 | SH001 | HISTOSTAR | DIAGNOSTIC 2 | SHANDON DIAGNOSTICS Ltd. | GN00001909 | RSUD MUNTILAN | YOGYAKARTA | YOGYAKARTA | YOGYAKARTA | MAIN UNIT | CUSTOMER | - |  | 1 January 1900 |  | - |  | - |  | ACTIVE
HS3175A1511 | ECA06 | HOT EMBEDDING SYSTEM | DIAGNOSTIC 2 | SHANDON DIAGNOSTICS Ltd. | GN00001320 | RSUD MANGUSADA BADUNG | DENPASAR | BALI | BADUNG | MAIN UNIT | CUSTOMER | 21 June 2017 | SAHID DERMAWAN - SPV TSE BARAT | 21 April 2017 |  | 21 June 2017 | SAHID DERMAWAN - SPV TSE BARAT | - |  | ACTIVE
HS3195B1511 | ECA05 | COLD PLATE | DIAGNOSTIC 2 | SHANDON DIAGNOSTICS Ltd. | GN00000968 | RSUD KOTA BANDUNG | BANDUNG | JAWA BARAT | BANDUNG | MAIN UNIT | CUSTOMER | 14 July 2016 | SUKMA WIJAYA - TSE | 14 July 2016 |  | 14 July 2016 | SUKMA WIJAYA - TSE | - |  | ACTIVE
HS3196B1511 | ECA05 | COLD PLATE | DIAGNOSTIC 2 | SHANDON DIAGNOSTICS Ltd. | GN00002406 | RUMKIT TK II DR. SOEDJONO | YOGYAKARTA | YOGYAKARTA | MAGELANG | MAIN UNIT | CUSTOMER | - |  | 22 June 2016 |  | - |  | - |  | ACTIVE
HS3209A2302EP | SH001 | HISTOSTAR | DIAGNOSTIC 2 | SHANDON DIAGNOSTICS Ltd. | GN00001788 | RSUD DR RSOEDJATI SOEMODIARDJO GROBOGAN | SOLO | JAWA TENGAH | PURWODADI | MAIN UNIT | CUSTOMER | - |  | 6 December 2023 |  | 31 March 2023 | NOVAN KURNIARTATO - TSE | 21 December 2023 | ANDI ISMAIL - SPV TSE TIMUR | ACTIVE
HS3231A2302EP | SH001 | HISTOSTAR | DIAGNOSTIC 2 | SHANDON DIAGNOSTICS Ltd. | GN23090030 | RSUD ODSK PROV SULAWESI UTARA | MANADO | SULAWESI UTARA | MANADO | MAIN UNIT | CUSTOMER | - |  | 25 July 2023 |  | 31 March 2023 | NOVAN KURNIARTATO - TSE | 14 October 2023 | ANDI ISMAIL - SPV TSE TIMUR | ACTIVE
HS3249A2302EP | SH001 | HISTOSTAR | DIAGNOSTIC 2 | SHANDON DIAGNOSTICS Ltd. | GN00000275 | RSUD LUBUK BASUNG | PADANG | SUMATERA BARAT | LUBUK BASUNG | MAIN UNIT | CUSTOMER | - |  | 22 June 2023 |  | 31 March 2023 | NOVAN KURNIARTATO - TSE | 20 October 2023 | SAHID DERMAWAN - SPV TSE BARAT | ACTIVE
HS3250A2302EP | SH001 | HISTOSTAR | DIAGNOSTIC 2 | SHANDON DIAGNOSTICS Ltd. | GN00006544 | RSUD DR HYULIDIN AWAY | BANDA ACEH | ACEH | BANDA ACEH | MAIN UNIT | CUSTOMER | - |  | 19 September 2023 |  | 31 March 2023 | NOVAN KURNIARTATO - TSE | 10 October 2023 | SAHID DERMAWAN - SPV TSE BARAT | ACTIVE
HS3251A2302EP | SH001 | HISTOSTAR | DIAGNOSTIC 2 | SHANDON DIAGNOSTICS Ltd. | GN00002476 | RSUD CARUBAN | KEDIRI | JAWA TIMUR | MADIUN | MAIN UNIT | CUSTOMER | - |  | 28 July 2023 |  | 31 March 2023 | NOVAN KURNIARTATO - TSE | 14 October 2023 | ANDI ISMAIL - SPV TSE TIMUR | ACTIVE
HS3252A2302EP | SH001 | HISTOSTAR | DIAGNOSTIC 2 | SHANDON DIAGNOSTICS Ltd. | GN23080003 | RSUD AJI BATARA AGUNG DEWA SAKTI SAMBOJA | BALIKPAPAN | KALIMANTAN TIMUR | BALIKPAPAN | MAIN UNIT | CUSTOMER | - |  | 27 July 2023 |  | 31 March 2023 | NOVAN KURNIARTATO - TSE | 14 October 2023 | ANDI ISMAIL - SPV TSE TIMUR | ACTIVE
HS3255A2302EP | SH001 | HISTOSTAR | DIAGNOSTIC 2 | SHANDON DIAGNOSTICS Ltd. | GN23110014 | AMANAH PREMIERE CLINIC | BANJARMASIN | KALIMANTAN SELATAN | BANJARMASIN | MAIN UNIT | CUSTOMER | - |  | 27 December 2023 |  | 31 March 2023 | NOVAN KURNIARTATO - TSE | 2 January 2024 | ANDI ISMAIL - SPV TSE TIMUR | ACTIVE
HS328A2302EP | SH001 | HISTOSTAR | DIAGNOSTIC 2 | SHANDON DIAGNOSTICS Ltd. | GN00012102 | RSUD IDAMAN BANJARBARU | BANJARMASIN | KALIMANTAN SELATAN | BANJARMASIN | MAIN UNIT | CUSTOMER | - |  | - |  | 31 March 2023 | NOVAN KURNIARTATO - TSE | - |  | ACTIVE
HS328A2303EP | SH001 | HISTOSTAR | DIAGNOSTIC 2 | SHANDON DIAGNOSTICS Ltd. | GN00002986 | RDC PUSAT - RAWAGELAM | PUSAT | DKI JAKARTA | JAKARTA TIMUR | MAIN UNIT | EMP | - |  | - |  | 3 January 2024 | LEO LANANG SIGIT - TSE CP | - |  | ACTIVE
HS3322B1601 | ECA05 | COLD PLATE | DIAGNOSTIC 2 | SHANDON DIAGNOSTICS Ltd. | GN00002300 | RS SILOAM ( PT SILOAM INTERNATIONAL HOSPITALS ) GUBENG | SURABAYA-1 | JAWA TIMUR | SURABAYA | MAIN UNIT | CUSTOMER | - |  | 26 August 2019 |  | - |  | - |  | ACTIVE
HS3405B1602 | ECA05 | COLD PLATE | DIAGNOSTIC 2 | SHANDON DIAGNOSTICS Ltd. | GN00000222 | RSUD SELASIH RIAU | PEKAN BARU | RIAU | PANGKALAN KERINCI | MAIN UNIT | CUSTOMER | - |  | 20 October 2016 |  | - |  | - |  | ACTIVE
HS3447A1602 | ECA06 | HOT EMBEDDING SYSTEM | DIAGNOSTIC 2 | SHANDON DIAGNOSTICS Ltd. | GN00000968 | RSUD KOTA BANDUNG | BANDUNG | JAWA BARAT | BANDUNG | MAIN UNIT | CUSTOMER | 14 July 2016 | SUKMA WIJAYA - TSE | 14 July 2016 |  | 14 July 2016 | SUKMA WIJAYA - TSE | - |  | ACTIVE
HS3459A1603 | ECA06 | HOT EMBEDDING SYSTEM | DIAGNOSTIC 2 | SHANDON DIAGNOSTICS Ltd. | GN00000004 | RSUD BEKASI ( RSUD PEMERINTAH KOTA BEKASI ) | BEKASI | JAWA BARAT | BEKASI | MAIN UNIT | CUSTOMER | 21 September 2016 | IBNUL AZIZ - TSE | 21 September 2016 |  | 21 September 2016 | IBNUL AZIZ - TSE | - |  | ACTIVE
HS3462A1603 | SH001 | HISTOSTAR | DIAGNOSTIC 2 | SHANDON DIAGNOSTICS Ltd. | GN00000222 | RSUD SELASIH RIAU | PEKAN BARU | RIAU | PANGKALAN KERINCI | MAIN UNIT | CUSTOMER | 7 November 2016 |  | 20 October 2016 |  | 7 November 2016 |  | - |  | ACTIVE
HS3463A1603 | SH002 | HISTOSTAR-HOT EMBEDDING MODULE | DIAGNOSTIC 2 | SHANDON DIAGNOSTICS Ltd. | GN00002300 | RS SILOAM ( PT SILOAM INTERNATIONAL HOSPITALS ) GUBENG | SURABAYA-1 | JAWA TIMUR | SURABAYA | MAIN UNIT | CUSTOMER | 7 November 2019 | PHILIP LAKRISNA - TSE | 7 November 2019 |  | 7 November 2019 | PHILIP LAKRISNA - TSE | - |  | ACTIVE
HS3467B1603 | SH001 | HISTOSTAR | DIAGNOSTIC 2 | SHANDON DIAGNOSTICS Ltd. | GN00001974 | BALAI BESAR PEGUJIAN MUTU SERTIFIKASI OBAT HEWAN ( BBPMSOH ) | BOGOR | JAWA BARAT | BOGOR | MAIN UNIT | CUSTOMER | - |  | 17 May 2016 |  | - |  | - |  | ACTIVE
HS3469B1603 | ECA05 | COLD PLATE | DIAGNOSTIC 2 | SHANDON DIAGNOSTICS Ltd. | GN00000960 | RS PMN CICENDO | BANDUNG | JAWA BARAT | BANDUNG | MAIN UNIT | CUSTOMER | 21 September 2016 | SUKMA WIJAYA - TSE | 21 September 2016 |  | 21 September 2016 | SUKMA WIJAYA - TSE | - |  | ACTIVE
HS3471B1603 | ECA05 | COLD PLATE | DIAGNOSTIC 2 | SHANDON DIAGNOSTICS Ltd. | GN00011954 | RSUD ADE MOHAMAD DJOOEN | PONTIANAK | KALIMANTAN BARAT | PONTIANAK | MAIN UNIT | CUSTOMER | 20 October 2016 | GATOT SURYA ADIPUTRA - TSE | 20 October 2016 |  | 20 October 2016 | GATOT SURYA ADIPUTRA - TSE | - |  | ACTIVE
HS3473A1603 | SH003 | HISTOSTAR-COLDPLATE | DIAGNOSTIC 2 | SHANDON DIAGNOSTICS Ltd. | GN00001028 | RS MITRA KELUARGA KELAPA GADING | JAKARTA-1 | DKI JAKARTA | JAKARTA UTARA | MAIN UNIT | CUSTOMER | - |  | 29 September 2016 |  | - |  | - |  | ACTIVE
HS3641B2306EP | SH003 | HISTOSTAR-COLDPLATE | DIAGNOSTIC 2 | SHANDON DIAGNOSTICS Ltd. | GN00002986 | RDC PUSAT - RAWAGELAM | PUSAT | DKI JAKARTA | JAKARTA TIMUR | MAIN UNIT | EMP | - |  | - |  | 4 April 2025 | LEO LANANG SIGIT - TSE CP | - |  | ACTIVE
HS3697B2307EP | SH003 | HISTOSTAR-COLDPLATE | DIAGNOSTIC 2 | SHANDON DIAGNOSTICS Ltd. | GN00002986 | RDC PUSAT - RAWAGELAM | PUSAT | DKI JAKARTA | JAKARTA TIMUR | MAIN UNIT | EMP | - |  | - |  | 4 April 2025 | LEO LANANG SIGIT - TSE CP | - |  | ACTIVE
HS3734A2307EP | SH001 | HISTOSTAR | DIAGNOSTIC 2 | SHANDON DIAGNOSTICS Ltd. | GN22080009 | ATTIN HOSPITAL BAWEN | SEMARANG | JAWA TENGAH | SEMARANG | MAIN UNIT | CUSTOMER | - |  | 28 December 2023 |  | 30 October 2023 | LEO LANANG SIGIT - TSE CP | 9 February 2024 | ANDI ISMAIL - SPV TSE TIMUR | ACTIVE
HS3736A2307EP | SH001 | HISTOSTAR | DIAGNOSTIC 2 | SHANDON DIAGNOSTICS Ltd. | GN00000839 | RSUD PROF ANWAR MAKKATUTU KAB BANTAENG | MAKASSAR | SULAWESI SELATAN | BANTAENG | MAIN UNIT | CUSTOMER | - |  | 2 April 2024 |  | 30 October 2023 | LEO LANANG SIGIT - TSE CP | 16 April 2024 | ANDI ISMAIL - SPV TSE TIMUR | ACTIVE
HS3740A2307EP | SH001 | HISTOSTAR | DIAGNOSTIC 2 | SHANDON DIAGNOSTICS Ltd. | GN00000156 | RS ISLAM ARAFAH | JAMBI | JAMBI | JAMBI | MAIN UNIT | CUSTOMER | - |  | 21 November 2024 |  | 30 October 2023 | LEO LANANG SIGIT - TSE CP | 2 December 2024 | SAHID DERMAWAN - SPV TSE BARAT | ACTIVE
HS3741A2308EP | SH001 | HISTOSTAR | DIAGNOSTIC 2 | SHANDON DIAGNOSTICS Ltd. | GN00002986 | RDC PUSAT - RAWAGELAM | PUSAT | DKI JAKARTA | JAKARTA TIMUR | MAIN UNIT | EMP | - |  | - |  | 30 October 2023 | LEO LANANG SIGIT - TSE CP | - |  | ACTIVE
HS3741A307EP | SH001 | HISTOSTAR | DIAGNOSTIC 2 | SHANDON DIAGNOSTICS Ltd. | GN00002986 | RDC PUSAT - RAWAGELAM | PUSAT | DKI JAKARTA | JAKARTA TIMUR | MAIN UNIT | EMP | - |  | - |  | 30 October 2023 | LEO LANANG SIGIT - TSE CP | - |  | ACTIVE
HS3744A1606 | SH001 | HISTOSTAR | DIAGNOSTIC 2 | SHANDON DIAGNOSTICS Ltd. | GN00000409 | RSUD KABAN JAHE | MEDAN | SUMATERA UTARA | KABANJAHE | MAIN UNIT | CUSTOMER | - |  | 26 October 2016 |  | - |  | - |  | ACTIVE
HS3744A2308EP | SH001 | HISTOSTAR | DIAGNOSTIC 2 | SHANDON DIAGNOSTICS Ltd. | GN24120001 | FAK KEDOKTERAN UNIV ANDALAS | PADANG | SUMATERA BARAT | PADANG | MAIN UNIT | CUSTOMER | - |  | 4 December 2024 |  | 30 October 2023 | LEO LANANG SIGIT - TSE CP | 6 January 2025 | SAHID DERMAWAN - SPV TSE BARAT | ACTIVE
HS3745H2308EP | SH001 | HISTOSTAR | DIAGNOSTIC 2 | SHANDON DIAGNOSTICS Ltd. | GN00002986 | RDC PUSAT - RAWAGELAM | PUSAT | DKI JAKARTA | JAKARTA TIMUR | MAIN UNIT | EMP | - |  | - |  | 30 October 2023 | LEO LANANG SIGIT - TSE CP | - |  | ACTIVE
HS3746A2308EP | SH001 | HISTOSTAR | DIAGNOSTIC 2 | SHANDON DIAGNOSTICS Ltd. | GN00000638 | RSUD DAMANHURI BARABAI | BANJARMASIN | KALIMANTAN SELATAN | BANJARMASIN | MAIN UNIT | CUSTOMER | - |  | 21 June 2024 |  | 30 October 2023 | LEO LANANG SIGIT - TSE CP | 24 June 2024 | ANDI ISMAIL - SPV TSE TIMUR | ACTIVE
HS3747A2308EP | SH001 | HISTOSTAR | DIAGNOSTIC 2 | SHANDON DIAGNOSTICS Ltd. | GN00000855 | RS STELLA MARIS | MAKASSAR | SULAWESI SELATAN | MAKASSAR | MAIN UNIT | CUSTOMER | - |  | 7 November 2024 |  | 30 October 2023 | LEO LANANG SIGIT - TSE CP | 2 December 2024 | SAHID DERMAWAN - SPV TSE BARAT | ACTIVE
HS3748A2308EP | SH001 | HISTOSTAR | DIAGNOSTIC 2 | SHANDON DIAGNOSTICS Ltd. | GN17060075 | CIPUTRA MITRA HOSPITAL | BANJARMASIN | KALIMANTAN SELATAN | BANJARMASIN | MAIN UNIT | CUSTOMER | - |  | 4 September 2024 |  | 30 October 2023 | LEO LANANG SIGIT - TSE CP | 9 September 2024 | ANDI ISMAIL - SPV TSE TIMUR | ACTIVE
HS3749A2308EP | SH001 | HISTOSTAR | DIAGNOSTIC 2 | SHANDON DIAGNOSTICS Ltd. | GN22030056 | RSUD LINGGAJATI KUNINGAN | CIREBON | JAWA BARAT | CIREBON | MAIN UNIT | CUSTOMER | - |  | 24 July 2024 |  | 30 October 2023 | LEO LANANG SIGIT - TSE CP | 6 August 2024 | SAHID DERMAWAN - SPV TSE BARAT | ACTIVE
HS3750A2308EP | SH001 | HISTOSTAR | DIAGNOSTIC 2 | SHANDON DIAGNOSTICS Ltd. | GN00001823 | RSUD Dr. SAIFUL ANWAR PROV JAWA TIMUR | MALANG | JAWA TIMUR | MALANG | MAIN UNIT | CUSTOMER | - |  | 14 July 2024 |  | 30 October 2023 | LEO LANANG SIGIT - TSE CP | 20 August 2024 | ANDI ISMAIL - SPV TSE TIMUR | ACTIVE
HS3751A2308EP | SH001 | HISTOSTAR | DIAGNOSTIC 2 | SHANDON DIAGNOSTICS Ltd. | GN00002985 | WORKSHOOP CSM PUSAT | PUSAT | DKI JAKARTA | JAKARTA TIMUR | MAIN UNIT | EMP | - |  | - |  | 30 October 2023 | LEO LANANG SIGIT - TSE CP | - |  | ACTIVE
HS3758B1606 | ECA05 | COLD PLATE | DIAGNOSTIC 2 | SHANDON DIAGNOSTICS Ltd. | GN00000596 | RSU DR SOEDARSO PONTIANAK | PONTIANAK | KALIMANTAN BARAT | PONTIANAK | MAIN UNIT | CUSTOMER | - |  | 29 August 2016 |  | - |  | - |  | ACTIVE
HS3759A2308EP | SH001 | HISTOSTAR | DIAGNOSTIC 2 | SHANDON DIAGNOSTICS Ltd. | GN00001197 | RS SILOAM ( PT SILOAM INTERNATIONAL HOSPITALS ) KARAWACI | TANGERANG | BANTEN | TANGERANG | MAIN UNIT | EMP | - |  | 7 March 2025 |  | 30 October 2023 | LEO LANANG SIGIT - TSE CP | 17 March 2025 | SAHID DERMAWAN - SPV TSE BARAT | ACTIVE
HS3760A2308EP | SH001 | HISTOSTAR | DIAGNOSTIC 2 | SHANDON DIAGNOSTICS Ltd. | GN00002952 | RUMKIT TK III WIJAYAKUSUMA | PURWOKERTO | JAWA TENGAH | PURWOKERTO | MAIN UNIT | CUSTOMER | - |  | 27 June 2024 |  | 30 October 2023 | LEO LANANG SIGIT - TSE CP | 2 July 2024 | ANDI ISMAIL - SPV TSE TIMUR | ACTIVE
HS3763A2308EP | SH001 | HISTOSTAR | DIAGNOSTIC 2 | SHANDON DIAGNOSTICS Ltd. | GN00001501 | RS PARU JEMBER | JEMBER | JAWA TIMUR | JEMBER | MAIN UNIT | CUSTOMER | - |  | 25 October 2024 |  | 30 October 2023 | LEO LANANG SIGIT - TSE CP | 5 November 2024 | ANDI ISMAIL - SPV TSE TIMUR | ACTIVE
HS3764A2308EP | SH001 | HISTOSTAR | DIAGNOSTIC 2 | SHANDON DIAGNOSTICS Ltd. | GN00002986 | RDC PUSAT - RAWAGELAM | PUSAT | DKI JAKARTA | JAKARTA TIMUR | MAIN UNIT | EMP | - |  | - |  | 30 October 2023 | LEO LANANG SIGIT - TSE CP | - |  | ACTIVE
HS3764B1606 | ECA05 | COLD PLATE | DIAGNOSTIC 2 | SHANDON DIAGNOSTICS Ltd. | GN00001471 | RSU DR MOEWARDI SURAKARTA | SOLO | JAWA TENGAH | SURAKARTA | MAIN UNIT | CUSTOMER | - |  | 20 September 2016 |  | - |  | - |  | ACTIVE
HS3765B1606 | SCP60 |  |  |  | GN00011467 | RS SILOAM ( PT SILOAM INTERNATIONAL HOSPITALS ) KENDARI | MAKASSAR | SULAWESI SELATAN | KENDARI | MAIN UNIT | CUSTOMER | 23 November 2016 | DEA MASJA SADALI - TSE | 22 November 2016 |  | 23 November 2016 | DEA MASJA SADALI - TSE | - |  | INACTIVE
HS3766B1606 | ECA05 | COLD PLATE | DIAGNOSTIC 2 | SHANDON DIAGNOSTICS Ltd. | GN00002460 | RSUD NGANJUK | KEDIRI | JAWA TIMUR | NGANJUK | MAIN UNIT | CUSTOMER | - |  | 24 October 2016 |  | - |  | - |  | ACTIVE
HS3767B1606 | SCP60 |  |  |  | GN00000209 | RUMAH SAKIT UMUM DAERAH KECAMATAN MANDAU (RSUD DURI) | PEKAN BARU | RIAU | BENGKALIS | MAIN UNIT | CUSTOMER | 3 November 2016 |  | 24 October 2016 |  | 3 November 2016 |  | - |  | INACTIVE
HS3768B1606 | SH001 | HISTOSTAR | DIAGNOSTIC 2 | SHANDON DIAGNOSTICS Ltd. | GN00001074 | RSU SEKARWANGI | BOGOR | JAWA BARAT | SUKABUMI | MAIN UNIT | CUSTOMER | - |  | 2 December 2016 |  | - |  | - |  | ACTIVE
HS3770A2308EP | SH001 | HISTOSTAR | DIAGNOSTIC 2 | SHANDON DIAGNOSTICS Ltd. | GN20060001 | RS. HELSA JATIRAHAYU | BEKASI | JAWA BARAT | BEKASI | MAIN UNIT | CUSTOMER | - |  | 24 June 2025 |  | 30 October 2023 | LEO LANANG SIGIT - TSE CP | 1 July 2025 | SAHID DERMAWAN - SPV TSE BARAT | ACTIVE
HS3771A1606 | SH001 | HISTOSTAR | DIAGNOSTIC 2 | SHANDON DIAGNOSTICS Ltd. | GN00001083 | RS KANKER DHARMAIS | JAKARTA-2 | DKI JAKARTA | JAKARTA BARAT | MAIN UNIT | CUSTOMER | - |  | 1 November 2016 |  | - |  | - |  | ACTIVE
HS3773A1606 | SH001 | HISTOSTAR | DIAGNOSTIC 2 | SHANDON DIAGNOSTICS Ltd. | GN00000596 | RSU DR SOEDARSO PONTIANAK | PONTIANAK | KALIMANTAN BARAT | PONTIANAK | MAIN UNIT | CUSTOMER | 30 August 2016 | AGUS FAUZI | 29 August 2016 |  | 30 August 2016 | AGUS FAUZI | - |  | ACTIVE
HS3774A1606 | ECA06 | HOT EMBEDDING SYSTEM | DIAGNOSTIC 2 | SHANDON DIAGNOSTICS Ltd. | GN00000960 | RS PMN CICENDO | BANDUNG | JAWA BARAT | BANDUNG | MAIN UNIT | CUSTOMER | 21 September 2016 | SUKMA WIJAYA - TSE | 21 September 2016 |  | 21 September 2016 | SUKMA WIJAYA - TSE | - |  | ACTIVE
HS3775A1606 | SH001 | HISTOSTAR | DIAGNOSTIC 2 | SHANDON DIAGNOSTICS Ltd. | GN00011467 | RS SILOAM ( PT SILOAM INTERNATIONAL HOSPITALS ) KENDARI | MAKASSAR | SULAWESI SELATAN | KENDARI | MAIN UNIT | CUSTOMER | 22 November 2016 | DEA MASJA SADALI - TSE | 22 January 2016 |  | 22 November 2016 | DEA MASJA SADALI - TSE | - |  | ACTIVE
HS3776A1606 | SH001 | HISTOSTAR | DIAGNOSTIC 2 | SHANDON DIAGNOSTICS Ltd. | GN00011954 | RSUD ADE MOHAMAD DJOOEN | PONTIANAK | KALIMANTAN BARAT | PONTIANAK | MAIN UNIT | CUSTOMER | 13 October 2017 | LEONARDUS ADI | 13 October 2017 |  | 13 October 2017 | LEONARDUS ADI | - |  | ACTIVE
HS3777A1606 | ECA06 | HOT EMBEDDING SYSTEM | DIAGNOSTIC 2 | SHANDON DIAGNOSTICS Ltd. | GN00001471 | RSU DR MOEWARDI SURAKARTA | SOLO | JAWA TENGAH | SURAKARTA | MAIN UNIT | CUSTOMER | - |  | 20 September 2016 |  | - |  | - |  | ACTIVE
HS3778A1606 | SH001 | HISTOSTAR | DIAGNOSTIC 2 | SHANDON DIAGNOSTICS Ltd. | GN00002460 | RSUD NGANJUK | KEDIRI | JAWA TIMUR | NGANJUK | MAIN UNIT | CUSTOMER | - |  | 24 October 2016 |  | - |  | - |  | ACTIVE
HS3779W1606 | ECA05 | COLD PLATE | DIAGNOSTIC 2 | SHANDON DIAGNOSTICS Ltd. | GN00000860 | RS HAJI | MAKASSAR | SULAWESI SELATAN | MAKASSAR | MAIN UNIT | CUSTOMER | - |  | 9 December 2016 |  | - |  | - |  | ACTIVE
HS3780B1606 | ECA05 | COLD PLATE | DIAGNOSTIC 2 | SHANDON DIAGNOSTICS Ltd. | GN00000007 | RSUD KOJA | JAKARTA-1 | DKI JAKARTA | JAKARTA UTARA | MAIN UNIT | CUSTOMER | - |  | 13 December 2016 |  | - |  | - |  | ACTIVE
HS3781A1606 | SH001 | HISTOSTAR | DIAGNOSTIC 2 | SHANDON DIAGNOSTICS Ltd. | GN00002096 | RSUD TARAKAN | JAKARTA-2 | DKI JAKARTA | JAKARTA PUSAT | MAIN UNIT | CUSTOMER | - |  | 11 November 2016 |  | - |  | - |  | ACTIVE
HS3788A1606 | SH001 | HISTOSTAR | DIAGNOSTIC 2 | SHANDON DIAGNOSTICS Ltd. | GN00000209 | RUMAH SAKIT UMUM DAERAH KECAMATAN MANDAU (RSUD DURI) | PEKAN BARU | RIAU | BENGKALIS | MAIN UNIT | CUSTOMER | 3 November 2016 |  | 24 October 2016 |  | 3 November 2016 |  | - |  | ACTIVE
HS3798B1606 | SCP60 |  |  |  | GN17040007 | RS SILOAM PANGKAL PINANG | PANGKAL PINANG | KEPULAUAN BANGKA BELITUNG | PANGKAL PINANG | MAIN UNIT | CUSTOMER | 10 April 2017 | LEONARDUS ADI | 10 April 2017 |  | 10 April 2017 | LEONARDUS ADI | - |  | INACTIVE
HS3799B1606 | SH001 | HISTOSTAR | DIAGNOSTIC 2 | SHANDON DIAGNOSTICS Ltd. | GN17060056 | RS Siloam Bogor | BOGOR | JAWA BARAT | BOGOR | MAIN UNIT | CUSTOMER | - |  | 23 June 2017 |  | - |  | - |  | ACTIVE
HS4261A2401EP | SH001 | HISTOSTAR | DIAGNOSTIC 2 | SHANDON DIAGNOSTICS Ltd. | GN22100008 | POLTEKKES KEMENKES BENGKULU | BENGKULU | BENGKULU | BENGKULU | MAIN UNIT | CUSTOMER | - |  | 17 September 2024 |  | 20 May 2024 | LEO LANANG SIGIT - TSE CP | 20 September 2024 | SAHID DERMAWAN - SPV TSE BARAT | ACTIVE
HS4282A2402EP | SH001 | HISTOSTAR | DIAGNOSTIC 2 | SHANDON DIAGNOSTICS Ltd. | GN00008406 | RSUD PLOSO | SURABAYA-1 | JAWA TIMUR | JOMBANG | MAIN UNIT | CUSTOMER | - |  | 25 March 2025 |  | 20 May 2024 | LEO LANANG SIGIT - TSE CP | 26 March 2025 | ANDI ISMAIL - SPV TSE TIMUR | ACTIVE
HS4283A2402EP | SH001 | HISTOSTAR | DIAGNOSTIC 2 | SHANDON DIAGNOSTICS Ltd. | GN00002986 | RDC PUSAT - RAWAGELAM | PUSAT | DKI JAKARTA | JAKARTA TIMUR | MAIN UNIT | EMP | - |  | - |  | 20 May 2024 | LEO LANANG SIGIT - TSE CP | - |  | ACTIVE
HS4285A2402EP | SH001 | HISTOSTAR | DIAGNOSTIC 2 | SHANDON DIAGNOSTICS Ltd. | GN23070011 | RSUD BATARA SIANG | MAKASSAR | SULAWESI SELATAN | MAKASSAR | MAIN UNIT | CUSTOMER | - |  | 26 June 2025 |  | 20 May 2024 | LEO LANANG SIGIT - TSE CP | 1 July 2025 | SAHID DERMAWAN - SPV TSE BARAT | ACTIVE
HS4316A2402EP | SH001 | HISTOSTAR | DIAGNOSTIC 2 | SHANDON DIAGNOSTICS Ltd. | GN00001322 | RS Emma | SURABAYA-1 | JAWA TIMUR |  | MAIN UNIT | CUSTOMER | - |  | 12 June 2025 |  | 20 May 2024 | LEO LANANG SIGIT - TSE CP | 19 June 2025 | SAHID DERMAWAN - SPV TSE BARAT | ACTIVE
HS4317A2402EP | SH001 | HISTOSTAR | DIAGNOSTIC 2 | SHANDON DIAGNOSTICS Ltd. | GN24120011 | BALI INTERNATIONAL HOSPITAL - RS BIH | DENPASAR | BALI | DENPASAR | MAIN UNIT | CUSTOMER | - |  | 4 November 2024 |  | 20 May 2024 | LEO LANANG SIGIT - TSE CP | 17 December 2024 | ANDI ISMAIL - SPV TSE TIMUR | ACTIVE
HS5012B2501EP | SH003 | HISTOSTAR-COLDPLATE | DIAGNOSTIC 2 | SHANDON DIAGNOSTICS Ltd. | GN00002986 | RDC PUSAT - RAWAGELAM | PUSAT | DKI JAKARTA | JAKARTA TIMUR | MAIN UNIT | EMP | - |  | - |  | 22 April 2025 | ERIS MAHRUS HADI - TSE CP | - |  | ACTIVE
HS5034B2501EP | SH003 | HISTOSTAR-COLDPLATE | DIAGNOSTIC 2 | SHANDON DIAGNOSTICS Ltd. | GN00002986 | RDC PUSAT - RAWAGELAM | PUSAT | DKI JAKARTA | JAKARTA TIMUR | MAIN UNIT | EMP | - |  | - |  | 22 April 2025 | ERIS MAHRUS HADI - TSE CP | - |  | ACTIVE
HS5035B2501EP | SH003 | HISTOSTAR-COLDPLATE | DIAGNOSTIC 2 | SHANDON DIAGNOSTICS Ltd. | GN00002986 | RDC PUSAT - RAWAGELAM | PUSAT | DKI JAKARTA | JAKARTA TIMUR | MAIN UNIT | EMP | - |  | - |  | 22 April 2025 | ERIS MAHRUS HADI - TSE CP | - |  | ACTIVE
HS5072B2502EP | SH003 | HISTOSTAR-COLDPLATE | DIAGNOSTIC 2 | SHANDON DIAGNOSTICS Ltd. | GN00000930 | RS DUSTIRA | BANDUNG | JAWA BARAT | CIMAHI | MAIN UNIT | CUSTOMER | - |  | 28 July 2025 |  | 4 August 2025 | LEO LANANG SIGIT - TSE CP | 4 August 2025 | SAHID DERMAWAN - SPV TSE BARAT | ACTIVE
HS5073B2502EP | SH003 | HISTOSTAR-COLDPLATE | DIAGNOSTIC 2 | SHANDON DIAGNOSTICS Ltd. | GN25070004 | LAB DENTI MEDIKA BENGKULU | BENGKULU | BENGKULU | BENGKULU | MAIN UNIT | CUSTOMER | - |  | 7 October 2025 |  | 21 October 2025 | LEO LANANG SIGIT - TSE CP | 21 October 2025 | SAHID DERMAWAN - SPV TSE BARAT | ACTIVE
HS5074B2502EP | SH003 | HISTOSTAR-COLDPLATE | DIAGNOSTIC 2 | SHANDON DIAGNOSTICS Ltd. | GN00002986 | RDC PUSAT - RAWAGELAM | PUSAT | DKI JAKARTA | JAKARTA TIMUR | MAIN UNIT | EMP | - |  | - |  | 11 September 2025 | LEO LANANG SIGIT - TSE CP | - |  | ACTIVE
HS5080A2502EP | SH001 | HISTOSTAR | DIAGNOSTIC 2 | SHANDON DIAGNOSTICS Ltd. | GN00002986 | RDC PUSAT - RAWAGELAM | PUSAT | DKI JAKARTA | JAKARTA TIMUR | MAIN UNIT | EMP | - |  | - |  | 22 April 2025 | ERIS MAHRUS HADI - TSE CP | - |  | ACTIVE
HS5081A2502EP | SH001 | HISTOSTAR | DIAGNOSTIC 2 | SHANDON DIAGNOSTICS Ltd. | GN00006134 | RS BUDHI ASIH SERANG | TANGERANG | BANTEN | TANGERANG | MAIN UNIT | CUSTOMER | - |  | 9 September 2025 |  | 22 April 2025 | ERIS MAHRUS HADI - TSE CP | 2 October 2025 | SAHID DERMAWAN - SPV TSE BARAT | ACTIVE
HS5083A2502EP | SH001 | HISTOSTAR | DIAGNOSTIC 2 | SHANDON DIAGNOSTICS Ltd. | GN00002986 | RDC PUSAT - RAWAGELAM | PUSAT | DKI JAKARTA | JAKARTA TIMUR | MAIN UNIT | EMP | - |  | - |  | 22 April 2025 | ERIS MAHRUS HADI - TSE CP | - |  | ACTIVE
HS5099A2003EP | SH001 | HISTOSTAR | DIAGNOSTIC 2 | SHANDON DIAGNOSTICS Ltd. | GN00002986 | RDC PUSAT - RAWAGELAM | PUSAT | DKI JAKARTA | JAKARTA TIMUR | MAIN UNIT | EMP | - |  | - |  | 23 June 2025 | LEO LANANG SIGIT - TSE CP | - |  | ACTIVE
HS5100A2503EP | SH001 | HISTOSTAR | DIAGNOSTIC 2 | SHANDON DIAGNOSTICS Ltd. | GN25070004 | LAB DENTI MEDIKA BENGKULU | BENGKULU | BENGKULU | BENGKULU | MAIN UNIT | CUSTOMER | - |  | 7 October 2025 |  | 23 June 2025 | LEO LANANG SIGIT - TSE CP | 20 October 2025 | SAHID DERMAWAN - SPV TSE BARAT | ACTIVE
HS5170A2504EP | SH001 | HISTOSTAR | DIAGNOSTIC 2 | SHANDON DIAGNOSTICS Ltd. | GN00000930 | RS DUSTIRA | BANDUNG | JAWA BARAT | CIMAHI | MAIN UNIT | CUSTOMER | - |  | 28 July 2025 |  | 23 June 2025 | LEO LANANG SIGIT - TSE CP | 4 August 2025 | SAHID DERMAWAN - SPV TSE BARAT | ACTIVE
HS5171A2504EP | SH001 | HISTOSTAR | DIAGNOSTIC 2 | SHANDON DIAGNOSTICS Ltd. | GN25080014 | EKA HOSPITAL MT HARYONO | PEJATEN | DKI JAKARTA | JAKARTA SELATAN | MAIN UNIT | CUSTOMER | - |  | 29 August 2025 |  | 23 June 2025 | LEO LANANG SIGIT - TSE CP | 11 September 2025 | SAHID DERMAWAN - SPV TSE BARAT | ACTIVE
HS5179A2005EP | SH001 | HISTOSTAR | DIAGNOSTIC 2 | SHANDON DIAGNOSTICS Ltd. | GN00002986 | RDC PUSAT - RAWAGELAM | PUSAT | DKI JAKARTA | JAKARTA TIMUR | MAIN UNIT | EMP | - |  | - |  | 23 June 2025 | LEO LANANG SIGIT - TSE CP | - |  | ACTIVE
HS5213A1609 | SH001 | HISTOSTAR | DIAGNOSTIC 2 | SHANDON DIAGNOSTICS Ltd. | GN00002986 | RDC PUSAT - RAWAGELAM | PUSAT | DKI JAKARTA | JAKARTA TIMUR | MAIN UNIT | EMP | 6 December 2016 | SURYADI | 1 January 1900 |  | 6 December 2016 | SURYADI | - |  | ACTIVE
HS5221A1609 | SH001 | HISTOSTAR | DIAGNOSTIC 2 | SHANDON DIAGNOSTICS Ltd. | GN17040007 | RS SILOAM PANGKAL PINANG | PANGKAL PINANG | KEPULAUAN BANGKA BELITUNG | PANGKAL PINANG | MAIN UNIT | CUSTOMER | 10 April 2017 | LEONARDUS ADI | 10 April 2017 |  | 10 April 2017 | LEONARDUS ADI | - |  | ACTIVE
HS5222A1609 | SH001 | HISTOSTAR | DIAGNOSTIC 2 | SHANDON DIAGNOSTICS Ltd. | GN00000860 | RS HAJI | MAKASSAR | SULAWESI SELATAN | MAKASSAR | MAIN UNIT | CUSTOMER | - |  | 9 December 2016 |  | - |  | - |  | ACTIVE
HS5223A1609 | SH001 | HISTOSTAR | DIAGNOSTIC 2 | SHANDON DIAGNOSTICS Ltd. | GN00000357 | RSUD DR PIRNGADI | MEDAN | SUMATERA UTARA | MEDAN | MAIN UNIT | CUSTOMER | 9 December 2016 | ARBIANSYAH - TSE | 9 December 2016 |  | 9 December 2016 | ARBIANSYAH - TSE | - |  | ACTIVE
HS5224A1609 | SH001 | HISTOSTAR | DIAGNOSTIC 2 | SHANDON DIAGNOSTICS Ltd. | GN00002875 | RSUD PASAR MINGGU | PEJATEN | DKI JAKARTA | JAKARTA SELATAN | MAIN UNIT | CUSTOMER | 6 June 2017 | AGUS FAUZI | 6 June 2017 |  | 6 June 2017 | AGUS FAUZI | - |  | ACTIVE
HS5235B1609 | ECA05 | COLD PLATE | DIAGNOSTIC 2 | SHANDON DIAGNOSTICS Ltd. | GN00000629 | RSUD ULIN | BANJARMASIN | KALIMANTAN SELATAN | BANJARMASIN | MAIN UNIT | CUSTOMER | 15 June 2017 | TEGAR PANDU - TSE | 15 June 2017 |  | 15 June 2017 | TEGAR PANDU - TSE | - |  | ACTIVE
HS5236B1609 | ECA05 | COLD PLATE | DIAGNOSTIC 2 | SHANDON DIAGNOSTICS Ltd. | GN00001070 | RSU CIANJUR | BOGOR | JAWA BARAT | CIANJUR | MAIN UNIT | CUSTOMER | - |  | 13 July 2017 |  | - |  | - |  | ACTIVE
HS5237A1609 | SH001 | HISTOSTAR | DIAGNOSTIC 2 | SHANDON DIAGNOSTICS Ltd. | GN00000226 | RSU INDRASARI RENGAT | PEKAN BARU | RIAU | RENGAT | MAIN UNIT | CUSTOMER | 23 June 2017 |  | 23 June 2017 |  | 23 June 2017 |  | - |  | ACTIVE
HS5238A1609 | SH001 | HISTOSTAR | DIAGNOSTIC 2 | SHANDON DIAGNOSTICS Ltd. | GN00001074 | RSU SEKARWANGI | BOGOR | JAWA BARAT | SUKABUMI | MAIN UNIT | CUSTOMER | - |  | 2 December 2016 |  | - |  | - |  | ACTIVE
HS5239A1609 | SH001 | HISTOSTAR | DIAGNOSTIC 2 | SHANDON DIAGNOSTICS Ltd. | GN00012197 | RS INDRIATI SOLO BARU | SOLO | JAWA TENGAH | SUKOHARJO | MAIN UNIT | CUSTOMER | 4 January 2018 | ANDRIAS NUGROHO - TSE | 20 December 2017 |  | 4 January 2018 | ANDRIAS NUGROHO - TSE | - |  | ACTIVE
HS5240A1609 | SH001 | HISTOSTAR | DIAGNOSTIC 2 | SHANDON DIAGNOSTICS Ltd. | GN00000629 | RSUD ULIN | BANJARMASIN | KALIMANTAN SELATAN | BANJARMASIN | MAIN UNIT | CUSTOMER | 15 June 2017 | TEGAR PANDU - TSE | 15 June 2017 |  | 15 June 2017 | TEGAR PANDU - TSE | - |  | ACTIVE
HS5242A1609 | SH001 | HISTOSTAR | DIAGNOSTIC 2 | SHANDON DIAGNOSTICS Ltd. | GN00002986 | RDC PUSAT - RAWAGELAM | PUSAT | DKI JAKARTA | JAKARTA TIMUR | MAIN UNIT | EMP | 6 December 2016 | SURYADI | 1 January 1900 |  | 6 December 2016 | SURYADI | - |  | ACTIVE
HS5243A1609 | SH001 | HISTOSTAR | DIAGNOSTIC 2 | SHANDON DIAGNOSTICS Ltd. | GN00000007 | RSUD KOJA | JAKARTA-1 | DKI JAKARTA | JAKARTA UTARA | MAIN UNIT | CUSTOMER | 23 August 2017 | LEONARDUS ADI | 23 August 2017 |  | 23 August 2017 | LEONARDUS ADI | - |  | ACTIVE
HS5246B1609 | ECA05 | COLD PLATE | DIAGNOSTIC 2 | SHANDON DIAGNOSTICS Ltd. | GN00000004 | RSUD BEKASI ( RSUD PEMERINTAH KOTA BEKASI ) | BEKASI | JAWA BARAT | BEKASI | MAIN UNIT | CUSTOMER | 15 August 2017 |  | 15 August 2017 |  | 15 August 2017 |  | - |  | ACTIVE
HS5247B1609 | SCP60 |  |  |  | GN00002057 | LAB PRODIA PASAR MINGGU | JAKARTA-2 | DKI JAKARTA | JAKARTA SELATAN | MAIN UNIT | CUSTOMER | - |  | 14 February 2017 |  | - |  | - |  | INACTIVE
HS5248B1609 | ECA05 | COLD PLATE | DIAGNOSTIC 2 | SHANDON DIAGNOSTICS Ltd. | GN00002985 | WORKSHOOP CSM PUSAT | PUSAT | DKI JAKARTA | JAKARTA TIMUR | MAIN UNIT | EMP | 6 March 2019 | FARIDA ADELINA | 1 June 2024 |  | 6 March 2019 | FARIDA ADELINA | 20 November 2024 | SAHID DERMAWAN - SPV TSE BARAT | ACTIVE
hs5250b1609 | SH001 | HISTOSTAR | DIAGNOSTIC 2 | SHANDON DIAGNOSTICS Ltd. | GN00000871 | RSUD LAGALIGO | MAKASSAR | SULAWESI SELATAN | LUWU TIMUR | MAIN UNIT | CUSTOMER | 31 January 2018 | TRIYONO - TSE AREA BARAT | 1 January 2018 |  | 31 January 2018 | TRIYONO - TSE AREA BARAT | - |  | ACTIVE
HS5251B1609 | ECA05 | COLD PLATE | DIAGNOSTIC 2 | SHANDON DIAGNOSTICS Ltd. | GN00001466 | RSUD SIDOARJO | SURABAYA-1 | JAWA TIMUR | SIDOARJO | MAIN UNIT | CUSTOMER | 28 September 2017 | ANDI ISMAIL - SPV TSE TIMUR | 28 September 2017 |  | 28 September 2017 | ANDI ISMAIL - SPV TSE TIMUR | - |  | ACTIVE
HS525B1609 | ECA05 | COLD PLATE | DIAGNOSTIC 2 | SHANDON DIAGNOSTICS Ltd. | GN00007320 | BALAI BESAR VETERINER WATES | YOGYAKARTA | YOGYAKARTA | YOGYAKARTA | MAIN UNIT | CUSTOMER | 6 October 2017 | SAHID DERMAWAN - SPV TSE BARAT | 15 September 2017 |  | 6 October 2017 | SAHID DERMAWAN - SPV TSE BARAT | - |  | ACTIVE
HS5264A2507EP | SH001 | HISTOSTAR | DIAGNOSTIC 2 | SHANDON DIAGNOSTICS Ltd. | GN00002986 | RDC PUSAT - RAWAGELAM | PUSAT | DKI JAKARTA | JAKARTA TIMUR | MAIN UNIT | EMP | - |  | - |  | 22 September 2025 | ERIS MAHRUS HADI - TSE CP | - |  | ACTIVE
HS5266A2507EP | SH001 | HISTOSTAR | DIAGNOSTIC 2 | SHANDON DIAGNOSTICS Ltd. | GN00002986 | RDC PUSAT - RAWAGELAM | PUSAT | DKI JAKARTA | JAKARTA TIMUR | MAIN UNIT | EMP | - |  | - |  | 22 September 2025 | ERIS MAHRUS HADI - TSE CP | - |  | ACTIVE
HS5274A2507EP | SH001 | HISTOSTAR | DIAGNOSTIC 2 | SHANDON DIAGNOSTICS Ltd. | GN00002986 | RDC PUSAT - RAWAGELAM | PUSAT | DKI JAKARTA | JAKARTA TIMUR | MAIN UNIT | EMP | - |  | - |  | 22 September 2025 | ERIS MAHRUS HADI - TSE CP | - |  | ACTIVE
HS5276A2507EP | SH001 | HISTOSTAR | DIAGNOSTIC 2 | SHANDON DIAGNOSTICS Ltd. | GN00002986 | RDC PUSAT - RAWAGELAM | PUSAT | DKI JAKARTA | JAKARTA TIMUR | MAIN UNIT | EMP | - |  | - |  | 22 September 2025 | ERIS MAHRUS HADI - TSE CP | - |  | ACTIVE
HS5277A2507EP | SH001 | HISTOSTAR | DIAGNOSTIC 2 | SHANDON DIAGNOSTICS Ltd. | GN00002986 | RDC PUSAT - RAWAGELAM | PUSAT | DKI JAKARTA | JAKARTA TIMUR | MAIN UNIT | EMP | - |  | - |  | 22 September 2025 | ERIS MAHRUS HADI - TSE CP | - |  | ACTIVE
HS5286A2507EP | SH001 | HISTOSTAR | DIAGNOSTIC 2 | SHANDON DIAGNOSTICS Ltd. | GN00002986 | RDC PUSAT - RAWAGELAM | PUSAT | DKI JAKARTA | JAKARTA TIMUR | MAIN UNIT | EMP | - |  | - |  | 22 September 2025 | ERIS MAHRUS HADI - TSE CP | - |  | ACTIVE
HS5295A2507EP | SH001 | HISTOSTAR | DIAGNOSTIC 2 | SHANDON DIAGNOSTICS Ltd. | GN00002986 | RDC PUSAT - RAWAGELAM | PUSAT | DKI JAKARTA | JAKARTA TIMUR | MAIN UNIT | EMP | - |  | - |  | 22 September 2025 | ERIS MAHRUS HADI - TSE CP | - |  | ACTIVE
HS5311B2507EP | SH001 | HISTOSTAR | DIAGNOSTIC 2 | SHANDON DIAGNOSTICS Ltd. | GN00002986 | RDC PUSAT - RAWAGELAM | PUSAT | DKI JAKARTA | JAKARTA TIMUR | MAIN UNIT | EMP | - |  | - |  | 10 November 2025 | ERIS MAHRUS HADI - TSE CP | - |  | ACTIVE
HS5375A2509EP | SH001 | HISTOSTAR | DIAGNOSTIC 2 | SHANDON DIAGNOSTICS Ltd. | GN00002986 | RDC PUSAT - RAWAGELAM | PUSAT | DKI JAKARTA | JAKARTA TIMUR | MAIN UNIT | EMP | - |  | - |  | 30 October 2025 | LEO LANANG SIGIT - TSE CP | - |  | ACTIVE
HS5376A2509EP | SH001 | HISTOSTAR | DIAGNOSTIC 2 | SHANDON DIAGNOSTICS Ltd. | GN00002986 | RDC PUSAT - RAWAGELAM | PUSAT | DKI JAKARTA | JAKARTA TIMUR | MAIN UNIT | EMP | - |  | - |  | 30 October 2025 | LEO LANANG SIGIT - TSE CP | - |  | ACTIVE
HS5376B1611 | ECA05 | COLD PLATE | DIAGNOSTIC 2 | SHANDON DIAGNOSTICS Ltd. | GN00000236 | RSUD PADANG PANJANG | PADANG | SUMATERA BARAT | PADANG PANJANG | MAIN UNIT | CUSTOMER | 14 August 2018 | TRIYONO - TSE AREA BARAT | 28 February 2018 |  | 14 August 2018 | TRIYONO - TSE AREA BARAT | - |  | ACTIVE
HS5377A2509EP | SH001 | HISTOSTAR | DIAGNOSTIC 2 | SHANDON DIAGNOSTICS Ltd. | GN00002986 | RDC PUSAT - RAWAGELAM | PUSAT | DKI JAKARTA | JAKARTA TIMUR | MAIN UNIT | EMP | - |  | - |  | 10 November 2025 | ERIS MAHRUS HADI - TSE CP | - |  | ACTIVE
HS5381A1611 | SH001 | HISTOSTAR | DIAGNOSTIC 2 | SHANDON DIAGNOSTICS Ltd. | GN00002986 | RDC PUSAT - RAWAGELAM | PUSAT | DKI JAKARTA | JAKARTA TIMUR | MAIN UNIT | EMP | 5 December 2016 | SURYADI | 1 January 1900 |  | 5 December 2016 | SURYADI | - |  | ACTIVE
HS5405A1611 | SH001 | HISTOSTAR | DIAGNOSTIC 2 | SHANDON DIAGNOSTICS Ltd. | GN00001070 | RSU CIANJUR | BOGOR | JAWA BARAT | CIANJUR | MAIN UNIT | CUSTOMER | 13 July 2017 | AGUS FAUZI | 13 July 2017 |  | 13 July 2017 | AGUS FAUZI | - |  | ACTIVE
HS5413A2510EP | SH001 | HISTOSTAR | DIAGNOSTIC 2 | SHANDON DIAGNOSTICS Ltd. | GN00002986 | RDC PUSAT - RAWAGELAM | PUSAT | DKI JAKARTA | JAKARTA TIMUR | MAIN UNIT | EMP | - |  | - |  | 10 November 2025 | ERIS MAHRUS HADI - TSE CP | - |  | ACTIVE
HS5416A1611 | SH001 | HISTOSTAR | DIAGNOSTIC 2 | SHANDON DIAGNOSTICS Ltd. | GN00000073 | RSUD MENGGALA TULANG BAWANG | BANDAR LAMPUNG | LAMPUNG | BANDAR LAMPUNG | MAIN UNIT | CUSTOMER | 28 September 2017 |  | 28 September 2017 |  | 28 September 2017 |  | - |  | ACTIVE
HS5913B1706 | ECA05 | COLD PLATE | DIAGNOSTIC 2 | SHANDON DIAGNOSTICS Ltd. | GN00001168 | RSUD Cideres | CIREBON | JAWA BARAT | MAJALENGKA | MAIN UNIT | CUSTOMER | - |  | 10 September 2019 |  | - |  | - |  | ACTIVE
HS6034A1705 | SH001 | HISTOSTAR | DIAGNOSTIC 2 | SHANDON DIAGNOSTICS Ltd. | GN17100016 | RS SILOAM ( PT SILOAM INTERNATIONAL HOSPITALS ) - JEMBER | JEMBER | JAWA TIMUR | JEMBER | MAIN UNIT | CUSTOMER | - |  | 13 October 2017 |  | - |  | - |  | ACTIVE
HS6036A1705 | SH001 | HISTOSTAR | DIAGNOSTIC 2 | SHANDON DIAGNOSTICS Ltd. | GN00007320 | BALAI BESAR VETERINER WATES | YOGYAKARTA | YOGYAKARTA | YOGYAKARTA | MAIN UNIT | CUSTOMER | - |  | 21 July 2017 |  | - |  | - |  | ACTIVE
HS6051B1705 | ECA05 | COLD PLATE | DIAGNOSTIC 2 | SHANDON DIAGNOSTICS Ltd. | GN00002139 | RS PARU DR. ARIO WIRAWAN SALATIGA | SEMARANG | JAWA TENGAH | SALATIGA | MAIN UNIT | CUSTOMER | 4 October 2018 | ANDRIAS NUGROHO - TSE | 4 October 2018 |  | 4 October 2018 | ANDRIAS NUGROHO - TSE | - |  | ACTIVE
HS6062A1706 | SH001 | HISTOSTAR | DIAGNOSTIC 2 | SHANDON DIAGNOSTICS Ltd. | GN00002813 | RS Universitas Yarsi | JAKARTA-1 | DKI JAKARTA |  | MAIN UNIT | CUSTOMER | - |  | 18 June 2018 |  | - |  | - |  | ACTIVE
HS6063A1706 | SH001 | HISTOSTAR | DIAGNOSTIC 2 | SHANDON DIAGNOSTICS Ltd. | GN00002986 | RDC PUSAT - RAWAGELAM | PUSAT | DKI JAKARTA | JAKARTA TIMUR | MAIN UNIT | EMP | - |  | 21 July 2017 |  | - |  | - |  | ACTIVE
HS6064A1706 | SH001 | HISTOSTAR | DIAGNOSTIC 2 | SHANDON DIAGNOSTICS Ltd. | GN00002986 | RDC PUSAT - RAWAGELAM | PUSAT | DKI JAKARTA | JAKARTA TIMUR | MAIN UNIT | EMP | - |  | 21 July 2017 |  | - |  | - |  | ACTIVE
HS6066A1706 | SH001 | HISTOSTAR | DIAGNOSTIC 2 | SHANDON DIAGNOSTICS Ltd. | GN00001197 | RS SILOAM ( PT SILOAM INTERNATIONAL HOSPITALS ) KARAWACI | TANGERANG | BANTEN | TANGERANG | MAIN UNIT | CUSTOMER | - |  | 28 November 2017 |  | - |  | - |  | ACTIVE
HS6068A1706 | SH001 | HISTOSTAR | DIAGNOSTIC 2 | SHANDON DIAGNOSTICS Ltd. | GN00000236 | RSUD PADANG PANJANG | PADANG | SUMATERA BARAT | PADANG PANJANG | MAIN UNIT | CUSTOMER | - |  | 28 February 2018 |  | - |  | - |  | ACTIVE
HS6069A1706 | SH001 | HISTOSTAR | DIAGNOSTIC 2 | SHANDON DIAGNOSTICS Ltd. | GN17120054 | RS SILOAM LUBUK LINGGAU | BENGKULU | BENGKULU | BENGKULU | MAIN UNIT | CUSTOMER | - |  | 21 July 2017 |  | - |  | - |  | ACTIVE
HS6070A1706 | SH001 | HISTOSTAR | DIAGNOSTIC 2 | SHANDON DIAGNOSTICS Ltd. | GN00001466 | RSUD SIDOARJO | SURABAYA-1 | JAWA TIMUR | SIDOARJO | MAIN UNIT | CUSTOMER | - |  | 28 September 2017 |  | - |  | - |  | ACTIVE
HS6073B1706 | ECA05 | COLD PLATE | DIAGNOSTIC 2 | SHANDON DIAGNOSTICS Ltd. | GN00000238 | RSUD M NATSIR SOLOK | PADANG | SUMATERA BARAT | SOLOK | MAIN UNIT | CUSTOMER | - |  | 15 November 2018 |  | - |  | - |  | ACTIVE
HS6074B1706 | ECA05 | COLD PLATE | DIAGNOSTIC 2 | SHANDON DIAGNOSTICS Ltd. | GN17100016 | RS SILOAM ( PT SILOAM INTERNATIONAL HOSPITALS ) - JEMBER | JEMBER | JAWA TIMUR | JEMBER | MAIN UNIT | CUSTOMER | - |  | 12 October 2017 |  | - |  | - |  | ACTIVE
HS6077B1706 | ECA05 | COLD PLATE | DIAGNOSTIC 2 | SHANDON DIAGNOSTICS Ltd. | GN00002813 | RS Universitas Yarsi | JAKARTA-1 | DKI JAKARTA |  | MAIN UNIT | CUSTOMER | 4 June 2018 | TRIYONO - TSE AREA BARAT | 3 June 2018 |  | 4 June 2018 | TRIYONO - TSE AREA BARAT | - |  | ACTIVE
HS6078B1706 | ECA05 | COLD PLATE | DIAGNOSTIC 2 | SHANDON DIAGNOSTICS Ltd. | GN00008995 | RSP.DR.H.A.ROTINSULU | BANDUNG-2 | JAWA BARAT | BANDUNG | MAIN UNIT | CUSTOMER | - |  | 26 November 2018 |  | - |  | - |  | ACTIVE
HS6093A1706 | SH001 | HISTOSTAR | DIAGNOSTIC 2 | SHANDON DIAGNOSTICS Ltd. | GN00000026 | RSUD KABUPATEN TANJUNG BALAI KARIMUN ( RSUD KARIMUN ) | BATAM | KEPULAUAN RIAU | KARIMUN | MAIN UNIT | CUSTOMER | - |  | 27 April 2018 |  | - |  | - |  | ACTIVE
HS6407B1709 | ECA05 | COLD PLATE | DIAGNOSTIC 2 | SHANDON DIAGNOSTICS Ltd. | GN00001609 | RS KARSA HUSADA (PARU BATU) | MALANG | JAWA TIMUR | MALANG | MAIN UNIT | CUSTOMER | - |  | 9 October 2018 |  | - |  | - |  | ACTIVE
HS6415B1709 | ECA05 | COLD PLATE | DIAGNOSTIC 2 | SHANDON DIAGNOSTICS Ltd. | GN00000276 | RSUD PARIAMAN | PADANG | SUMATERA BARAT | PARIAMAN | MAIN UNIT | CUSTOMER | - |  | 28 November 2018 |  | - |  | - |  | ACTIVE
HS6426A1709 | ECA06 | HOT EMBEDDING SYSTEM | DIAGNOSTIC 2 | SHANDON DIAGNOSTICS Ltd. | GN00001121 | RSUD BANJAR | TASIKMALAYA | JAWA BARAT | BANJAR | MAIN UNIT | CUSTOMER | 27 April 2018 | SUKMA WIJAYA - TSE | 27 April 2018 |  | 27 April 2018 | SUKMA WIJAYA - TSE | - |  | ACTIVE
HS6427A1709 | SH001 | HISTOSTAR | DIAGNOSTIC 2 | SHANDON DIAGNOSTICS Ltd. | GN00001168 | RSUD Cideres | CIREBON | JAWA BARAT | MAJALENGKA | MAIN UNIT | CUSTOMER | - |  | 10 September 2019 |  | - |  | - |  | ACTIVE
HS6433A1709 | SH001 | HISTOSTAR | DIAGNOSTIC 2 | SHANDON DIAGNOSTICS Ltd. | GN00002986 | RDC PUSAT - RAWAGELAM | PUSAT | DKI JAKARTA | JAKARTA TIMUR | MAIN UNIT | EMP | 27 November 2017 | HARI UDI RAHARJO - TSE | 17 November 2017 |  | 27 November 2017 | HARI UDI RAHARJO - TSE | - |  | ACTIVE
HS6434A1709 | SH001 | HISTOSTAR | DIAGNOSTIC 2 | SHANDON DIAGNOSTICS Ltd. | GN00000238 | RSUD M NATSIR SOLOK | PADANG | SUMATERA BARAT | SOLOK | MAIN UNIT | CUSTOMER | 15 November 2018 | FAJAR FAHMI - TSE | 15 November 2018 |  | 15 November 2018 | FAJAR FAHMI - TSE | - |  | ACTIVE
HS6436B1709 | ECA05 | COLD PLATE | DIAGNOSTIC 2 | SHANDON DIAGNOSTICS Ltd. | GN00002968 | RS AWAL BROSS TANGERANG | TANGERANG | BANTEN | TANGERANG | MAIN UNIT | CUSTOMER | - |  | 12 April 2019 |  | - |  | - |  | ACTIVE
HS6438B1709 | ECA05 | COLD PLATE | DIAGNOSTIC 2 | SHANDON DIAGNOSTICS Ltd. | GN00004673 | RSUD AL-IHSAN BANDUNG | BANDUNG | JAWA BARAT | BANDUNG | MAIN UNIT | CUSTOMER | 7 November 2019 | SUKMA WIJAYA - TSE | 3 December 2018 |  | 7 November 2019 | SUKMA WIJAYA - TSE | - |  | ACTIVE
HS6441B1709 | ECA05 | COLD PLATE | DIAGNOSTIC 2 | SHANDON DIAGNOSTICS Ltd. | GN00000054 | RSUD AHMAD YANI METRO | BANDAR LAMPUNG | LAMPUNG | BANDAR LAMPUNG | MAIN UNIT | CUSTOMER | - |  | 19 March 2019 |  | - |  | - |  | ACTIVE
HS6443A1709 | SH002 | HISTOSTAR-HOT EMBEDDING MODULE | DIAGNOSTIC 2 | SHANDON DIAGNOSTICS Ltd. | GN00001609 | RS KARSA HUSADA (PARU BATU) | MALANG | JAWA TIMUR | MALANG | MAIN UNIT | CUSTOMER | - |  | 9 October 2018 |  | - |  | - |  | ACTIVE
HS6447A1709 | SH001 | HISTOSTAR | DIAGNOSTIC 2 | SHANDON DIAGNOSTICS Ltd. | GN00004673 | RSUD AL-IHSAN BANDUNG | BANDUNG | JAWA BARAT | BANDUNG | MAIN UNIT | CUSTOMER | 7 November 2019 | SUKMA WIJAYA - TSE | 3 December 2018 |  | 7 November 2019 | SUKMA WIJAYA - TSE | - |  | ACTIVE
HS6834A1802 | SH001 | HISTOSTAR | DIAGNOSTIC 2 | SHANDON DIAGNOSTICS Ltd. | GN00002139 | RS PARU DR. ARIO WIRAWAN SALATIGA | SEMARANG | JAWA TENGAH | SALATIGA | MAIN UNIT | CUSTOMER | - |  | 3 January 2019 |  | - |  | - |  | ACTIVE
HS6836A1802 | SH001 | HISTOSTAR | DIAGNOSTIC 2 | SHANDON DIAGNOSTICS Ltd. | GN00002178 | RSUD DR SOETOMO SURABAYA | SURABAYA-1 | JAWA TIMUR | SURABAYA | MAIN UNIT | CUSTOMER | 6 April 2018 | ANTONIUS SAGITA - KALIBRASI | 20 May 2021 | AHMAD FATKHUDIN - TSE | 6 April 2018 | ANTONIUS SAGITA - KALIBRASI | 20 May 2021 | AHMAD FATKHUDIN - TSE | ACTIVE
HS6842B1802 | ECA05 | COLD PLATE | DIAGNOSTIC 2 | SHANDON DIAGNOSTICS Ltd. | GN00001212 | RSUD BREBES | TEGAL | JAWA TENGAH | BREBES | MAIN UNIT | CUSTOMER | - |  | 24 December 2018 |  | - |  | - |  | ACTIVE
HS6843B1802 | ECA05 | COLD PLATE | DIAGNOSTIC 2 | SHANDON DIAGNOSTICS Ltd. | GN17030008 | POLTEKKES KEMENKES JAKARTA III | JAKARTA-1 | DKI JAKARTA | BEKASI | MAIN UNIT | CUSTOMER | - |  | 1 March 2019 |  | - |  | - |  | ACTIVE
HS7567A1809 | ECA06 | HOT EMBEDDING SYSTEM | DIAGNOSTIC 2 | SHANDON DIAGNOSTICS Ltd. | GN00000276 | RSUD PARIAMAN | PADANG | SUMATERA BARAT | PARIAMAN | MAIN UNIT | CUSTOMER | - |  | 28 November 2018 |  | - |  | - |  | ACTIVE
HS7568A1809 | SH002 | HISTOSTAR-HOT EMBEDDING MODULE | DIAGNOSTIC 2 | SHANDON DIAGNOSTICS Ltd. | GN00008995 | RSP.DR.H.A.ROTINSULU | BANDUNG-2 | JAWA BARAT | BANDUNG | MAIN UNIT | CUSTOMER | - |  | 26 November 2018 |  | - |  | - |  | ACTIVE
HS7569A1809 | ECA06 | HOT EMBEDDING SYSTEM | DIAGNOSTIC 2 | SHANDON DIAGNOSTICS Ltd. | GN00001212 | RSUD BREBES | TEGAL | JAWA TENGAH | BREBES | MAIN UNIT | CUSTOMER | - |  | 24 December 2018 |  | - |  | - |  | ACTIVE
HS7576A1809 | ECA06 | HOT EMBEDDING SYSTEM | DIAGNOSTIC 2 | SHANDON DIAGNOSTICS Ltd. | GN17030008 | POLTEKKES KEMENKES JAKARTA III | JAKARTA-1 | DKI JAKARTA | BEKASI | MAIN UNIT | CUSTOMER | - |  | 1 March 2019 |  | - |  | - |  | ACTIVE
HS7578A1809 | SH002 | HISTOSTAR-HOT EMBEDDING MODULE | DIAGNOSTIC 2 | SHANDON DIAGNOSTICS Ltd. | GN00002985 | WORKSHOOP CSM PUSAT | PUSAT | DKI JAKARTA | JAKARTA TIMUR | MAIN UNIT | EMP | - |  | 1 June 2024 |  | - |  | 20 November 2024 | SAHID DERMAWAN - SPV TSE BARAT | ACTIVE
HS7581A1809 | SH002 | HISTOSTAR-HOT EMBEDDING MODULE | DIAGNOSTIC 2 | SHANDON DIAGNOSTICS Ltd. | GN23110022 | RS PRIMAYA BEKASI BARAT | BEKASI | JAWA BARAT | BEKASI | MAIN UNIT | CUSTOMER | - |  | 12 April 2019 |  | - |  | - |  | ACTIVE
HS7582A1809 | SH002 | HISTOSTAR-HOT EMBEDDING MODULE | DIAGNOSTIC 2 | SHANDON DIAGNOSTICS Ltd. | GN21060007 | EKA HOSPITAL CIBUBUR | DEPOK | JAWA BARAT | DEPOK | MAIN UNIT | CUSTOMER | - |  | 30 March 2022 | MUHAMMAD FAJAR - TSE | - |  | 30 March 2022 | MUHAMMAD FAJAR - TSE | ACTIVE
HS7598A1809 | SH002 | HISTOSTAR-HOT EMBEDDING MODULE | DIAGNOSTIC 2 | SHANDON DIAGNOSTICS Ltd. | GN00000054 | RSUD AHMAD YANI METRO | BANDAR LAMPUNG | LAMPUNG | BANDAR LAMPUNG | MAIN UNIT | CUSTOMER | - |  | 19 March 2019 |  | - |  | - |  | ACTIVE
HS7883B1901 | ECA05 | COLD PLATE | DIAGNOSTIC 2 | SHANDON DIAGNOSTICS Ltd. | GN00001513 | RSUD GENTENG | JEMBER | JAWA TIMUR | BANYUWANGI | MAIN UNIT | CUSTOMER | - |  | 23 April 2019 |  | - |  | - |  | ACTIVE
HS788581901 | ECA05 | COLD PLATE | DIAGNOSTIC 2 | SHANDON DIAGNOSTICS Ltd. | GN00006967 | RSUD LAHAT | PALEMBANG | SUMATERA SELATAN | PALEMBANG | MAIN UNIT | CUSTOMER | - |  | 14 May 2019 |  | - |  | - |  | ACTIVE
HS7885B1901 | ECA05 | COLD PLATE | DIAGNOSTIC 2 | SHANDON DIAGNOSTICS Ltd. | GN00002986 | RDC PUSAT - RAWAGELAM | PUSAT | DKI JAKARTA | JAKARTA TIMUR | MAIN UNIT | EMP | - |  | 5 March 2019 |  | - |  | - |  | ACTIVE
HS7886B1901 | ECA05 | COLD PLATE | DIAGNOSTIC 2 | SHANDON DIAGNOSTICS Ltd. | GN00001509 | RSUD DR. ABDOER RAHEM | JEMBER | JAWA TIMUR | SITUBONDO | MAIN UNIT | CUSTOMER | - |  | 25 June 2019 |  | - |  | - |  | ACTIVE
HS7887B1901 | ECA05 | COLD PLATE | DIAGNOSTIC 2 | SHANDON DIAGNOSTICS Ltd. | GN18030035 | RS.DR.H.MOCH.ANSARI SALEH | BANJARMASIN | KALIMANTAN SELATAN | BANJARMASIN | MAIN UNIT | CUSTOMER | - |  | 5 March 2019 |  | - |  | - |  | ACTIVE
HS7890B1901 | ECA05 | COLD PLATE | DIAGNOSTIC 2 | SHANDON DIAGNOSTICS Ltd. | GN00001823 | RSUD Dr. SAIFUL ANWAR PROV JAWA TIMUR | MALANG | JAWA TIMUR | MALANG | MAIN UNIT | CUSTOMER | - |  | 5 March 2019 |  | - |  | - |  | ACTIVE
HS7902A1901 | ECA06 | HOT EMBEDDING SYSTEM | DIAGNOSTIC 2 | SHANDON DIAGNOSTICS Ltd. | GN00001513 | RSUD GENTENG | JEMBER | JAWA TIMUR | BANYUWANGI | MAIN UNIT | CUSTOMER | - |  | 23 April 2019 |  | - |  | - |  | ACTIVE
HS7904A1901-HS7886B1901 | SH001 | HISTOSTAR | DIAGNOSTIC 2 | SHANDON DIAGNOSTICS Ltd. | GN00006967 | RSUD LAHAT | PALEMBANG | SUMATERA SELATAN | PALEMBANG | MAIN UNIT | CUSTOMER | - |  | 15 May 2019 |  | - |  | - |  | ACTIVE
HS7909B1901 | ECA05 | COLD PLATE | DIAGNOSTIC 2 | SHANDON DIAGNOSTICS Ltd. | GN00002986 | RDC PUSAT - RAWAGELAM | PUSAT | DKI JAKARTA | JAKARTA TIMUR | MAIN UNIT | EMP | - |  | 5 March 2019 |  | - |  | - |  | ACTIVE
HS7911B1901 | ECA05 | COLD PLATE | DIAGNOSTIC 2 | SHANDON DIAGNOSTICS Ltd. | GN00000505 | RS KELUARGA SEHAT PATI | SEMARANG | JAWA TENGAH | PATI | MAIN UNIT | CUSTOMER | - |  | - |  | 26 May 2020 | System Auto | 26 May 2020 | System Auto | ACTIVE
HS7920A1901 | ECA06 | HOT EMBEDDING SYSTEM | DIAGNOSTIC 2 | SHANDON DIAGNOSTICS Ltd. | GN00001509 | RSUD DR. ABDOER RAHEM | JEMBER | JAWA TIMUR | SITUBONDO | MAIN UNIT | CUSTOMER | - |  | 25 June 2019 |  | - |  | - |  | ACTIVE
HS7921A1901 | ECA06 | HOT EMBEDDING SYSTEM | DIAGNOSTIC 2 | SHANDON DIAGNOSTICS Ltd. | GN18030035 | RS.DR.H.MOCH.ANSARI SALEH | BANJARMASIN | KALIMANTAN SELATAN | BANJARMASIN | MAIN UNIT | CUSTOMER | - |  | 5 March 2019 |  | - |  | - |  | ACTIVE
HS7922A1901 | ECA06 | HOT EMBEDDING SYSTEM | DIAGNOSTIC 2 | SHANDON DIAGNOSTICS Ltd. | GN00002986 | RDC PUSAT - RAWAGELAM | PUSAT | DKI JAKARTA | JAKARTA TIMUR | MAIN UNIT | EMP | - |  | 5 March 2019 |  | - |  | - |  | ACTIVE
HS7924A1901 | ECA06 | HOT EMBEDDING SYSTEM | DIAGNOSTIC 2 | SHANDON DIAGNOSTICS Ltd. | GN00000966 | RSUD CIKALONG WETAN | BANDUNG | JAWA BARAT | BANDUNG | MAIN UNIT | CUSTOMER | - |  | 26 March 2022 | SUKMA WIJAYA - TSE | - |  | 26 March 2022 | SUKMA WIJAYA - TSE | ACTIVE
HS7926A1901-HS7911B1901 | SH001 | HISTOSTAR | DIAGNOSTIC 2 | SHANDON DIAGNOSTICS Ltd. | GN19090024 | RSU PUTRI BIDADARI | MEDAN | SUMATERA UTARA | MEDAN | MAIN UNIT | CUSTOMER | - |  | 9 December 2019 |  | - |  | - |  | ACTIVE
HS7927A1901-HS7910B1901 | SH001 | HISTOSTAR | DIAGNOSTIC 2 | SHANDON DIAGNOSTICS Ltd. | GN00005418 | LAB FAKKEDOKUNSRAT MDO | MANADO | SULAWESI UTARA | MANADO | MAIN UNIT | CUSTOMER | 12 December 2019 | ABU ABDILLAH - TSE | 12 December 2019 |  | 12 December 2019 | ABU ABDILLAH - TSE | - |  | ACTIVE
HS8153B1904 | ECA05 | COLD PLATE | DIAGNOSTIC 2 | SHANDON DIAGNOSTICS Ltd. | GN00002783 | RS PELABUHAN SBY | SURABAYA-2 | JAWA TIMUR | SURABAYA | MAIN UNIT | CUSTOMER | 8 April 2020 | MIKKI FAHRIZI - TSE | 8 April 2020 |  | 8 April 2020 | MIKKI FAHRIZI - TSE | - |  | ACTIVE
HS8222B1904 | ECA05 | COLD PLATE | DIAGNOSTIC 2 | SHANDON DIAGNOSTICS Ltd. | GN00000966 | RSUD CIKALONG WETAN | BANDUNG | JAWA BARAT | BANDUNG | MAIN UNIT | CUSTOMER | - |  | 26 March 2022 | SUKMA WIJAYA - TSE | 26 May 2020 | System Auto | 26 March 2022 | SUKMA WIJAYA - TSE | ACTIVE
HS8230A1904 | SH001 | HISTOSTAR | DIAGNOSTIC 2 | SHANDON DIAGNOSTICS Ltd. | GN00002783 | RS PELABUHAN SBY | SURABAYA-2 | JAWA TIMUR | SURABAYA | MAIN UNIT | CUSTOMER | 13 April 2020 | MIKKI FAHRIZI - TSE | 31 March 2020 |  | 13 April 2020 | MIKKI FAHRIZI - TSE | - |  | ACTIVE
HS8240A1904 | SH001 | HISTOSTAR | DIAGNOSTIC 2 | SHANDON DIAGNOSTICS Ltd. | GN00002986 | RDC PUSAT - RAWAGELAM | PUSAT | DKI JAKARTA | JAKARTA TIMUR | MAIN UNIT | EMP | - |  | 1 January 1900 |  | - |  | - |  | ACTIVE
HS8262A1905 | SH001 | HISTOSTAR | DIAGNOSTIC 2 | SHANDON DIAGNOSTICS Ltd. | GN00002986 | RDC PUSAT - RAWAGELAM | PUSAT | DKI JAKARTA | JAKARTA TIMUR | MAIN UNIT | EMP | - |  | 1 January 1900 |  | - |  | - |  | ACTIVE
HS8624A1908 | SH002 | HISTOSTAR-HOT EMBEDDING MODULE | DIAGNOSTIC 2 | SHANDON DIAGNOSTICS Ltd. | GN00006125 | RS SARI ASIH KARAWACI | TANGERANG | BANTEN | TANGERANG | MAIN UNIT | CUSTOMER | 26 December 2019 | ARBIANSYAH - TSE | 26 December 2019 |  | 26 December 2019 | ARBIANSYAH - TSE | - |  | ACTIVE
HS8625A1908 | SH002 | HISTOSTAR-HOT EMBEDDING MODULE | DIAGNOSTIC 2 | SHANDON DIAGNOSTICS Ltd. | GN00000594 | RSU St. Antonius | PONTIANAK | KALIMANTAN BARAT |  | MAIN UNIT | CUSTOMER | - |  | 4 July 2022 | MUHAMMAD FAJAR - TSE | 27 June 2022 | LEO LANANG SIGIT - TSE CP | - |  | ACTIVE
HS8626A1908 | SH001 | HISTOSTAR | DIAGNOSTIC 2 | SHANDON DIAGNOSTICS Ltd. | GN00002818 | PT. INNOLAB SAINS INTERNATIONAL ( KALGEN INNOLAB ) | JAKARTA-1 | DKI JAKARTA | JAKARTA TIMUR | MAIN UNIT | CUSTOMER | 28 December 2020 | FAJAR FAHMI - TSE | 4 January 2021 | MOHAMAD SUKARJO - TSE CP | 28 December 2020 | FAJAR FAHMI - TSE | 4 January 2021 | MOHAMAD SUKARJO - TSE CP | ACTIVE
HS8628A1908 | ECA06 | HOT EMBEDDING SYSTEM | DIAGNOSTIC 2 | SHANDON DIAGNOSTICS Ltd. | GN00002986 | RDC PUSAT - RAWAGELAM | PUSAT | DKI JAKARTA | JAKARTA TIMUR | MAIN UNIT | EMP | - |  | - |  | 7 July 2021 | LEO LANANG SIGIT - TSE CP | - |  | ACTIVE
HS8630A1908 | SH001 | HISTOSTAR | DIAGNOSTIC 2 | SHANDON DIAGNOSTICS Ltd. | GN00000196 | RS EKA HOSPITAL PEKANBARU | PEKAN BARU | RIAU | PEKANBARU | MAIN UNIT | CUSTOMER | - |  | 13 August 2021 | RUDI SETIAWAN - TSE | 7 August 2021 | LEO LANANG SIGIT - TSE CP | 13 August 2021 | RUDI SETIAWAN - TSE | ACTIVE
HS8635B1909 | ECA05 | COLD PLATE | DIAGNOSTIC 2 | SHANDON DIAGNOSTICS Ltd. | GN00006125 | RS SARI ASIH KARAWACI | TANGERANG | BANTEN | TANGERANG | MAIN UNIT | CUSTOMER | 26 December 2019 | ARBIANSYAH - TSE | 26 December 2019 |  | 26 December 2019 | ARBIANSYAH - TSE | - |  | ACTIVE
HS9771A2010EP | SH002 | HISTOSTAR-HOT EMBEDDING MODULE | DIAGNOSTIC 2 | SHANDON DIAGNOSTICS Ltd. | GN00002663 | RSUD DR SOEDIRMAN KEBUMEN | PURWOKERTO | JAWA TENGAH | PURWOKERTO | MAIN UNIT | CUSTOMER | - |  | 5 August 2021 | HARI UDI RAHARJO - TSE | 4 August 2021 | LEO LANANG SIGIT - TSE CP | 5 August 2021 | HARI UDI RAHARJO - TSE | ACTIVE
HS9772B2010EP | SH001 | HISTOSTAR | DIAGNOSTIC 2 | SHANDON DIAGNOSTICS Ltd. | GN21090008 | Poltekkes Makassar Jurusan Analis Kesehatan | MAKASSAR | SULAWESI SELATAN | MAKASSAR | MAIN UNIT | CUSTOMER | - |  | 17 September 2021 |  | 30 September 2021 | LEO LANANG SIGIT - TSE CP | 11 October 2023 | ANDI ISMAIL - SPV TSE TIMUR | ACTIVE
HS9776B2010EP | SH003 | HISTOSTAR-COLDPLATE | DIAGNOSTIC 2 | SHANDON DIAGNOSTICS Ltd. | GN00002663 | RSUD DR SOEDIRMAN KEBUMEN | PURWOKERTO | JAWA TENGAH | PURWOKERTO | MAIN UNIT | CUSTOMER | - |  | 5 August 2021 | HARI UDI RAHARJO - TSE | 4 August 2021 | LEO LANANG SIGIT - TSE CP | 5 August 2021 | HARI UDI RAHARJO - TSE | ACTIVE
HS9800A2010EP | SH001 | HISTOSTAR | DIAGNOSTIC 2 | SHANDON DIAGNOSTICS Ltd. | GN21090008 | Poltekkes Makassar Jurusan Analis Kesehatan | MAKASSAR | SULAWESI SELATAN | MAKASSAR | MAIN UNIT | CUSTOMER | - |  | 5 November 2021 | ASRULLAH - TSE | 30 September 2021 | LEO LANANG SIGIT - TSE CP | 5 November 2021 | ASRULLAH - TSE | ACTIVE
HV30Z011T217230010X | SIM14 | I RAY FPD 1417 MOBILE | IMAGING | SRI INTAN PERKASA, PT. | GN00002986 | RDC PUSAT - RAWAGELAM | PUSAT | DKI JAKARTA | JAKARTA TIMUR | MAIN UNIT | EMP | - |  | - |  | 31 January 2024 | ANTONIUS SAGITA - KALIBRASI | - |  | ACTIVE
HV30Z011T403230005X | SIM14 | I RAY FPD 1417 MOBILE | IMAGING | SRI INTAN PERKASA, PT. | GN00002986 | RDC PUSAT - RAWAGELAM | PUSAT | DKI JAKARTA | JAKARTA TIMUR | MAIN UNIT | EMP | - |  | - |  | 23 June 2023 | ARIEF SETIAWAN - TSE CP | - |  | ACTIVE
HV30Z011T419240006X | SIP14 | I RAY FPD 1417 STATIONARY | IMAGING | SRI INTAN PERKASA, PT. | GN18100004 | RS AIRAN RAYA | BANDAR LAMPUNG | LAMPUNG | BANDAR LAMPUNG | MAIN UNIT | CUSTOMER | - |  | 26 September 2024 |  | 16 August 2024 | ARIEF SETIAWAN - TSE CP | 30 September 2024 | SAHID DERMAWAN - SPV TSE BARAT | ACTIVE
HZVV4195 | F0080 | VERTICAL FLOOR ATV 80 | DIAGNOSTIC 2 | FALC INSTRUMENT S.R.L. | GN00002986 | RDC PUSAT - RAWAGELAM | PUSAT | DKI JAKARTA | JAKARTA TIMUR | MAIN UNIT | EMP | 18 June 2018 | ANTONIUS SAGITA - KALIBRASI | 12 June 2018 |  | 18 June 2018 | ANTONIUS SAGITA - KALIBRASI | - |  | ACTIVE
IDN012547 | 99234 |  |  |  | GN00001774 | BALAI BESAR LABORATORIUM KESEHATAN (BBLK) BANDUNG | BANDUNG | JAWA BARAT | BANDUNG | MAIN UNIT | CUSTOMER | 1 February 1990 | SUKMA WIJAYA - TSE | 22 December 2011 |  | 1 February 1990 | SUKMA WIJAYA - TSE | - |  | INACTIVE
III/XI/12 | TM42U |  |  |  | GN00001397 | RSUD LEWOLEBA | KUPANG | NUSA TENGGARA TIMUR | LEMBATA | MAIN UNIT | CUSTOMER | 27 November 2014 | I KADEK - TSE | 27 November 2014 |  | 27 November 2014 | I KADEK - TSE | - |  | INACTIVE
IQIF02167 | 47B21 | TEMPO Configuration |  |  | GN22030064 | BKIPM DENPASAR | DENPASAR | BALI | DENPASAR | MAIN UNIT | EMP | - |  | 22 July 2022 | ANDRIAS NUGROHO - TSE | - |  | 10 August 2022 | ANDRIAS NUGROHO - TSE | ACTIVE
IQIF02566 | 70021 | VC TEMPO WIRED CONFIGURATION | BIOSCIENCE | BIOMERIEUX SA | GN00002746 | BALAI BESAR LABORATORIUM KESEHATAN (BBLK) JAKARTA | JAKARTA-1 | DKI JAKARTA | JAKARTA TIMUR | MAIN UNIT | EMP | 31 July 2019 | ARDI HERMAWAN - TSE CP | 19 April 2019 |  | 31 July 2019 | ARDI HERMAWAN - TSE CP | 20 June 2025 | SAHID DERMAWAN - SPV TSE BARAT | ACTIVE
IQIF02567 | 70021 | VC TEMPO WIRED CONFIGURATION | BIOSCIENCE | BIOMERIEUX SA | GN00002986 | RDC PUSAT - RAWAGELAM | PUSAT | DKI JAKARTA | JAKARTA TIMUR | MAIN UNIT | EMP | 21 June 2017 | LEO LANANG SIGIT - TSE CP | 1 January 1900 |  | 21 June 2017 | LEO LANANG SIGIT - TSE CP | - |  | ACTIVE
IQIR02103 | 47B21 | TEMPO Configuration |  |  | GN00002985 | WORKSHOOP CSM PUSAT | PUSAT | DKI JAKARTA | JAKARTA TIMUR | MAIN UNIT | EMP | 28 August 2019 | DIKY SUGIH - VAC MSS EMR | 30 March 2022 | MUHAMMAD FAJAR - TSE | 28 August 2019 | DIKY SUGIH - VAC MSS EMR | 17 November 2025 | SAHID DERMAWAN - SPV TSE BARAT | ACTIVE
IQIR02451 | 70021 | VC TEMPO WIRED CONFIGURATION | BIOSCIENCE | BIOMERIEUX SA | GN00002746 | BALAI BESAR LABORATORIUM KESEHATAN (BBLK) JAKARTA | JAKARTA-1 | DKI JAKARTA | JAKARTA TIMUR | MAIN UNIT | EMP | 14 February 2018 | FARIDA ADELINA | 19 April 2019 |  | 14 February 2018 | FARIDA ADELINA | 20 June 2025 | SAHID DERMAWAN - SPV TSE BARAT | ACTIVE
IQIR02454/IQF02567 | 70021 | VC TEMPO WIRED CONFIGURATION | BIOSCIENCE | BIOMERIEUX SA | GN00002804 | LABKESDA DKI JAKARTA | JAKARTA-1 | DKI JAKARTA | JAKARTA PUSAT | MAIN UNIT | EMP | 14 May 2019 | ARDI HERMAWAN - TSE CP | 17 November 2017 |  | 14 May 2019 | ARDI HERMAWAN - TSE CP | - |  | ACTIVE
IQIR02466+IQIF02587 | 70021 | VC TEMPO WIRED CONFIGURATION | BIOSCIENCE | BIOMERIEUX SA | GN00011723 | LABORATORIUM BALAI KARANTINA IKAN KELAS II TANJUNG PRIOK | JAKARTA-2 | DKI JAKARTA | JAKARTA BARAT | MAIN UNIT | EMP | 5 September 2017 | DIKY SUGIH - VAC MSS EMR | 29 July 2021 | ARDI HERMAWAN - TSE CP | 5 September 2017 | DIKY SUGIH - VAC MSS EMR | 29 July 2021 | ARDI HERMAWAN - TSE CP | ACTIVE
IQIR02467+IQIF02586 | 70021 | VC TEMPO WIRED CONFIGURATION | BIOSCIENCE | BIOMERIEUX SA | GN00011690 | SHOWROOM PT EMP | PUSAT | DKI JAKARTA | JAKARTA TIMUR | MAIN UNIT | EMP | 9 September 2019 | FARIDA ADELINA | 22 January 2021 | ADITIYA NOVANDRA - TSE | 9 September 2019 | FARIDA ADELINA | 20 August 2024 | SAHID DERMAWAN - SPV TSE BARAT | ACTIVE
IQIR02470+IQIF02580 | 70021 | VC TEMPO WIRED CONFIGURATION | BIOSCIENCE | BIOMERIEUX SA | GN00002985 | WORKSHOOP CSM PUSAT | PUSAT | DKI JAKARTA | JAKARTA TIMUR | MAIN UNIT | EMP | 13 January 2020 |  | 22 January 2021 | ADITIYA NOVANDRA - TSE | 13 January 2020 |  | 5 March 2025 | SAHID DERMAWAN - SPV TSE BARAT | ACTIVE
IQIR02702 | 70021 | VC TEMPO WIRED CONFIGURATION | BIOSCIENCE | BIOMERIEUX SA | GN19020026 | UPT PMP2KP - SURABAYA | SURABAYA-1 | JAWA TIMUR | SURABAYA | MAIN UNIT | CUSTOMER | 12 May 2020 | ANDI ISMAIL - SPV TSE TIMUR | - | GANDHI YANRANGGA | 12 May 2020 | ANDI ISMAIL - SPV TSE TIMUR | 15 June 2020 | SENDRA WIJAYA - IT | ACTIVE
IQIR02736 | 70021 | VC TEMPO WIRED CONFIGURATION | BIOSCIENCE | BIOMERIEUX SA | GN22090016 | PT LAUTAN NATURA KRIMERINDO | SURABAYA-1 | JAWA TIMUR | SURABAYA | MAIN UNIT | EMP | 29 July 2020 | LEO LANANG SIGIT - TSE CP | 17 July 2021 | GANDHI YANRANGGA | 22 July 2020 | LEO LANANG SIGIT - TSE CP | 2 October 2023 |  | ACTIVE
IQIR02871 | 70021 | VC TEMPO WIRED CONFIGURATION | BIOSCIENCE | BIOMERIEUX SA | GN00002986 | RDC PUSAT - RAWAGELAM | PUSAT | DKI JAKARTA | JAKARTA TIMUR | MAIN UNIT | EMP | - |  | - |  | 20 January 2022 | LEO LANANG SIGIT - TSE CP | - |  | ACTIVE
IQIR03010 | 70021 | VC TEMPO WIRED CONFIGURATION | BIOSCIENCE | BIOMERIEUX SA | GN00002986 | RDC PUSAT - RAWAGELAM | PUSAT | DKI JAKARTA | JAKARTA TIMUR | MAIN UNIT | EMP | 19 December 2022 | MOHAMAD SUKARJO - TSE CP | - |  | 23 March 2023 |  | - |  | ACTIVE
IQIR03015 | 70021 | VC TEMPO WIRED CONFIGURATION | BIOSCIENCE | BIOMERIEUX SA | GN00002986 | RDC PUSAT - RAWAGELAM | PUSAT | DKI JAKARTA | JAKARTA TIMUR | MAIN UNIT | EMP | 6 December 2022 | LEO LANANG SIGIT - TSE CP | - |  | 23 March 2023 |  | - |  | ACTIVE
IQIR03112 | 70021 | VC TEMPO WIRED CONFIGURATION | BIOSCIENCE | BIOMERIEUX SA | GN00002986 | RDC PUSAT - RAWAGELAM | PUSAT | DKI JAKARTA | JAKARTA TIMUR | MAIN UNIT | EMP | - |  | - |  | 11 January 2024 | LEO LANANG SIGIT - TSE CP | - |  | ACTIVE
IQIRO3111 | 70021 | VC TEMPO WIRED CONFIGURATION | BIOSCIENCE | BIOMERIEUX SA | GN00002986 | RDC PUSAT - RAWAGELAM | PUSAT | DKI JAKARTA | JAKARTA TIMUR | MAIN UNIT | EMP | - |  | - |  | 24 January 2024 | LEO LANANG SIGIT - TSE CP | - |  | ACTIVE
IRIQ02737 | 70021 | VC TEMPO WIRED CONFIGURATION | BIOSCIENCE | BIOMERIEUX SA | GN00002986 | RDC PUSAT - RAWAGELAM | PUSAT | DKI JAKARTA | JAKARTA TIMUR | MAIN UNIT | EMP | 29 July 2020 | LEO LANANG SIGIT - TSE CP | - |  | 22 July 2020 | LEO LANANG SIGIT - TSE CP | - |  | ACTIVE
ITV120I2010 | 99088 | MINI VIDAS | DIAGNOSTIC 1 | BIOMERIEUX SA | GN00001789 | RS ISLAM SURAKARTA | SOLO | JAWA TENGAH | SUKOHARJO | MAIN UNIT | EMP | - |  | 1 January 2013 |  | - |  | - |  | ACTIVE
ITV12110496 | 99088 | MINI VIDAS | DIAGNOSTIC 1 | BIOMERIEUX SA | GN00002985 | WORKSHOOP CSM PUSAT | PUSAT | DKI JAKARTA | JAKARTA TIMUR | MAIN UNIT | EMP | 18 November 2014 | WISPI SIAGARI - TSE | 1 January 1900 |  | 18 November 2014 | WISPI SIAGARI - TSE | - |  | ACTIVE
ITV1216849 | 99088 | MINI VIDAS | DIAGNOSTIC 1 | BIOMERIEUX SA | GN00003001 | PT. ENSEVAL MEDIKA PRIMA - HO | PUSAT | DKI JAKARTA | JAKARTA TIMUR | MAIN UNIT | EMP | - |  | 1 January 1900 |  | - |  | - |  | ACTIVE
ITV12I10269 | 99088 | MINI VIDAS | DIAGNOSTIC 1 | BIOMERIEUX SA | GN00002289 | LAB GATOT SUBROTO PUSAT | MEDAN | SUMATERA UTARA | MEDAN | MAIN UNIT | CUSTOMER | 6 August 2014 | ARBIANSYAH - TSE | 1 January 2013 |  | 6 August 2014 | ARBIANSYAH - TSE | - |  | ACTIVE
ITV12I10270 | 99088 | MINI VIDAS | DIAGNOSTIC 1 | BIOMERIEUX SA | GN00002791 | LAB KIMIA FARMA-CIKINI | JAKARTA-1 | DKI JAKARTA | JAKARTA PUSAT | MAIN UNIT | CUSTOMER | - |  | 1 January 2010 |  | - |  | - |  | ACTIVE
ITV12I10394 | 99088 | MINI VIDAS | DIAGNOSTIC 1 | BIOMERIEUX SA | GN00001655 | BLK JAMBI | JAMBI | JAMBI | JAMBI | MAIN UNIT | CUSTOMER | - |  | 27 August 2014 |  | - |  | 14 January 2025 | SAHID DERMAWAN - SPV TSE BARAT | ACTIVE
ITV12I10396 | 99088 | MINI VIDAS | DIAGNOSTIC 1 | BIOMERIEUX SA | GN00003001 | PT. ENSEVAL MEDIKA PRIMA - HO | PUSAT | DKI JAKARTA | JAKARTA TIMUR | MAIN UNIT | EMP | - |  | 1 January 1900 |  | - |  | - |  | ACTIVE
ITV12I10412 | 99088 | MINI VIDAS | DIAGNOSTIC 1 | BIOMERIEUX SA | GN00000676 | RSUD A.M. PARIKESIT | SAMARINDA | KALIMANTAN TIMUR | TENGGARONG | MAIN UNIT | CUSTOMER | 1 February 1990 | RIDWAN - TSE | 1 January 2010 |  | 1 February 1990 | RIDWAN - TSE | - |  | ACTIVE
ITV12I10414 | 99088 | MINI VIDAS | DIAGNOSTIC 1 | BIOMERIEUX SA | GN00001906 | RSUD KAB SLEMAN | YOGYAKARTA | YOGYAKARTA | YOGYAKARTA | MAIN UNIT | CUSTOMER | - |  | 1 January 1900 |  | - |  | - |  | ACTIVE
ITV12I10522 | 99088 | MINI VIDAS | DIAGNOSTIC 1 | BIOMERIEUX SA | GN00000549 | BLK KOTA SEMARANG / PROV JATENG | SEMARANG | JAWA TENGAH | SEMARANG | MAIN UNIT | CUSTOMER | - |  | 1 January 2012 |  | - |  | - |  | ACTIVE
ITV12I10640 | 99088 | MINI VIDAS | DIAGNOSTIC 1 | BIOMERIEUX SA | GN00003001 | PT. ENSEVAL MEDIKA PRIMA - HO | PUSAT | DKI JAKARTA | JAKARTA TIMUR | MAIN UNIT | EMP | - |  | 1 January 2009 |  | - |  | - |  | ACTIVE
ITV12I10723 | 99088 | MINI VIDAS | DIAGNOSTIC 1 | BIOMERIEUX SA | GN00003001 | PT. ENSEVAL MEDIKA PRIMA - HO | PUSAT | DKI JAKARTA | JAKARTA TIMUR | MAIN UNIT | EMP | - |  | 1 January 1900 |  | - |  | - |  | ACTIVE
ITV12I10733 | 99088 | MINI VIDAS | DIAGNOSTIC 1 | BIOMERIEUX SA | GN00003001 | PT. ENSEVAL MEDIKA PRIMA - HO | PUSAT | DKI JAKARTA | JAKARTA TIMUR | MAIN UNIT | EMP | - |  | 1 January 2004 |  | - |  | - |  | ACTIVE
ITV12I11125 | 99088 | MINI VIDAS | DIAGNOSTIC 1 | BIOMERIEUX SA | GN00000455 | RSUD TEUKU FAKINAH | BANDA ACEH | ACEH | BANDA ACEH | MAIN UNIT | CUSTOMER | 1 February 1990 | GATOT SURYA ADIPUTRA - TSE | 1 November 2013 |  | 1 February 1990 | GATOT SURYA ADIPUTRA - TSE | - |  | ACTIVE
ITV12I11144 | 99088 | MINI VIDAS | DIAGNOSTIC 1 | BIOMERIEUX SA | GN00001016 | RS TEBET | JAKARTA-1 | DKI JAKARTA | JAKARTA SELATAN | MAIN UNIT | CUSTOMER | - |  | 1 January 2010 |  | - |  | - |  | ACTIVE
ITV12I11186 | 99088 | MINI VIDAS | DIAGNOSTIC 1 | BIOMERIEUX SA | GN00011539 | PG23 | PUSAT | DKI JAKARTA | JAKARTA TIMUR | MAIN UNIT | EMP | - |  | 25 June 2015 |  | - |  | - |  | ACTIVE
ITV12I11198 | 99088 | MINI VIDAS | DIAGNOSTIC 1 | BIOMERIEUX SA | GN00003001 | PT. ENSEVAL MEDIKA PRIMA - HO | PUSAT | DKI JAKARTA | JAKARTA TIMUR | MAIN UNIT | EMP | 21 July 2014 |  | 1 January 2000 |  | 21 July 2014 |  | - |  | ACTIVE
ITV12I11419 | 99088 | MINI VIDAS | DIAGNOSTIC 1 | BIOMERIEUX SA | GN00001617 | LAB KIMIA FARMA | BATAM | KEPULAUAN RIAU | BATAM | MAIN UNIT | CUSTOMER | - |  | 1 January 1900 |  | - |  | - |  | ACTIVE
ITV12I11780 | 99088 | MINI VIDAS | DIAGNOSTIC 1 | BIOMERIEUX SA | GN00002336 | LABKESDA | MEDAN | SUMATERA UTARA | MEDAN | MAIN UNIT | CUSTOMER | 11 June 2015 | ARBIANSYAH - TSE | 1 January 2013 |  | 11 June 2015 | ARBIANSYAH - TSE | - |  | ACTIVE
ITV12I11782 | 99088 | MINI VIDAS | DIAGNOSTIC 1 | BIOMERIEUX SA | GN00000675 | RSUD TARAKAN | SAMARINDA | KALIMANTAN TIMUR | SAMARINDA | MAIN UNIT | CUSTOMER | - |  | 1 January 2009 |  | - |  | - |  | ACTIVE
ITV12I12006 | 99088 | MINI VIDAS | DIAGNOSTIC 1 | BIOMERIEUX SA | GN00000982 | RSUD JIWA DUREN SAWIT | JAKARTA-1 | DKI JAKARTA | JAKARTA TIMUR | MAIN UNIT | CUSTOMER | 22 July 2014 | GANDHI YANRANGGA | 1 January 2009 |  | 22 July 2014 | GANDHI YANRANGGA | - |  | ACTIVE
ITV12I12009 | 99088 | MINI VIDAS | DIAGNOSTIC 1 | BIOMERIEUX SA | GN00007905 | BALAI PENGAWAS OBAT DAN MAKANAN (BPOM) | JAKARTA-1 | DKI JAKARTA | JAKARTA PUSAT | MAIN UNIT | CUSTOMER | 29 August 2014 | ANASTASIA OCTAVIN | 1 January 2011 |  | 29 August 2014 | ANASTASIA OCTAVIN | - |  | ACTIVE
ITV12I12228 | 99088 | MINI VIDAS | DIAGNOSTIC 1 | BIOMERIEUX SA | GN00003001 | PT. ENSEVAL MEDIKA PRIMA - HO | PUSAT | DKI JAKARTA | JAKARTA TIMUR | MAIN UNIT | EMP | - |  | 1 January 2010 |  | - |  | - |  | ACTIVE
ITV12I12230 | 99088 | MINI VIDAS | DIAGNOSTIC 1 | BIOMERIEUX SA | GN00003001 | PT. ENSEVAL MEDIKA PRIMA - HO | PUSAT | DKI JAKARTA | JAKARTA TIMUR | MAIN UNIT | EMP | - |  | 24 May 2012 |  | - |  | - |  | ACTIVE
ITV12I12236 | 99088 | MINI VIDAS | DIAGNOSTIC 1 | BIOMERIEUX SA | GN00002367 | LAB MEDISTAR | MANADO | SULAWESI UTARA | MANADO | MAIN UNIT | CUSTOMER | 20 August 2014 |  | 1 January 1900 |  | 20 August 2014 |  | - |  | ACTIVE
ITV12I12436 | 99088 | MINI VIDAS | DIAGNOSTIC 1 | BIOMERIEUX SA | GN00002776 | RS GRIU DR. SOETOMO, SURABAYA | SURABAYA-2 | JAWA TIMUR | SURABAYA | MAIN UNIT | CUSTOMER | 31 August 2018 | TRIYONO - TSE AREA BARAT | 12 June 2017 |  | 31 August 2018 | TRIYONO - TSE AREA BARAT | - |  | ACTIVE
ITV12I12440 | 99088 | MINI VIDAS | DIAGNOSTIC 1 | BIOMERIEUX SA | GN00001656 | LAB PRIMA | JAMBI | JAMBI | JAMBI | MAIN UNIT | CUSTOMER | 1 February 1990 | INDRA BUDI GUNAWAN | 1 January 1900 |  | 1 February 1990 | INDRA BUDI GUNAWAN | - |  | ACTIVE
ITV12I12602 | 99088 | MINI VIDAS | DIAGNOSTIC 1 | BIOMERIEUX SA | GN00000460 | RSUD DR ZAINOEL ABIDIN | BANDA ACEH | ACEH | BANDA ACEH | MAIN UNIT | CUSTOMER | 23 June 2016 |  | 1 January 2013 |  | 23 June 2016 |  | - |  | ACTIVE
ITV12I12613 | 99088 | MINI VIDAS | DIAGNOSTIC 1 | BIOMERIEUX SA | GN00003817 | NIKI DIAGNOSTIC CENTER | DENPASAR | BALI | DENPASAR | MAIN UNIT | CUSTOMER | 20 October 2016 | I KADEK - TSE | 1 January 1900 |  | 20 October 2016 | I KADEK - TSE | - |  | ACTIVE
ITV12I12843 | 99088 | MINI VIDAS | DIAGNOSTIC 1 | BIOMERIEUX SA | GN00001563 | LAB ALFA-BALIKPAPAN | BALIKPAPAN | KALIMANTAN TIMUR | BALIKPAPAN | MAIN UNIT | CUSTOMER | 1 February 1990 | RIDWAN - TSE | 1 January 1900 |  | 1 February 1990 | RIDWAN - TSE | - |  | ACTIVE
ITV12I5618 | 99088 | MINI VIDAS | DIAGNOSTIC 1 | BIOMERIEUX SA | GN00002674 | LAB BUDI SEHAT | SOLO | JAWA TENGAH | SURAKARTA | MAIN UNIT | CUSTOMER | 22 August 2014 | RAKHMAT | 1 January 1900 |  | 22 August 2014 | RAKHMAT | - |  | ACTIVE
ITV12I6292 | 99088 | MINI VIDAS | DIAGNOSTIC 1 | BIOMERIEUX SA | GN00003001 | PT. ENSEVAL MEDIKA PRIMA - HO | PUSAT | DKI JAKARTA | JAKARTA TIMUR | MAIN UNIT | EMP | 1 February 1990 | YANDRI - MSS CORE | 1 January 1900 |  | 1 February 1990 | YANDRI - MSS CORE | - |  | ACTIVE
ITV12I8355 | 99088 | MINI VIDAS | DIAGNOSTIC 1 | BIOMERIEUX SA | GN00002985 | WORKSHOOP CSM PUSAT | PUSAT | DKI JAKARTA | JAKARTA TIMUR | MAIN UNIT | EMP | - |  | 1 January 1900 |  | - |  | - |  | ACTIVE
ITV12I8812 | 99088 | MINI VIDAS | DIAGNOSTIC 1 | BIOMERIEUX SA | GN00011539 | PG23 | PUSAT | DKI JAKARTA | JAKARTA TIMUR | MAIN UNIT | EMP | 9 March 2015 | ARBIANSYAH - TSE | 9 March 2015 |  | 9 March 2015 | ARBIANSYAH - TSE | - |  | ACTIVE
ITV12I9716 | 99088 | MINI VIDAS | DIAGNOSTIC 1 | BIOMERIEUX SA | GN00007709 | LABORATORIUM BIOMED CILEGON | TANGERANG | BANTEN | CILEGON | MAIN UNIT | EMP | - |  | 1 January 2006 |  | - |  | - |  | ACTIVE
ITV30I01033 | 3425R | VIDAS 30 MODULE | DIAGNOSTIC 1 | BIOMERIEUX SA | GN00003001 | PT. ENSEVAL MEDIKA PRIMA - HO | PUSAT | DKI JAKARTA | JAKARTA TIMUR | MAIN UNIT | EMP | - |  | 1 January 1900 |  | - |  | - |  | ACTIVE
ITV30I01034 | 3425R | VIDAS 30 MODULE | DIAGNOSTIC 1 | BIOMERIEUX SA | GN00011539 | PG23 | PUSAT | DKI JAKARTA | JAKARTA TIMUR | MAIN UNIT | EMP | 16 May 2017 | SENDRA WIJAYA - IT | 1 January 1900 |  | 16 May 2017 | SENDRA WIJAYA - IT | - |  | ACTIVE
ITV30I01298 | 3425R | VIDAS 30 MODULE | DIAGNOSTIC 1 | BIOMERIEUX SA | GN00003001 | PT. ENSEVAL MEDIKA PRIMA - HO | PUSAT | DKI JAKARTA | JAKARTA TIMUR | MAIN UNIT | EMP | - |  | 1 January 2000 |  | - |  | - |  | ACTIVE
ITV30I01312 | 3425R | VIDAS 30 MODULE | DIAGNOSTIC 1 | BIOMERIEUX SA | GN00000718 | RS LNG BADAK | SAMARINDA | KALIMANTAN TIMUR | SAMARINDA | MAIN UNIT | CUSTOMER | 16 May 2017 | SENDRA WIJAYA - IT | 1 January 2004 |  | 16 May 2017 | SENDRA WIJAYA - IT | - |  | ACTIVE
ITV30I01338 | 3425R | VIDAS 30 MODULE | DIAGNOSTIC 1 | BIOMERIEUX SA | GN00002985 | WORKSHOOP CSM PUSAT | PUSAT | DKI JAKARTA | JAKARTA TIMUR | MAIN UNIT | EMP | 16 May 2017 | SENDRA WIJAYA - IT | 1 January 1900 |  | 16 May 2017 | SENDRA WIJAYA - IT | - |  | ACTIVE
ITV30I01339 | 3425R | VIDAS 30 MODULE | DIAGNOSTIC 1 | BIOMERIEUX SA | GN00011539 | PG23 | PUSAT | DKI JAKARTA | JAKARTA TIMUR | MAIN UNIT | EMP | - |  | 1 January 2013 |  | - |  | - |  | ACTIVE
ITV30I01484 | 3425R | VIDAS 30 MODULE | DIAGNOSTIC 1 | BIOMERIEUX SA | GN00002985 | WORKSHOOP CSM PUSAT | PUSAT | DKI JAKARTA | JAKARTA TIMUR | MAIN UNIT | EMP | - |  | 1 January 1900 |  | - |  | - |  | ACTIVE
ITV30I01512 | 3425R | VIDAS 30 MODULE | DIAGNOSTIC 1 | BIOMERIEUX SA | GN00003001 | PT. ENSEVAL MEDIKA PRIMA - HO | PUSAT | DKI JAKARTA | JAKARTA TIMUR | MAIN UNIT | EMP | - |  | 22 August 2016 |  | - |  | - |  | ACTIVE
ITV30I01569 | 3425R | VIDAS 30 MODULE | DIAGNOSTIC 1 | BIOMERIEUX SA | GN00003001 | PT. ENSEVAL MEDIKA PRIMA - HO | PUSAT | DKI JAKARTA | JAKARTA TIMUR | MAIN UNIT | EMP | - |  | 8 April 2016 |  | - |  | - |  | ACTIVE
IVD006881 | 3425R | VIDAS 30 MODULE | DIAGNOSTIC 1 | BIOMERIEUX SA | GN00002986 | RDC PUSAT - RAWAGELAM | PUSAT | DKI JAKARTA | JAKARTA TIMUR | MAIN UNIT | EMP | - |  | - |  | 25 August 2021 | LEO LANANG SIGIT - TSE CP | - |  | ACTIVE
IVD1201216 | 99088 | MINI VIDAS | DIAGNOSTIC 1 | BIOMERIEUX SA | GN00002083 | RS PURI MANDIRI KEDOYA | JAKARTA-2 | DKI JAKARTA | JAKARTA BARAT | MAIN UNIT | CUSTOMER | - |  | 5 January 2009 |  | - |  | - |  | ACTIVE
IVD1201220 | 99088 | MINI VIDAS | DIAGNOSTIC 1 | BIOMERIEUX SA | GN00001844 | BBLK YOGYAKARTA | YOGYAKARTA | YOGYAKARTA | YOGYAKARTA | MAIN UNIT | CUSTOMER | - |  | 1 January 1900 |  | - |  | - |  | ACTIVE
IVD1201223 | 99088 | MINI VIDAS | DIAGNOSTIC 1 | BIOMERIEUX SA | GN17120010 | RSIA FERINA | SURABAYA-2 | JAWA TIMUR | SURABAYA | MAIN UNIT | EMP | - |  | 13 March 2019 |  | - |  | - |  | ACTIVE
IVD1201224 | 99088 | MINI VIDAS | DIAGNOSTIC 1 | BIOMERIEUX SA | GN00001997 | LAB KLINIK DEWANI | DENPASAR | BALI | DENPASAR | MAIN UNIT | CUSTOMER | - |  | 1 January 1900 |  | - |  | - |  | ACTIVE
IVD1201308 | 99088 | MINI VIDAS | DIAGNOSTIC 1 | BIOMERIEUX SA | GN00002280 | UPTD LABKES PROV KALTIM | SAMARINDA | KALIMANTAN TIMUR | SAMARINDA | MAIN UNIT | CUSTOMER | - |  | 4 January 2009 |  | - |  | - |  | ACTIVE
IVD1201309 | 99088 | MINI VIDAS | DIAGNOSTIC 1 | BIOMERIEUX SA | GN00002122 | BALAI LABORATORIUM KESEHATAN (BLK) KUPANG | KUPANG | NUSA TENGGARA TIMUR | KUPANG | MAIN UNIT | CUSTOMER | 19 August 2014 |  | 1 January 1900 |  | 19 August 2014 |  | - |  | ACTIVE
IVD1201314 | 99088 | MINI VIDAS | DIAGNOSTIC 1 | BIOMERIEUX SA | GN00002616 | RS CHASAN BOESOERI | MANADO | SULAWESI UTARA | TERNATE | MAIN UNIT | CUSTOMER | 20 August 2014 | HARI UDI RAHARJO - TSE | 1 January 1900 |  | 20 August 2014 | HARI UDI RAHARJO - TSE | - |  | ACTIVE
IVD1201327 | 99088 | MINI VIDAS | DIAGNOSTIC 1 | BIOMERIEUX SA | GN00002899 | RSUD SAUM LAKI | MANADO | SULAWESI UTARA | MANADO | MAIN UNIT | CUSTOMER | 25 August 2014 | HARI UDI RAHARJO - TSE | 1 January 1900 |  | 25 August 2014 | HARI UDI RAHARJO - TSE | - |  | ACTIVE
IVD1201469 | 99088 | MINI VIDAS | DIAGNOSTIC 1 | BIOMERIEUX SA | GN00001751 | LAB CITO TEGAL | TEGAL | JAWA TENGAH | TEGAL | MAIN UNIT | EMP | - |  | 1 January 2000 |  | - |  | - |  | ACTIVE
IVD1201481 | 99088 | MINI VIDAS | DIAGNOSTIC 1 | BIOMERIEUX SA | GN00001824 | RSU KANJURUHAN KEPANJEN | MALANG | JAWA TIMUR | MALANG | MAIN UNIT | CUSTOMER | - |  | 31 October 2006 |  | - |  | - |  | ACTIVE
IVD1201533 | 99088 | MINI VIDAS | DIAGNOSTIC 1 | BIOMERIEUX SA | GN00001734 | LAB ANUGERAH KISARAN | PEMATANG SIANTAR | SUMATERA UTARA | PEMATANG SIANTAR | MAIN UNIT | EMP | 2 April 2015 | TRIYONO - TSE AREA BARAT | 1 January 2011 |  | 2 April 2015 | TRIYONO - TSE AREA BARAT | - |  | ACTIVE
IVD1201562 | 99088 | MINI VIDAS | DIAGNOSTIC 1 | BIOMERIEUX SA | GN00000011 | RSUD BUDHI ASIH | JAKARTA-1 | DKI JAKARTA | JAKARTA TIMUR | MAIN UNIT | EMP | - |  | 1 January 2011 |  | - |  | - |  | ACTIVE
IVD1201564 | 99088 | MINI VIDAS | DIAGNOSTIC 1 | BIOMERIEUX SA | GN00002017 | JKMC - JAKARTA | JAKARTA-2 | DKI JAKARTA | JAKARTA SELATAN | MAIN UNIT | CUSTOMER | 1 February 1990 | GANDHI YANRANGGA | 1 January 2010 |  | 1 February 1990 | GANDHI YANRANGGA | - |  | ACTIVE
IVD1201565 | 99088 | MINI VIDAS | DIAGNOSTIC 1 | BIOMERIEUX SA | GN00002458 | RSUD DR SOEDOMO | KEDIRI | JAWA TIMUR | TRENGGALEK | MAIN UNIT | EMP | - |  | 12 July 2024 | ASRULLAH - TSE | - |  | 22 July 2024 | ANDI ISMAIL - SPV TSE TIMUR | ACTIVE
IVD1201574 | 99088 | MINI VIDAS | DIAGNOSTIC 1 | BIOMERIEUX SA | GN00000424 | RSU H.ABD.MANAN SIMATUPANG, KISARAN | PEMATANG SIANTAR | SUMATERA UTARA | KISARAN | MAIN UNIT | CUSTOMER | 2 May 2018 | TRIYONO - TSE AREA BARAT | 17 March 2016 |  | 2 May 2018 | TRIYONO - TSE AREA BARAT | - |  | ACTIVE
IVD1201765 | 99088 | MINI VIDAS | DIAGNOSTIC 1 | BIOMERIEUX SA | GN00002686 | POLIKLINIK ABDI MULIA | SURABAYA-2 | JAWA TIMUR | SURABAYA | MAIN UNIT | CUSTOMER | 14 August 2018 | TRIYONO - TSE AREA BARAT | 1 January 2009 |  | 14 August 2018 | TRIYONO - TSE AREA BARAT | - |  | ACTIVE
IVD1201766 | 99088 | MINI VIDAS | DIAGNOSTIC 1 | BIOMERIEUX SA | GN00001918 | RS ISLAM KLATEN | YOGYAKARTA | YOGYAKARTA | YOGYAKARTA | MAIN UNIT | EMP | - |  | 1 May 2009 |  | - |  | - |  | ACTIVE
IVD1201774 | 99088 | MINI VIDAS | DIAGNOSTIC 1 | BIOMERIEUX SA | GN00001991 | LAB MMC, DENPASAR | DENPASAR | BALI | DENPASAR | MAIN UNIT | CUSTOMER | - |  | 1 January 1900 |  | - |  | - |  | ACTIVE
IVD1201775 | 99088 | MINI VIDAS | DIAGNOSTIC 1 | BIOMERIEUX SA | GN00000007 | RSUD KOJA | JAKARTA-1 | DKI JAKARTA | JAKARTA UTARA | MAIN UNIT | EMP | 14 February 2018 | LEONARDUS ADI | 14 February 2018 |  | 14 February 2018 | LEONARDUS ADI | - |  | ACTIVE
IVD1201873 | 99088 | MINI VIDAS | DIAGNOSTIC 1 | BIOMERIEUX SA | GN00002634 | LAB THAMRIN PEKANBARU | PEKAN BARU | RIAU | PEKANBARU | MAIN UNIT | EMP | 12 November 2019 | ABDI PUTRA - TSE | 12 November 2019 |  | 12 November 2019 | ABDI PUTRA - TSE | - |  | ACTIVE
IVD1201883 | 99088 | MINI VIDAS | DIAGNOSTIC 1 | BIOMERIEUX SA | GN00001722 | LAB DR.TONY - SUPRAPTO | BANJARMASIN | KALIMANTAN TENGAH | PALANGKA RAYA | MAIN UNIT | CUSTOMER | 21 August 2014 | GANDHI YANRANGGA | 1 January 1900 |  | 21 August 2014 | GANDHI YANRANGGA | - |  | ACTIVE
IVD1201897 | 99088 | MINI VIDAS | DIAGNOSTIC 1 | BIOMERIEUX SA | GN00000201 | RSUD ARIFIN ACHMAD - PEKANBARU | PEKAN BARU | RIAU | PEKANBARU | MAIN UNIT | CUSTOMER | - |  | 1 January 1900 |  | - |  | - |  | ACTIVE
IVD1201909 | 99088 | MINI VIDAS | DIAGNOSTIC 1 | BIOMERIEUX SA | GN00000099 | RSUD M YUNUS | BENGKULU | BENGKULU | BENGKULU | MAIN UNIT | CUSTOMER | - |  | 1 November 2006 |  | - |  | - |  | ACTIVE
IVD1202056 | 99088 | MINI VIDAS | DIAGNOSTIC 1 | BIOMERIEUX SA | GN00001471 | RSU DR MOEWARDI SURAKARTA | SOLO | JAWA TENGAH | SURAKARTA | MAIN UNIT | EMP | - |  | 1 January 2010 |  | - |  | - |  | ACTIVE
IVD1202064 | 99088 | MINI VIDAS | DIAGNOSTIC 1 | BIOMERIEUX SA | GN00002987 | Balai laboratorium Kesehatan ( BLK ) Palembang | PALEMBANG | SUMATERA SELATAN | PALEMBANG | MAIN UNIT | CUSTOMER | 1 February 1990 | INDRA BUDI GUNAWAN | 1 January 1900 |  | 1 February 1990 | INDRA BUDI GUNAWAN | - |  | ACTIVE
IVD1202067 | 99088 | MINI VIDAS | DIAGNOSTIC 1 | BIOMERIEUX SA | GN00002985 | WORKSHOOP CSM PUSAT | PUSAT | DKI JAKARTA | JAKARTA TIMUR | MAIN UNIT | EMP | - |  | 17 November 2017 |  | - |  | - |  | ACTIVE
IVD1202069 | 99088 | MINI VIDAS | DIAGNOSTIC 1 | BIOMERIEUX SA | GN17030031 | RSIA HERMINA ARCAMANIK | BANDUNG-2 | JAWA BARAT | BANDUNG | MAIN UNIT | EMP | - |  | 12 January 2023 | SUKMA WIJAYA - TSE | - |  | 20 October 2023 | SAHID DERMAWAN - SPV TSE BARAT | ACTIVE
IVD1202270 | 99088 | MINI VIDAS | DIAGNOSTIC 1 | BIOMERIEUX SA | GN00006548 | LABKESDA ACEH | BANDA ACEH | ACEH | BANDA ACEH | MAIN UNIT | CUSTOMER | 15 March 2016 | ARBIANSYAH - TSE | 1 January 2013 |  | 15 March 2016 | ARBIANSYAH - TSE | - |  | ACTIVE
IVD1202271 | 99088 | MINI VIDAS | DIAGNOSTIC 1 | BIOMERIEUX SA | GN00001794 | RSUD PANDAN ARANG BOYOLALI | SOLO | JAWA TENGAH | BOYOLALI | MAIN UNIT | CUSTOMER | 20 August 2014 | ANASTASIA OCTAVIN | 1 January 1900 |  | 20 August 2014 | ANASTASIA OCTAVIN | - |  | ACTIVE
IVD1202273 | 99088 | MINI VIDAS | DIAGNOSTIC 1 | BIOMERIEUX SA | GN00001741 | BLK PONTIANAK ( BALAI POM ) | PONTIANAK | KALIMANTAN BARAT | PONTIANAK | MAIN UNIT | CUSTOMER | 1 February 1990 | GATOT SURYA ADIPUTRA - TSE | 1 June 2011 |  | 1 February 1990 | GATOT SURYA ADIPUTRA - TSE | - |  | ACTIVE
IVD1202274 | 99088 | MINI VIDAS | DIAGNOSTIC 1 | BIOMERIEUX SA | GN00002985 | WORKSHOOP CSM PUSAT | PUSAT | DKI JAKARTA | JAKARTA TIMUR | MAIN UNIT | EMP | - |  | 14 January 2025 |  | - |  | 14 January 2025 | SAHID DERMAWAN - SPV TSE BARAT | ACTIVE
IVD1202423 | 99088 | MINI VIDAS | DIAGNOSTIC 1 | BIOMERIEUX SA | GN00000006 | RS SULIYANTI SAROSO | JAKARTA-1 | DKI JAKARTA | JAKARTA UTARA | MAIN UNIT | CUSTOMER | - |  | 1 January 2010 |  | - |  | - |  | ACTIVE
IVD1202428 | 99088 | MINI VIDAS | DIAGNOSTIC 1 | BIOMERIEUX SA | GN00001633 | LABKESDA CIREBON | CIREBON | JAWA BARAT | CIREBON | MAIN UNIT | CUSTOMER | - |  | 1 June 2012 |  | - |  | - |  | ACTIVE
IVD1202436 | 99088 | MINI VIDAS | DIAGNOSTIC 1 | BIOMERIEUX SA | GN00001673 | BLK JAYAPURA | JAYAPURA | PAPUA | JAYAPURA | MAIN UNIT | CUSTOMER | - |  | 1 January 1900 |  | - |  | - |  | ACTIVE
IVD1202437 | 99088 | MINI VIDAS | DIAGNOSTIC 1 | BIOMERIEUX SA | GN00000119 | RS BERSALIN BUNDA PALEMBANG | PALEMBANG | SUMATERA SELATAN | PALEMBANG | MAIN UNIT | CUSTOMER | 1 February 1990 | INDRA BUDI GUNAWAN | 1 January 1900 |  | 1 February 1990 | INDRA BUDI GUNAWAN | - |  | ACTIVE
IVD1202462 | 99088 | MINI VIDAS | DIAGNOSTIC 1 | BIOMERIEUX SA | GN00000024 | RS SANTA ELISABETH BATAM | BATAM | KEPULAUAN RIAU | BATAM | MAIN UNIT | CUSTOMER | - |  | 25 September 2013 |  | - |  | - |  | ACTIVE
IVD1202475 | 99088 | MINI VIDAS | DIAGNOSTIC 1 | BIOMERIEUX SA | GN00000004 | RSUD BEKASI ( RSUD PEMERINTAH KOTA BEKASI ) | BEKASI | JAWA BARAT | BEKASI | MAIN UNIT | CUSTOMER | - |  | 13 April 2012 |  | - |  | - |  | ACTIVE
IVD1202476 | 99088 | MINI VIDAS | DIAGNOSTIC 1 | BIOMERIEUX SA | GN00012192 | RSU PREMBUN KEBUMEN | PURWOKERTO | JAWA TENGAH | PURWOKERTO | MAIN UNIT | EMP | 13 October 2014 | PETRUS SIMON | 2 February 2023 |  | 13 October 2014 | PETRUS SIMON | 20 November 2023 | ANDI ISMAIL - SPV TSE TIMUR | ACTIVE
IVD1202477 | 99088 | MINI VIDAS | DIAGNOSTIC 1 | BIOMERIEUX SA | GN00001709 | BLK KENDARI | MAKASSAR | SULAWESI TENGGARA | KENDARI | MAIN UNIT | CUSTOMER | - |  | 1 January 1900 |  | - |  | - |  | ACTIVE
IVD1202478 | 99088 | MINI VIDAS | DIAGNOSTIC 1 | BIOMERIEUX SA | GN00002988 | RS ROYAL TARUMA | JAKARTA-2 | DKI JAKARTA | JAKARTA BARAT | MAIN UNIT | CUSTOMER | - |  | 1 February 2013 |  | - |  | - |  | ACTIVE
IVD1202485 | 99088 | MINI VIDAS | DIAGNOSTIC 1 | BIOMERIEUX SA | GN25090003 | RS MITRA KELUARGA SIDOARJO | SURABAYA-1 | JAWA TIMUR | SURABAYA | MAIN UNIT | EMP | - |  | 29 September 2025 |  | - |  | 14 October 2025 | SAHID DERMAWAN - SPV TSE BARAT | ACTIVE
IVD1202660 | 99088 | MINI VIDAS | DIAGNOSTIC 1 | BIOMERIEUX SA | GN00008121 | RSUD H.A. SULTAN DAENG RAJA | MAKASSAR | SULAWESI SELATAN | MAKASSAR | MAIN UNIT | EMP | 12 March 2020 | SUKMA WIJAYA - TSE | 31 December 2024 |  | 12 March 2020 | SUKMA WIJAYA - TSE | 6 January 2025 | SAHID DERMAWAN - SPV TSE BARAT | ACTIVE
IVD1202686 | 99088 | MINI VIDAS | DIAGNOSTIC 1 | BIOMERIEUX SA | GN17070013 | RS SANTA ELISABETH BATAM KOTA | BATAM | KEPULAUAN RIAU | BATAM | MAIN UNIT | EMP | 15 May 2017 | SENDRA WIJAYA - IT | 30 July 2021 | RUDI SETIAWAN - TSE | 15 May 2017 | SENDRA WIJAYA - IT | 30 July 2021 | RUDI SETIAWAN - TSE | ACTIVE
IVD1202687 | 99088 | MINI VIDAS | DIAGNOSTIC 1 | BIOMERIEUX SA | GN00003060 | LAB IBL | SEMARANG | JAWA TENGAH | SEMARANG | MAIN UNIT | EMP | - |  | 19 July 2022 | TEGAR PANDU - TSE | - |  | 18 August 2025 | SAHID DERMAWAN - SPV TSE BARAT | ACTIVE
IVD1202688 | 99088 | MINI VIDAS | DIAGNOSTIC 1 | BIOMERIEUX SA | GN00000929 | RSU CAHYA KAWALUYAN | BANDUNG | JAWA BARAT | BANDUNG | MAIN UNIT | CUSTOMER | - |  | 21 May 2010 |  | - |  | - |  | ACTIVE
IVD1202690 | 99088 | MINI VIDAS | DIAGNOSTIC 1 | BIOMERIEUX SA | GN00001975 | BADAN NARKOTIKA NASIONAL ( BNN ) SUKABUMI | BOGOR | JAWA BARAT | SUKABUMI | MAIN UNIT | CUSTOMER | - |  | 1 January 2010 |  | - |  | - |  | ACTIVE
IVD1202743 | 99088 | MINI VIDAS | DIAGNOSTIC 1 | BIOMERIEUX SA | GN23090006 | LAB KLINIK NATAMA | PEMATANG SIANTAR | SUMATERA UTARA | PEMATANG SIANTAR | MAIN UNIT | EMP | 18 April 2018 | TRIYONO - TSE AREA BARAT | 1 June 2024 |  | 18 April 2018 | TRIYONO - TSE AREA BARAT | 22 January 2025 | SAHID DERMAWAN - SPV TSE BARAT | ACTIVE
IVD1202747 | 99088 | MINI VIDAS | DIAGNOSTIC 1 | BIOMERIEUX SA | GN22030029 | RS JIH PURWOKERTO | PURWOKERTO | JAWA TENGAH | PURWOKERTO | MAIN UNIT | EMP | 11 February 2020 | SUKMA WIJAYA - TSE | 23 May 2022 | TEGAR PANDU - TSE | 11 February 2020 | SUKMA WIJAYA - TSE | 23 May 2022 | TEGAR PANDU - TSE | ACTIVE
IVD1202751 | 99088 | MINI VIDAS | DIAGNOSTIC 1 | BIOMERIEUX SA | GN00002430 | RSB ANUGERAH | SEMARANG | JAWA TENGAH | SEMARANG | MAIN UNIT | EMP | - |  | 5 September 2023 |  | - |  | 8 December 2023 | ANDI ISMAIL - SPV TSE TIMUR | ACTIVE
IVD1202752 | 99088 | MINI VIDAS | DIAGNOSTIC 1 | BIOMERIEUX SA | GN00003001 | PT. ENSEVAL MEDIKA PRIMA - HO | PUSAT | DKI JAKARTA | JAKARTA TIMUR | MAIN UNIT | EMP | 10 September 2019 |  | 1 January 2010 |  | 10 September 2019 |  | - |  | ACTIVE
IVD1202822 | 99088 | MINI VIDAS | DIAGNOSTIC 1 | BIOMERIEUX SA | GN00000149 | RSUD KAYU AGUNG | PALEMBANG | SUMATERA SELATAN | KOTA KAYU AGUNG | MAIN UNIT | EMP | - |  | 10 October 2018 |  | - |  | - |  | ACTIVE
IVD1202902 | 99088 | MINI VIDAS | DIAGNOSTIC 1 | BIOMERIEUX SA | GN00002079 | RS PLUIT | JAKARTA-2 | DKI JAKARTA | JAKARTA UTARA | MAIN UNIT | EMP | - |  | 1 January 2010 |  | - |  | - |  | ACTIVE
IVD1202906 | 99088 | MINI VIDAS | DIAGNOSTIC 1 | BIOMERIEUX SA | GN00002696 | LAB GRANOSTIK | SURABAYA-2 | JAWA TIMUR | SURABAYA | MAIN UNIT | CUSTOMER | 26 August 2014 |  | 1 January 1900 |  | 26 August 2014 |  | - |  | ACTIVE
IVD1202927 | 99088 | MINI VIDAS | DIAGNOSTIC 1 | BIOMERIEUX SA | GN00001825 | RSUD MARDI WALUYO | MALANG | JAWA TIMUR | BLITAR | MAIN UNIT | CUSTOMER | - |  | 28 August 2007 |  | - |  | - |  | ACTIVE
IVD1202929 | 99088 | MINI VIDAS | DIAGNOSTIC 1 | BIOMERIEUX SA | GN00000026 | RSUD KABUPATEN TANJUNG BALAI KARIMUN ( RSUD KARIMUN ) | BATAM | KEPULAUAN RIAU | KARIMUN | MAIN UNIT | CUSTOMER | - |  | 1 January 1900 |  | - |  | - |  | ACTIVE
IVD1202931 | 99088 | MINI VIDAS | DIAGNOSTIC 1 | BIOMERIEUX SA | GN00003001 | PT. ENSEVAL MEDIKA PRIMA - HO | PUSAT | DKI JAKARTA | JAKARTA TIMUR | MAIN UNIT | EMP | 1 February 1990 | MUSTIKA DWI - CORE | 1 January 2012 |  | 1 February 1990 | MUSTIKA DWI - CORE | - |  | ACTIVE
IVD1203285 | 99088 | MINI VIDAS | DIAGNOSTIC 1 | BIOMERIEUX SA | GN00008011 | LABKESDA RIAU | PEKAN BARU | RIAU | PEKANBARU | MAIN UNIT | CUSTOMER | - |  | 10 September 2015 |  | - |  | 14 January 2025 | SAHID DERMAWAN - SPV TSE BARAT | ACTIVE
IVD1203286 | 99088 | MINI VIDAS | DIAGNOSTIC 1 | BIOMERIEUX SA | GN00002050 | LAB METRO | JAKARTA-2 | DKI JAKARTA | JAKARTA UTARA | MAIN UNIT | CUSTOMER | - |  | 1 January 2009 |  | - |  | - |  | ACTIVE
IVD1203343 | 99088 | MINI VIDAS | DIAGNOSTIC 1 | BIOMERIEUX SA | GN00001831 | RSUD NGUDI WALUYO | MALANG | JAWA TIMUR | BLITAR | MAIN UNIT | CUSTOMER | - |  | 23 August 2007 |  | - |  | - |  | ACTIVE
IVD1203344 | 99088 | MINI VIDAS | DIAGNOSTIC 1 | BIOMERIEUX SA | GN00001298 | RSU AMLAPURA | DENPASAR | BALI | KARANGASEM | MAIN UNIT | CUSTOMER | 19 August 2014 |  | 1 January 1900 |  | 19 August 2014 |  | - |  | ACTIVE
IVD1203345 | 99088 | MINI VIDAS | DIAGNOSTIC 1 | BIOMERIEUX SA | GN00001768 | RS PT VALE SOROWAKO ( RS. INCO SOROWAKO ) | MAKASSAR | SULAWESI SELATAN | LUWU TIMUR | MAIN UNIT | CUSTOMER | - |  | 1 January 1900 |  | - |  | - |  | ACTIVE
IVD1203346 | 99088 | MINI VIDAS | DIAGNOSTIC 1 | BIOMERIEUX SA | GN00000082 | RS YUKUM MEDICAL CENTRE / PT MITRA MEDICAL CENTER | BANDAR LAMPUNG | LAMPUNG | BANDAR LAMPUNG | MAIN UNIT | CUSTOMER | 1 February 1990 | LEONARDUS ADI | 1 January 2010 |  | 1 February 1990 | LEONARDUS ADI | - |  | ACTIVE
IVD1203445 | 99088 | MINI VIDAS | DIAGNOSTIC 1 | BIOMERIEUX SA | GN00001241 | RSUD Dr. R. Sosodoro Djatikoesoemo | SURABAYA-1 | JAWA TIMUR | BOJONEGORO | MAIN UNIT | CUSTOMER | 19 August 2014 |  | 1 January 1900 |  | 19 August 2014 |  | - |  | ACTIVE
IVD1203477 | 9B088 | VC MINIVIDAS | BIOSCIENCE | BIOMERIEUX SA | GN00002985 | WORKSHOOP CSM PUSAT | PUSAT | DKI JAKARTA | JAKARTA TIMUR | MAIN UNIT | EMP | - |  | 1 January 2010 |  | - |  | - |  | ACTIVE
IVD1203483 | 99088 | MINI VIDAS | DIAGNOSTIC 1 | BIOMERIEUX SA | GN17100012 | LAB BIOMEDILAB | JAKARTA-2 | DKI JAKARTA | JAKARTA BARAT | MAIN UNIT | CUSTOMER | - |  | 5 February 2013 |  | - |  | - |  | ACTIVE
IVD1203484 | 99088 | MINI VIDAS | DIAGNOSTIC 1 | BIOMERIEUX SA | GN20020218 | RSUD RAA TJOKRONEGORO | YOGYAKARTA | JAWA TENGAH | YOGYAKARTA | MAIN UNIT | EMP | - |  | 30 September 2024 |  | - |  | 25 March 2025 | ANDI ISMAIL - SPV TSE TIMUR | ACTIVE
IVD1203718 | 99088 | MINI VIDAS | DIAGNOSTIC 1 | BIOMERIEUX SA | GN00005153 | LAB ANDI ZAINAL | PEKAN BARU | RIAU | PEKANBARU | MAIN UNIT | CUSTOMER | - |  | 6 August 2014 |  | - |  | 14 January 2025 | SAHID DERMAWAN - SPV TSE BARAT | ACTIVE
IVD1203759 | 99088 | MINI VIDAS | DIAGNOSTIC 1 | BIOMERIEUX SA | GN00001645 | RSIA PURI MEDIKA, MALANG | MALANG | JAWA TIMUR | MALANG | MAIN UNIT | CUSTOMER | - |  | 1 January 2008 |  | - |  | - |  | ACTIVE
IVD1203768 | 99088 | MINI VIDAS | DIAGNOSTIC 1 | BIOMERIEUX SA | GN00002344 | RSI SITI AISYAH MADIUN | KEDIRI | JAWA TIMUR | MADIUN | MAIN UNIT | EMP | 3 December 2018 | ANDI ISMAIL - SPV TSE TIMUR | 3 December 2018 |  | 3 December 2018 | ANDI ISMAIL - SPV TSE TIMUR | - |  | ACTIVE
IVD1203769 | 99088 | MINI VIDAS | DIAGNOSTIC 1 | BIOMERIEUX SA | GN00002492 | POLITEKES UNIVERSITAS SAM RATULANGI (UNSRAT) | MANADO | SULAWESI UTARA | MANADO | MAIN UNIT | CUSTOMER | 20 August 2014 |  | 1 January 1900 |  | 20 August 2014 |  | - |  | ACTIVE
IVD1204502 | 99088 | MINI VIDAS | DIAGNOSTIC 1 | BIOMERIEUX SA | GN00002985 | WORKSHOOP CSM PUSAT | PUSAT | DKI JAKARTA | JAKARTA TIMUR | MAIN UNIT | EMP | - |  | 1 January 2010 |  | - |  | - |  | ACTIVE
IVD1204526 | 99088 | MINI VIDAS | DIAGNOSTIC 1 | BIOMERIEUX SA | GN22060022 | KLINIK JOIN MANOKWARI | JAYAPURA | PAPUA | JAYAPURA | MAIN UNIT | EMP | - |  | 17 September 2022 | ASRULLAH - TSE | - |  | 17 September 2022 | ASRULLAH - TSE | ACTIVE
IVD1204527 | 99088 | MINI VIDAS | DIAGNOSTIC 1 | BIOMERIEUX SA | GN22020002 | LAB DR TONY | BANJARMASIN | KALIMANTAN SELATAN | BANJARMASIN | MAIN UNIT | EMP | - |  | 22 July 2009 |  | - |  | - |  | ACTIVE
IVD1204532 | 99088 | MINI VIDAS | DIAGNOSTIC 1 | BIOMERIEUX SA | GN00001141 | RS OMNI INTERNATIONAL | TANGERANG | BANTEN | TANGERANG | MAIN UNIT | EMP | - |  | 29 March 2013 |  | - |  | - |  | ACTIVE
IVD1204570 | 99088 | MINI VIDAS | DIAGNOSTIC 1 | BIOMERIEUX SA | GN00000642 | RSU SARI MULIA ( RSB ) | BANJARMASIN | KALIMANTAN SELATAN | BANJARBARU | MAIN UNIT | EMP | - |  | 1 July 2008 |  | - |  | - |  | ACTIVE
IVD1204572 | 99088 | MINI VIDAS | DIAGNOSTIC 1 | BIOMERIEUX SA | GN00002072 | RSIA FAMILY | JAKARTA-2 | DKI JAKARTA | JAKARTA UTARA | MAIN UNIT | EMP | - |  | 1 January 2010 |  | - |  | - |  | ACTIVE
IVD1204573 | 99088 | MINI VIDAS | DIAGNOSTIC 1 | BIOMERIEUX SA | GN00002890 | KLINIK GATSU ( LAB CV. GATSU ) | BATAM | KEPULAUAN RIAU | BATAM | MAIN UNIT | EMP | - |  | 1 January 2010 |  | - |  | - |  | ACTIVE
IVD1204574 | 99088 | MINI VIDAS | DIAGNOSTIC 1 | BIOMERIEUX SA | GN00002921 | RS MITRA KELUARGA DEPOK ( RSMK ) | PEJATEN | JAWA BARAT | DEPOK | MAIN UNIT | EMP | 4 August 2016 |  | 21 January 2014 |  | 4 August 2016 |  | - |  | ACTIVE
IVD1204575 | 99088 | MINI VIDAS | DIAGNOSTIC 1 | BIOMERIEUX SA | GN00001494 | RS MUHAMMADIYAH LAMONGAN | SURABAYA-2 | JAWA TIMUR | LAMONGAN | MAIN UNIT | EMP | 11 September 2019 | TRIYONO - TSE AREA BARAT | 1 January 2010 |  | 11 September 2019 | TRIYONO - TSE AREA BARAT | - |  | ACTIVE
IVD1204652 | 99088 | MINI VIDAS | DIAGNOSTIC 1 | BIOMERIEUX SA | GN00011058 | LAB. KLINIK CITO | SURABAYA-2 | JAWA TIMUR | SURABAYA | MAIN UNIT | EMP | - |  | 1 January 2010 |  | - |  | - |  | ACTIVE
IVD1204655 | 99088 | MINI VIDAS | DIAGNOSTIC 1 | BIOMERIEUX SA | GN00002671 | LAB PARAHITA | SOLO | JAWA TENGAH | SURAKARTA | MAIN UNIT | EMP | - |  | 1 January 2010 |  | - |  | - |  | ACTIVE
IVD1204657 | 99088 | MINI VIDAS | DIAGNOSTIC 1 | BIOMERIEUX SA | GN19110017 | RSUD Provinsi NTB | MATARAM | NUSA TENGGARA BARAT | MATARAM | MAIN UNIT | EMP | - |  | 1 January 2010 |  | - |  | - |  | ACTIVE
IVD1204661 | 99088 | MINI VIDAS | DIAGNOSTIC 1 | BIOMERIEUX SA | GN00001923 | RS PANTI RAPIH | YOGYAKARTA | YOGYAKARTA | YOGYAKARTA | MAIN UNIT | EMP | - |  | 24 September 2020 | DIAN FEBRIYANA - TSE | - |  | 24 September 2020 | DIAN FEBRIYANA - TSE | ACTIVE
IVD1204662 | 99088 | MINI VIDAS | DIAGNOSTIC 1 | BIOMERIEUX SA | GN00008339 | RS PERMATA BUNDA | KUDUS | JAWA TENGAH | KUDUS | MAIN UNIT | EMP | - |  | 1 January 2011 |  | - |  | - |  | ACTIVE
IVD1204663 | 99088 | MINI VIDAS | DIAGNOSTIC 1 | BIOMERIEUX SA | GN00000639 | RSUD PAMBALAH BATUNG | BANJARMASIN | KALIMANTAN SELATAN | BANJARMASIN | MAIN UNIT | EMP | - |  | 17 July 2025 |  | - |  | 4 August 2025 | SAHID DERMAWAN - SPV TSE BARAT | ACTIVE
IVD1204666 | 99088 | MINI VIDAS | DIAGNOSTIC 1 | BIOMERIEUX SA | GN00002985 | WORKSHOOP CSM PUSAT | PUSAT | DKI JAKARTA | JAKARTA TIMUR | MAIN UNIT | EMP | 22 September 2014 | GATOT SURYA ADIPUTRA - TSE | 2 February 2013 |  | 22 September 2014 | GATOT SURYA ADIPUTRA - TSE | - |  | ACTIVE
IVD1204668 | 99088 | MINI VIDAS | DIAGNOSTIC 1 | BIOMERIEUX SA | GN00001903 | RSUD WATES | YOGYAKARTA | YOGYAKARTA | YOGYAKARTA | MAIN UNIT | CUSTOMER | - |  | 1 January 1900 |  | - |  | - |  | ACTIVE
IVD1204685 | 99088 | MINI VIDAS | DIAGNOSTIC 1 | BIOMERIEUX SA | GN00001492 | RS GLADIOOL MEDIKA | JEMBER | JAWA TIMUR | BANYUWANGI | MAIN UNIT | CUSTOMER | - |  | 27 March 2009 |  | - |  | - |  | ACTIVE
IVD1204686 | 99088 | MINI VIDAS | DIAGNOSTIC 1 | BIOMERIEUX SA | GN00001909 | RSUD MUNTILAN | YOGYAKARTA | YOGYAKARTA | YOGYAKARTA | MAIN UNIT | CUSTOMER | - |  | 1 January 1900 |  | - |  | - |  | ACTIVE
IVD1204866 | 99088 | MINI VIDAS | DIAGNOSTIC 1 | BIOMERIEUX SA | GN00002672 | LAB KLINIK CITO | SOLO | JAWA TENGAH | SURAKARTA | MAIN UNIT | EMP | 19 August 2014 |  | 1 January 1900 |  | 19 August 2014 |  | - |  | ACTIVE
IVD1204886 | 99088 | MINI VIDAS | DIAGNOSTIC 1 | BIOMERIEUX SA | GN00006959 | RS PUSRI PALEMBANG ( PT.GRAHA PUSRI MEDIKA ) | PALEMBANG | SUMATERA SELATAN | PALEMBANG | MAIN UNIT | CUSTOMER | 12 August 2014 | INDRA BUDI GUNAWAN | 1 January 1900 |  | 12 August 2014 | INDRA BUDI GUNAWAN | - |  | ACTIVE
IVD1204890 | 99088 | MINI VIDAS | DIAGNOSTIC 1 | BIOMERIEUX SA | GN00001093 | RS KARYA MEDIKA II | BEKASI | JAWA BARAT | BEKASI | MAIN UNIT | EMP | 1 February 1990 | GATOT SURYA ADIPUTRA - TSE | 2 February 2013 |  | 1 February 1990 | GATOT SURYA ADIPUTRA - TSE | - |  | ACTIVE
IVD1204891 | 99088 | MINI VIDAS | DIAGNOSTIC 1 | BIOMERIEUX SA | GN00009252 | LAB. DR.YAHYA AMAR ( LAB MEDI CHECK YAHYA AMAR BONDOWOSO ) | JEMBER | JAWA TIMUR | BONDOWOSO | MAIN UNIT | CUSTOMER | 26 August 2014 |  | 1 January 1900 |  | 26 August 2014 |  | - |  | ACTIVE
IVD1204892 | 99088 | MINI VIDAS | DIAGNOSTIC 1 | BIOMERIEUX SA | GN00002961 | RS MITRA KELUARGA TEGAL | TEGAL | JAWA TENGAH | TEGAL | MAIN UNIT | EMP | - |  | 1 January 1900 |  | - |  | - |  | ACTIVE
IVD1204893 | 99088 | MINI VIDAS | DIAGNOSTIC 1 | BIOMERIEUX SA | GN00003001 | PT. ENSEVAL MEDIKA PRIMA - HO | PUSAT | DKI JAKARTA | JAKARTA TIMUR | MAIN UNIT | EMP | 21 March 2018 | YULIANTA SUSILA - PS KAO | 1 January 2010 |  | 21 March 2018 | YULIANTA SUSILA - PS KAO | - |  | ACTIVE
IVD1204908 | 99088 | MINI VIDAS | DIAGNOSTIC 1 | BIOMERIEUX SA | GN00000535 | RSUP DR KARIADI | SEMARANG | JAWA TENGAH | SEMARANG | MAIN UNIT | EMP | - |  | 1 January 2000 |  | - |  | - |  | ACTIVE
IVD1204909 | 99088 | MINI VIDAS | DIAGNOSTIC 1 | BIOMERIEUX SA | GN00002985 | WORKSHOOP CSM PUSAT | PUSAT | DKI JAKARTA | JAKARTA TIMUR | MAIN UNIT | EMP | - |  | 1 January 1900 |  | - |  | - |  | ACTIVE
IVD1204910 | 99088 | MINI VIDAS | DIAGNOSTIC 1 | BIOMERIEUX SA | GN00000946 | RS SANTO YUSUF | BANDUNG | JAWA BARAT | BANDUNG | MAIN UNIT | CUSTOMER | - |  | 21 May 2010 |  | - |  | - |  | ACTIVE
IVD1205094 | 99088 | MINI VIDAS | DIAGNOSTIC 1 | BIOMERIEUX SA | GN20040018 | Klinik Utama Mayana Medical Center | PADANG | SUMATERA BARAT | PADANG | MAIN UNIT | EMP | - |  | 20 August 2020 | ABDI PUTRA - TSE | - |  | 20 August 2020 | ABDI PUTRA - TSE | ACTIVE
IVD1205124 | 99088 | MINI VIDAS | DIAGNOSTIC 1 | BIOMERIEUX SA | GN00001905 | RSUD TIDAR KAB MAGELANG | YOGYAKARTA | YOGYAKARTA | YOGYAKARTA | MAIN UNIT | EMP | - |  | 29 April 2021 | DIAN FEBRIYANA - TSE | - |  | 29 April 2021 | RIDWAN - TSE | ACTIVE
IVD1205206 | 99088 | MINI VIDAS | DIAGNOSTIC 1 | BIOMERIEUX SA | GN19020012 | RSUD GRATI | MALANG | JAWA TIMUR | MALANG | MAIN UNIT | EMP | - |  | 10 September 2024 |  | - |  | 5 March 2025 | ANDI ISMAIL - SPV TSE TIMUR | ACTIVE
IVD1205210 | 99088 | MINI VIDAS | DIAGNOSTIC 1 | BIOMERIEUX SA | GN19030008 | RS PRIMA HUSADA - SUKOREJO | MALANG | JAWA TIMUR | MALANG | MAIN UNIT | EMP | - |  | 14 December 2023 |  | - |  | 7 February 2024 | ANDI ISMAIL - SPV TSE TIMUR | ACTIVE
IVD1205213 | 99088 | MINI VIDAS | DIAGNOSTIC 1 | BIOMERIEUX SA | GN00002985 | WORKSHOOP CSM PUSAT | PUSAT | DKI JAKARTA | JAKARTA TIMUR | MAIN UNIT | EMP | 15 April 2015 |  | 21 May 2022 | SUKMA WIJAYA - TSE | 15 April 2015 |  | 25 April 2025 | SAHID DERMAWAN - SPV TSE BARAT | ACTIVE
IVD1205221 | 99088 | MINI VIDAS | DIAGNOSTIC 1 | BIOMERIEUX SA | GN00002985 | WORKSHOOP CSM PUSAT | PUSAT | DKI JAKARTA | JAKARTA TIMUR | MAIN UNIT | EMP | 19 August 2014 |  | 1 January 1900 |  | 19 August 2014 |  | - |  | ACTIVE
IVD1205227 | 99088 | MINI VIDAS | DIAGNOSTIC 1 | BIOMERIEUX SA | GN00003135 | RSA UGM YOGYAKARTA | YOGYAKARTA | YOGYAKARTA | YOGYAKARTA | MAIN UNIT | CUSTOMER | - |  | 14 June 2021 | HARI UDI RAHARJO - TSE | - |  | 14 June 2021 | HARI UDI RAHARJO - TSE | ACTIVE
IVD1205229 | 99088 | MINI VIDAS | DIAGNOSTIC 1 | BIOMERIEUX SA | GN00000876 | RSUD MASSENREMPULU | MAKASSAR | SULAWESI SELATAN | MAKASSAR | MAIN UNIT | CUSTOMER | 1 February 1990 | HARI UDI RAHARJO - TSE | 1 January 1900 |  | 1 February 1990 | HARI UDI RAHARJO - TSE | - |  | ACTIVE
IVD1205238 | 99088 | MINI VIDAS | DIAGNOSTIC 1 | BIOMERIEUX SA | GN00002460 | RSUD NGANJUK | KEDIRI | JAWA TIMUR | NGANJUK | MAIN UNIT | CUSTOMER | - |  | 1 January 1900 |  | - |  | - |  | ACTIVE
IVD1205240 | 99088 | MINI VIDAS | DIAGNOSTIC 1 | BIOMERIEUX SA | GN18110016 | PT. ENSEVAL MEDIKA PRIMA ( SURABAYA -1 ) | SURABAYA-1 | JAWA TIMUR | SURABAYA | MAIN UNIT | EMP | 1 February 1990 | ZENZEN | 1 January 1900 |  | 1 February 1990 | ZENZEN | - |  | ACTIVE
IVD1205242 | 99088 | MINI VIDAS | DIAGNOSTIC 1 | BIOMERIEUX SA | GN00000004 | RSUD BEKASI ( RSUD PEMERINTAH KOTA BEKASI ) | BEKASI | JAWA BARAT | BEKASI | MAIN UNIT | EMP | 29 June 2016 |  | 13 April 2012 |  | 29 June 2016 |  | - |  | ACTIVE
IVD1205243 | 99088 | MINI VIDAS | DIAGNOSTIC 1 | BIOMERIEUX SA | GN00002703 | RSUD PATUT PATUH PATJU | MATARAM | NUSA TENGGARA BARAT | LOMBOK BARAT | MAIN UNIT | EMP | - |  | 18 November 2015 |  | - |  | - |  | ACTIVE
IVD1205245 | 99088 | MINI VIDAS | DIAGNOSTIC 1 | BIOMERIEUX SA | GN19100071 | RS Hj. BUNDA HALIMAH | BATAM | KEPULAUAN RIAU | BATAM | MAIN UNIT | EMP | 1 February 1990 | ARBIANSYAH - TSE | 17 December 2024 | RUDI SETIAWAN - TSE | 1 February 1990 | ARBIANSYAH - TSE | 6 January 2025 | SAHID DERMAWAN - SPV TSE BARAT | ACTIVE
IVD1205246 | 99088 | MINI VIDAS | DIAGNOSTIC 1 | BIOMERIEUX SA | GN00001672 | RSUD JAYAPURA | JAYAPURA | PAPUA | JAYAPURA | MAIN UNIT | CUSTOMER | - |  | 1 January 1900 |  | - |  | - |  | ACTIVE
IVD1205248 | 99088 | MINI VIDAS | DIAGNOSTIC 1 | BIOMERIEUX SA | GN00003209 | RSIA MUHAMMADIYAH TAMAN PURING | JAKARTA-2 | DKI JAKARTA | JAKARTA SELATAN | MAIN UNIT | CUSTOMER | 1 February 1990 | ARIEF SETIAWAN - TSE CP | 1 September 2012 |  | 1 February 1990 | ARIEF SETIAWAN - TSE CP | - |  | ACTIVE
IVD1205302 | 99088 | MINI VIDAS | DIAGNOSTIC 1 | BIOMERIEUX SA | GN00006115 | PT GADING PLUIT JASA M ( RS GADING PLUIT ) | JAKARTA-1 | DKI JAKARTA | JAKARTA UTARA | MAIN UNIT | EMP | - |  | 1 January 2014 |  | - |  | - |  | ACTIVE
IVD1205303 | 99088 | MINI VIDAS | DIAGNOSTIC 1 | BIOMERIEUX SA | GN00002770 | RS ADI HUSADA PUSAT | SURABAYA-2 | JAWA TIMUR | SURABAYA | MAIN UNIT | EMP | - |  | 4 January 2019 |  | - |  | - |  | ACTIVE
IVD1205305 | 99088 | MINI VIDAS | DIAGNOSTIC 1 | BIOMERIEUX SA | GN00001486 | RS AL-HUDA GENTENG | JEMBER | JAWA TIMUR | BANYUWANGI | MAIN UNIT | EMP | - |  | 14 February 2022 | FAJAR LESMANA - TSE | - |  | 14 February 2022 | FAJAR LESMANA - TSE | ACTIVE
IVD1205314 | 99088 | MINI VIDAS | DIAGNOSTIC 1 | BIOMERIEUX SA | GN00000101 | RSUD MUKO MUKO | BENGKULU | BENGKULU | BENGKULU | MAIN UNIT | CUSTOMER | 1 February 1990 | INDRA BUDI GUNAWAN | 1 January 2009 |  | 1 February 1990 | INDRA BUDI GUNAWAN | - |  | ACTIVE
IVD1205318 | 99088 | MINI VIDAS | DIAGNOSTIC 1 | BIOMERIEUX SA | GN00001678 | RSUD YOWARI | JAYAPURA | PAPUA | JAYAPURA | MAIN UNIT | CUSTOMER | - |  | 1 January 1900 |  | - |  | - |  | ACTIVE
IVD1205326 | 99088 | MINI VIDAS | DIAGNOSTIC 1 | BIOMERIEUX SA | GN00000728 | DINAS KESEHATAN KAB/KOTA. KOTA BALIKPAPAN-BALIKPAPAN | BALIKPAPAN | KALIMANTAN TIMUR | BALIKPAPAN | MAIN UNIT | CUSTOMER | - |  | 1 January 1900 |  | - |  | - |  | ACTIVE
IVD1206205 | 99088 | MINI VIDAS | DIAGNOSTIC 1 | BIOMERIEUX SA | GN20110003 | LAB PRAMITA TASIKMALAYA | TASIKMALAYA | JAWA BARAT | TASIKMALAYA | MAIN UNIT | EMP | 11 February 2020 | SUKMA WIJAYA - TSE | 22 April 2021 | SUKMA WIJAYA - TSE | 11 February 2020 | SUKMA WIJAYA - TSE | 22 April 2021 | SUKMA WIJAYA - TSE | ACTIVE
IVD1206207 | 99088 | MINI VIDAS | DIAGNOSTIC 1 | BIOMERIEUX SA | GN00000209 | RUMAH SAKIT UMUM DAERAH KECAMATAN MANDAU (RSUD DURI) | PEKAN BARU | RIAU | BENGKALIS | MAIN UNIT | CUSTOMER | - |  | 15 May 2019 |  | - |  | - |  | ACTIVE
IVD1206255 | 99088 | MINI VIDAS | DIAGNOSTIC 1 | BIOMERIEUX SA | GN00000135 | RSUD SEKAYU | PALEMBANG | SUMATERA SELATAN | SEKAYU | MAIN UNIT | EMP | - |  | 2 June 2017 |  | - |  | - |  | ACTIVE
IVD1206264 | 99088 | MINI VIDAS | DIAGNOSTIC 1 | BIOMERIEUX SA | GN24080010 | LAB MAXIMA BANJARMASIN | BANJARMASIN | KALIMANTAN SELATAN | BANJARMASIN | MAIN UNIT | EMP | - |  | 30 March 2024 |  | - |  | 21 August 2025 | SAHID DERMAWAN - SPV TSE BARAT | ACTIVE
IVD1206328 | 99088 | MINI VIDAS | DIAGNOSTIC 1 | BIOMERIEUX SA | GN00001829 | RSUD BANGIL | MALANG | JAWA TIMUR | MALANG | MAIN UNIT | CUSTOMER | 26 August 2014 |  | 1 January 1900 |  | 26 August 2014 |  | - |  | ACTIVE
IVD1206329 | 99088 | MINI VIDAS | DIAGNOSTIC 1 | BIOMERIEUX SA | GN00003820 | LABORATORIUM KLINIK ASTINA | DENPASAR | BALI | DENPASAR | MAIN UNIT | CUSTOMER | 4 February 2015 | I KADEK - TSE | 1 January 1900 |  | 4 February 2015 | I KADEK - TSE | - |  | ACTIVE
IVD1206332 | 99088 | MINI VIDAS | DIAGNOSTIC 1 | BIOMERIEUX SA | GN00001489 | RS BINA SEHAT | JEMBER | JAWA TIMUR | JEMBER | MAIN UNIT | CUSTOMER | 20 August 2014 |  | 1 January 1900 |  | 20 August 2014 |  | - |  | ACTIVE
IVD1206333 | 99088 | MINI VIDAS | DIAGNOSTIC 1 | BIOMERIEUX SA | GN00001730 | Lab Utama Pangkal Pinang - Prodia Pangkal Pinang | PANGKAL PINANG | KEPULAUAN BANGKA BELITUNG | BANGKA | MAIN UNIT | EMP | - |  | 6 May 2015 |  | - |  | 23 January 2025 | SAHID DERMAWAN - SPV TSE BARAT | ACTIVE
IVD1206344 | 99088 | MINI VIDAS | DIAGNOSTIC 1 | BIOMERIEUX SA | GN00000925 | RS AL ISLAM BANDUNG | BANDUNG | JAWA BARAT | BANDUNG | MAIN UNIT | CUSTOMER | - |  | 13 June 2012 |  | - |  | - |  | ACTIVE
IVD1206345 | 99088 | MINI VIDAS | DIAGNOSTIC 1 | BIOMERIEUX SA | GN00002794 | LAB MEDICARE CLINIC | JAKARTA-1 | DKI JAKARTA | JAKARTA SELATAN | MAIN UNIT | CUSTOMER | - |  | 1 January 2013 |  | - |  | - |  | ACTIVE
IVD1206346 | 99088 | MINI VIDAS | DIAGNOSTIC 1 | BIOMERIEUX SA | GN00001739 | LAB PRODIA - AHMAD YANI | PONTIANAK | KALIMANTAN BARAT | PONTIANAK | MAIN UNIT | EMP | 18 August 2014 | HARI UDI RAHARJO - TSE | 21 September 2022 | MUHAMMAD FAJAR - TSE | 18 August 2014 | HARI UDI RAHARJO - TSE | 21 September 2022 | MUHAMMAD FAJAR - TSE | ACTIVE
IVD1206347 | 99088 | MINI VIDAS | DIAGNOSTIC 1 | BIOMERIEUX SA | GN00008284 | LAB KLINIK UTAMA PACAR | SURABAYA-1 | JAWA TIMUR |  | MAIN UNIT | EMP | - |  | 4 January 2019 |  | - |  | - |  | ACTIVE
IVD1206495 | 99088 | MINI VIDAS | DIAGNOSTIC 1 | BIOMERIEUX SA | GN20010112 | LAB KLINIK PLATINUM | BEKASI | JAWA BARAT | BEKASI | MAIN UNIT | CUSTOMER | - |  | 1 January 2010 |  | - |  | - |  | ACTIVE
IVD1206496 | 99088 | MINI VIDAS | DIAGNOSTIC 1 | BIOMERIEUX SA | GN00002985 | WORKSHOOP CSM PUSAT | PUSAT | DKI JAKARTA | JAKARTA TIMUR | MAIN UNIT | EMP | 15 January 2015 | RISKY YOHANES | 1 January 1900 |  | 15 January 2015 | RISKY YOHANES | - |  | ACTIVE
IVD1206497 | 99088 | MINI VIDAS | DIAGNOSTIC 1 | BIOMERIEUX SA | GN00001512 | RSU DR. SOEBANDI | JEMBER | JAWA TIMUR | JEMBER | MAIN UNIT | EMP | 26 August 2014 |  | 1 January 1900 |  | 26 August 2014 |  | - |  | ACTIVE
IVD1206498 | 99088 | MINI VIDAS | DIAGNOSTIC 1 | BIOMERIEUX SA | GN00001973 | RS MITRA KELUARGA CIKARANG | BEKASI | JAWA BARAT | BEKASI | MAIN UNIT | EMP | 1 February 1990 | GATOT SURYA ADIPUTRA - TSE | 10 May 2012 |  | 1 February 1990 | GATOT SURYA ADIPUTRA - TSE | - |  | ACTIVE
IVD1206499 | 99088 | MINI VIDAS | DIAGNOSTIC 1 | BIOMERIEUX SA | GN00000658 | RSUD DR DORIS SYLVANUS | BANJARMASIN | KALIMANTAN TENGAH | PALANGKA RAYA | MAIN UNIT | EMP | 19 August 2014 |  | 19 September 2023 |  | 19 August 2014 |  | 16 October 2023 | ANDI ISMAIL - SPV TSE TIMUR | ACTIVE
IVD1206501 | 99088 | MINI VIDAS | DIAGNOSTIC 1 | BIOMERIEUX SA | GN18070009 | AP KIMIA FARMA - DIPONEGORO | BANDUNG | JAWA BARAT |  | MAIN UNIT | EMP | 3 February 2020 | SUKMA WIJAYA - TSE | 28 July 2018 |  | 3 February 2020 | SUKMA WIJAYA - TSE | - |  | ACTIVE
IVD1206502 | 99088 | MINI VIDAS | DIAGNOSTIC 1 | BIOMERIEUX SA | GN00001493 | RS SITI KHODIJAH (KHOTIJAH) | SURABAYA-1 | JAWA TIMUR | SIDOARJO | MAIN UNIT | EMP | - |  | 4 December 2014 |  | - |  | - |  | ACTIVE
IVD1206503 | 99088 | MINI VIDAS | DIAGNOSTIC 1 | BIOMERIEUX SA | GN00002985 | WORKSHOOP CSM PUSAT | PUSAT | DKI JAKARTA | JAKARTA TIMUR | MAIN UNIT | EMP | - |  | 24 August 2014 |  | - |  | 10 June 2025 | SAHID DERMAWAN - SPV TSE BARAT | ACTIVE
IVD1206504 | 9B088 | VC MINIVIDAS | BIOSCIENCE | BIOMERIEUX SA | GN00003001 | PT. ENSEVAL MEDIKA PRIMA - HO | PUSAT | DKI JAKARTA | JAKARTA TIMUR | MAIN UNIT | EMP | - |  | 21 November 2018 |  | - |  | - |  | ACTIVE
IVD1206505 | 99088 | MINI VIDAS | DIAGNOSTIC 1 | BIOMERIEUX SA | GN17120010 | RSIA FERINA | SURABAYA-2 | JAWA TIMUR | SURABAYA | MAIN UNIT | EMP | 1 February 1990 | ZENZEN | 1 January 1900 |  | 1 February 1990 | ZENZEN | - |  | ACTIVE
IVD1206506 | 99088 | MINI VIDAS | DIAGNOSTIC 1 | BIOMERIEUX SA | GN00005571 | RSIA SAMMARIE | JAKARTA-1 | DKI JAKARTA | JAKARTA TIMUR | MAIN UNIT | EMP | 23 July 2014 | ANASTASIA OCTAVIN | 1 January 2016 |  | 23 July 2014 | ANASTASIA OCTAVIN | - |  | ACTIVE
IVD1206507 | 99088 | MINI VIDAS | DIAGNOSTIC 1 | BIOMERIEUX SA | GN00002688 | LAB BIOGEN SURABAYA | SURABAYA-2 | JAWA TIMUR | SURABAYA | MAIN UNIT | EMP | - |  | 1 January 1900 |  | - |  | - |  | ACTIVE
IVD1206508 | 99088 | MINI VIDAS | DIAGNOSTIC 1 | BIOMERIEUX SA | GN00001931 | RS BETHESDA YOGYAKARTA | YOGYAKARTA | YOGYAKARTA | YOGYAKARTA | MAIN UNIT | EMP | - |  | 11 January 2018 |  | - |  | - |  | ACTIVE
IVD1206509 | 99088 | MINI VIDAS | DIAGNOSTIC 1 | BIOMERIEUX SA | GN00002985 | WORKSHOOP CSM PUSAT | PUSAT | DKI JAKARTA | JAKARTA TIMUR | MAIN UNIT | EMP | - |  | 1 January 1900 |  | - |  | - |  | ACTIVE
IVD1206510 | 99088 | MINI VIDAS | DIAGNOSTIC 1 | BIOMERIEUX SA | GN00007893 | LAB JENGGOLO SIDOARJO | SURABAYA-2 | JAWA TIMUR | SIDOARJO | MAIN UNIT | EMP | - |  | 1 January 1900 |  | - |  | - |  | ACTIVE
IVD1206517 | 99088 | MINI VIDAS | DIAGNOSTIC 1 | BIOMERIEUX SA | GN00002693 | LAB FORTUNA, MADURA | SURABAYA-2 | JAWA TIMUR | SURABAYA | MAIN UNIT | EMP | - |  | 1 January 1900 |  | - |  | - |  | ACTIVE
IVD1206518 | 99088 | MINI VIDAS | DIAGNOSTIC 1 | BIOMERIEUX SA | GN00001114 | RS KRAKATAU STEEL MEDIKA | TANGERANG | BANTEN | CILEGON | MAIN UNIT | EMP | - |  | 20 April 2016 |  | - |  | - |  | ACTIVE
IVD1206520 | 99088 | MINI VIDAS | DIAGNOSTIC 1 | BIOMERIEUX SA | GN00002460 | RSUD NGANJUK | KEDIRI | JAWA TIMUR | NGANJUK | MAIN UNIT | EMP | - |  | 7 April 2015 |  | - |  | - |  | ACTIVE
IVD1206663 | 99088 | MINI VIDAS | DIAGNOSTIC 1 | BIOMERIEUX SA | GN23090023 | DIAGNOS LAB KLINIK MAKASSAR | MAKASSAR | SULAWESI SELATAN | MAKASSAR | MAIN UNIT | EMP | - |  | 22 November 2022 |  | - |  | 5 December 2023 | ANDI ISMAIL - SPV TSE TIMUR | ACTIVE
IVD1206666 | 99088 | MINI VIDAS | DIAGNOSTIC 1 | BIOMERIEUX SA | GN00009036 | RS. BAYU ASIH | BANDUNG-2 | JAWA BARAT | PURWAKARTA | MAIN UNIT | EMP | - |  | 19 February 2021 | SUKMA WIJAYA - TSE | - |  | 22 February 2021 | ARBIANSYAH - TSE | ACTIVE
IVD1206674 | 99088 | MINI VIDAS | DIAGNOSTIC 1 | BIOMERIEUX SA | GN19040035 | RS JIH SOLO | SOLO | JAWA TENGAH | SURAKARTA | MAIN UNIT | EMP | 19 August 2014 |  | 7 May 2024 |  | 19 August 2014 |  | 29 September 2025 | SAHID DERMAWAN - SPV TSE BARAT | ACTIVE
IVD1206682 | 99088 | MINI VIDAS | DIAGNOSTIC 1 | BIOMERIEUX SA | GN00001985 | RS MEILIA CIBUBUR | BOGOR | JAWA BARAT | BOGOR | MAIN UNIT | EMP | - |  | 8 October 2013 |  | - |  | - |  | ACTIVE
IVD1206708 | 99088 | MINI VIDAS | DIAGNOSTIC 1 | BIOMERIEUX SA | GN00000390 | RSU GRAND MEDISTRA | MEDAN | SUMATERA UTARA | DELI SERDANG | MAIN UNIT | EMP | - |  | 3 November 2014 |  | - |  | - |  | ACTIVE
IVD1206709 | 99088 | MINI VIDAS | DIAGNOSTIC 1 | BIOMERIEUX SA | GN00003060 | LAB IBL | SEMARANG | JAWA TENGAH | SEMARANG | MAIN UNIT | EMP | 1 February 1990 | MUNADI - TSE | 1 January 2010 |  | 1 February 1990 | MUNADI - TSE | - |  | ACTIVE
IVD1206710 | 99088 | MINI VIDAS | DIAGNOSTIC 1 | BIOMERIEUX SA | GN00000589 | LAB. CITO ( SETIABUDI ) SEMARANG | SEMARANG | JAWA TENGAH | SEMARANG | MAIN UNIT | EMP | - |  | 1 January 2010 |  | - |  | - |  | ACTIVE
IVD1206711 | 99088 | MINI VIDAS | DIAGNOSTIC 1 | BIOMERIEUX SA | GN24010010 | LAB KLINIK KIMIA FARMA PALEMBANG | PALEMBANG | SUMATERA SELATAN | PALEMBANG | MAIN UNIT | EMP | 27 April 2017 | WAHYU BAMBANG - CORE | 31 January 2024 | AZLI YUDHA - TSE | 27 April 2017 | WAHYU BAMBANG - CORE | 13 February 2024 | SAHID DERMAWAN - SPV TSE BARAT | ACTIVE
IVD1206834 | 99088 | MINI VIDAS | DIAGNOSTIC 1 | BIOMERIEUX SA | GN00002985 | WORKSHOOP CSM PUSAT | PUSAT | DKI JAKARTA | JAKARTA TIMUR | MAIN UNIT | EMP | 30 September 2015 | INDRA BUDI GUNAWAN | 2 October 2015 |  | 30 September 2015 | INDRA BUDI GUNAWAN | 7 May 2025 | SAHID DERMAWAN - SPV TSE BARAT | ACTIVE
IVD1206867 | 99088 | MINI VIDAS | DIAGNOSTIC 1 | BIOMERIEUX SA | GN00001135 | RSUD ADJIDARMO | TANGERANG | BANTEN | RANGKASBITUNG | MAIN UNIT | CUSTOMER | - |  | 15 January 2014 |  | - |  | 14 January 2025 | SAHID DERMAWAN - SPV TSE BARAT | ACTIVE
IVD1206868 | 99088 | MINI VIDAS | DIAGNOSTIC 1 | BIOMERIEUX SA | GN17050025 | LAB. BUDI SEHAT | YOGYAKARTA | YOGYAKARTA | YOGYAKARTA | MAIN UNIT | EMP | 19 August 2014 |  | 1 January 1900 |  | 19 August 2014 |  | - |  | ACTIVE
IVD1206869 | 99088 | MINI VIDAS | DIAGNOSTIC 1 | BIOMERIEUX SA | GN00001924 | RS PANTI NUGROHO | YOGYAKARTA | YOGYAKARTA | YOGYAKARTA | MAIN UNIT | EMP | - |  | 28 September 2012 |  | - |  | - |  | ACTIVE
IVD1206870 | 99088 | MINI VIDAS | DIAGNOSTIC 1 | BIOMERIEUX SA | GN00001926 | RS KRISTEN NGESTI WALUYO | YOGYAKARTA | YOGYAKARTA | YOGYAKARTA | MAIN UNIT | EMP | - |  | 1 January 1900 |  | - |  | - |  | ACTIVE
IVD1206871 | 99088 | MINI VIDAS | DIAGNOSTIC 1 | BIOMERIEUX SA | GN00000532 | RSUD SUNAN KALIJAGA DEMAK | SEMARANG | JAWA TENGAH | DEMAK | MAIN UNIT | EMP | - |  | 1 December 2013 |  | - |  | - |  | ACTIVE
IVD1206874 | 99088 | MINI VIDAS | DIAGNOSTIC 1 | BIOMERIEUX SA | GN18100022 | LAB. PRAMITA ( TEGAL ) | TEGAL | JAWA TENGAH | TEGAL | MAIN UNIT | EMP | 7 January 2019 | MUNADI - TSE | 7 January 2019 |  | 7 January 2019 | MUNADI - TSE | - |  | ACTIVE
IVD1206875 | 99088 | MINI VIDAS | DIAGNOSTIC 1 | BIOMERIEUX SA | GN00000590 | CITO (KUDUS) | SEMARANG | JAWA TENGAH | KUDUS | MAIN UNIT | EMP | 19 August 2014 |  | 1 January 1900 |  | 19 August 2014 |  | - |  | ACTIVE
IVD1206876 | 99088 | MINI VIDAS | DIAGNOSTIC 1 | BIOMERIEUX SA | GN00000117 | RSUD PALEMBANG BARI | PALEMBANG | SUMATERA SELATAN | PALEMBANG | MAIN UNIT | EMP | 24 July 2015 | INDRA BUDI GUNAWAN | 26 August 2013 |  | 24 July 2015 | INDRA BUDI GUNAWAN | 23 January 2025 | SAHID DERMAWAN - SPV TSE BARAT | ACTIVE
IVD1206878 | 99088 | MINI VIDAS | DIAGNOSTIC 1 | BIOMERIEUX SA | GN00002045 | LAB CITO FATMAWATI | JAKARTA-2 | DKI JAKARTA | JAKARTA SELATAN | MAIN UNIT | EMP | 18 April 2018 | TRIYONO - TSE AREA BARAT | 18 April 2018 |  | 18 April 2018 | TRIYONO - TSE AREA BARAT | 27 March 2025 | SAHID DERMAWAN - SPV TSE BARAT | ACTIVE
IVD1207210 | 99088 | MINI VIDAS | DIAGNOSTIC 1 | BIOMERIEUX SA | GN00000526 | RSUD KOTA SEMARANG | SEMARANG | JAWA TENGAH | SEMARANG | MAIN UNIT | EMP | 16 May 2017 | SENDRA WIJAYA - IT | 13 December 2016 |  | 16 May 2017 | SENDRA WIJAYA - IT | - |  | ACTIVE
IVD1207216 | 99088 | MINI VIDAS | DIAGNOSTIC 1 | BIOMERIEUX SA | GN00000981 | RS MMC ( METROPOLITAN MEDICAL CENTRE ) - JAKARTA | JAKARTA-1 | DKI JAKARTA | JAKARTA SELATAN | MAIN UNIT | EMP | - |  | 9 January 2014 |  | - |  | 22 January 2025 | SAHID DERMAWAN - SPV TSE BARAT | ACTIVE
IVD1207237 | 99088 | MINI VIDAS | DIAGNOSTIC 1 | BIOMERIEUX SA | GN00002192 | RSI Jemur Sari | SURABAYA-1 | JAWA TIMUR |  | MAIN UNIT | EMP | 15 November 2018 | YUNAN ARIMUNTIAN - TSE | 15 November 2018 |  | 15 November 2018 | YUNAN ARIMUNTIAN - TSE | - |  | ACTIVE
IVD1207238 | 99088 | MINI VIDAS | DIAGNOSTIC 1 | BIOMERIEUX SA | GN00000584 | LAB. CITO ( INDRAPRASTA ) | SEMARANG | JAWA TENGAH | SEMARANG | MAIN UNIT | EMP | - |  | 1 January 1900 |  | - |  | - |  | ACTIVE
IVD1207245 | 99088 | MINI VIDAS | DIAGNOSTIC 1 | BIOMERIEUX SA | GN00001583 | LABKESDA LAMPUNG TENGAH | BANDAR LAMPUNG | LAMPUNG | LAMPUNG TENGAH | MAIN UNIT | CUSTOMER | 1 February 1990 | LEONARDUS ADI | 1 January 2012 |  | 1 February 1990 | LEONARDUS ADI | - |  | ACTIVE
IVD1207380 | 99088 | MINI VIDAS | DIAGNOSTIC 1 | BIOMERIEUX SA | GN00001583 | LABKESDA LAMPUNG TENGAH | BANDAR LAMPUNG | LAMPUNG | LAMPUNG TENGAH | MAIN UNIT | CUSTOMER | 31 January 2018 | TRIYONO - TSE AREA BARAT | 1 January 2012 |  | 31 January 2018 | TRIYONO - TSE AREA BARAT | - |  | ACTIVE
IVD1207384 | 99088 | MINI VIDAS | DIAGNOSTIC 1 | BIOMERIEUX SA | GN00000167 | RSUD H. HANAFI - MUARA BUNGO | JAMBI | JAMBI | MUARA BUNGO | MAIN UNIT | CUSTOMER | - |  | 5 February 2011 |  | - |  | - |  | ACTIVE
IVD1207510 | 99088 | MINI VIDAS | DIAGNOSTIC 1 | BIOMERIEUX SA | GN22030039 | POLTEKES BANDAR LAMPUNG | BANDAR LAMPUNG | ACEH | BANDAR LAMPUNG | MAIN UNIT | EMP | 1 February 1990 | LEONARDUS ADI | 25 March 2025 |  | 1 February 1990 | LEONARDUS ADI | 28 March 2025 | SAHID DERMAWAN - SPV TSE BARAT | ACTIVE
IVD1207512 | 99088 | MINI VIDAS | DIAGNOSTIC 1 | BIOMERIEUX SA | GN00002026 | LAB CENTURY | JAKARTA-2 | DKI JAKARTA | JAKARTA BARAT | MAIN UNIT | CUSTOMER | - |  | 1 May 2011 |  | - |  | - |  | ACTIVE
IVD1207513 | 99088 | MINI VIDAS | DIAGNOSTIC 1 | BIOMERIEUX SA | GN00000973 | RSUD SUMEDANG | BANDUNG | JAWA BARAT | SUMEDANG | MAIN UNIT | CUSTOMER | 2 March 2020 | SUKMA WIJAYA - TSE | 21 May 2010 |  | 2 March 2020 | SUKMA WIJAYA - TSE | - |  | ACTIVE
IVD1207514 | 99088 | MINI VIDAS | DIAGNOSTIC 1 | BIOMERIEUX SA | GN00002259 | RSUD SAMPANG | SURABAYA-1 | JAWA TIMUR | SAMPANG | MAIN UNIT | EMP | - |  | 4 December 2023 | GANDHI YANRANGGA | - |  | 5 December 2023 | ANDI ISMAIL - SPV TSE TIMUR | ACTIVE
IVD1207515 | 99088 | MINI VIDAS | DIAGNOSTIC 1 | BIOMERIEUX SA | GN00001466 | RSUD SIDOARJO | SURABAYA-1 | JAWA TIMUR | SIDOARJO | MAIN UNIT | CUSTOMER | - |  | 4 December 2010 |  | - |  | - |  | ACTIVE
IVD1207516 | 99088 | MINI VIDAS | DIAGNOSTIC 1 | BIOMERIEUX SA | GN00001723 | LAB MEDIKA | BANJARMASIN | KALIMANTAN TENGAH | PALANGKA RAYA | MAIN UNIT | CUSTOMER | - |  | 2 January 2012 |  | - |  | - |  | ACTIVE
IVD1207517 | 99088 | MINI VIDAS | DIAGNOSTIC 1 | BIOMERIEUX SA | GN00002985 | WORKSHOOP CSM PUSAT | PUSAT | DKI JAKARTA | JAKARTA TIMUR | MAIN UNIT | EMP | 1 February 1990 | LEONARDUS ADI | 1 January 2012 |  | 1 February 1990 | LEONARDUS ADI | - |  | ACTIVE
IVD1207518 | 99088 | MINI VIDAS | DIAGNOSTIC 1 | BIOMERIEUX SA | GN18040012 | LABORATORIUM KLINIK PRAMITA | MAKASSAR | SULAWESI SELATAN | MAKASSAR | MAIN UNIT | EMP | 18 April 2018 | TRIYONO - TSE AREA BARAT | 1 January 2018 |  | 18 April 2018 | TRIYONO - TSE AREA BARAT | - |  | ACTIVE
IVD1207519 | 99088 | MINI VIDAS | DIAGNOSTIC 1 | BIOMERIEUX SA | GN17050023 | RS HERMINA BALIKPAPAN | BALIKPAPAN | KALIMANTAN TIMUR | BALIKPAPAN | MAIN UNIT | EMP | - |  | 9 October 2024 | SARWANDI - TSE | - |  | 2 December 2024 | SAHID DERMAWAN - SPV TSE BARAT | ACTIVE
IVD1207523 | 99088 | MINI VIDAS | DIAGNOSTIC 1 | BIOMERIEUX SA | GN00000201 | RSUD ARIFIN ACHMAD - PEKANBARU | PEKAN BARU | RIAU | PEKANBARU | MAIN UNIT | EMP | 1 February 1990 | MULKAN | 1 January 1900 |  | 1 February 1990 | MULKAN | - |  | ACTIVE
IVD1207536 | 99088 | MINI VIDAS | DIAGNOSTIC 1 | BIOMERIEUX SA | GN00002704 | LAB CITRA KARTIKA | KUPANG | NUSA TENGGARA TIMUR | KUPANG | MAIN UNIT | EMP | - |  | 1 January 1900 |  | - |  | - |  | ACTIVE
IVD1207538 | 99088 | MINI VIDAS | DIAGNOSTIC 1 | BIOMERIEUX SA | GN00002402 | RS Aisyiyah Kudus | KUDUS | JAWA TENGAH |  | MAIN UNIT | EMP | - |  | 18 February 2022 | ANDRIAS NUGROHO - TSE | - |  | 28 February 2022 | MUNADI - TSE | ACTIVE
IVD1207539 | 99088 | MINI VIDAS | DIAGNOSTIC 1 | BIOMERIEUX SA | GN00003001 | PT. ENSEVAL MEDIKA PRIMA - HO | PUSAT | DKI JAKARTA | JAKARTA TIMUR | MAIN UNIT | EMP | - |  | 1 January 1900 |  | - |  | 22 November 2020 | ABDI PUTRA - TSE | ACTIVE
IVD1207542 | 99088 | MINI VIDAS | DIAGNOSTIC 1 | BIOMERIEUX SA | GN00002746 | BALAI BESAR LABORATORIUM KESEHATAN (BBLK) JAKARTA | JAKARTA-1 | DKI JAKARTA | JAKARTA TIMUR | MAIN UNIT | CUSTOMER | 11 August 2014 | GANDHI YANRANGGA | 1 January 1900 |  | 11 August 2014 | GANDHI YANRANGGA | - |  | ACTIVE
IVD1207546 | 99088 | MINI VIDAS | DIAGNOSTIC 1 | BIOMERIEUX SA | GN00001190 | RS Usada Insani - EMC Tangerang | TANGERANG | BANTEN | TANGERANG | MAIN UNIT | EMP | 31 January 2020 | SUKMA WIJAYA - TSE | 5 April 2024 |  | 31 January 2020 | SUKMA WIJAYA - TSE | 22 April 2024 | SAHID DERMAWAN - SPV TSE BARAT | ACTIVE
IVD1207547 | 99088 | MINI VIDAS | DIAGNOSTIC 1 | BIOMERIEUX SA | GN00006278 | RS CAROLUS | JAKARTA-1 | DKI JAKARTA | JAKARTA PUSAT | MAIN UNIT | EMP | - |  | 21 August 2013 |  | - |  | 22 January 2025 | SAHID DERMAWAN - SPV TSE BARAT | ACTIVE
IVD1207553 | 99088 | MINI VIDAS | DIAGNOSTIC 1 | BIOMERIEUX SA | GN24060011 | KLINIK UTAMA RAKYAT | MANADO | SULAWESI UTARA | MANADO | MAIN UNIT | EMP | - |  | 5 March 2024 |  | - |  | 10 June 2024 | ANDI ISMAIL - SPV TSE TIMUR | ACTIVE
IVD1207555 | 99088 | MINI VIDAS | DIAGNOSTIC 1 | BIOMERIEUX SA | GN19030008 | RS PRIMA HUSADA - SUKOREJO | MALANG | JAWA TIMUR | MALANG | MAIN UNIT | EMP | - |  | 3 January 2012 |  | - |  | - |  | ACTIVE
IVD1207556 | 99088 | MINI VIDAS | DIAGNOSTIC 1 | BIOMERIEUX SA | GN00002458 | RSUD DR SOEDOMO | KEDIRI | JAWA TIMUR | TRENGGALEK | MAIN UNIT | EMP | - |  | 9 August 2016 |  | - |  | - |  | ACTIVE
IVD1207562 | 99088 | MINI VIDAS | DIAGNOSTIC 1 | BIOMERIEUX SA | GN00002683 | RS MITRA KELUARGA CIBUBUR | BOGOR | JAWA BARAT | BOGOR | MAIN UNIT | EMP | 26 March 2014 |  | 27 October 2014 |  | 26 March 2014 |  | 17 December 2024 | SAHID DERMAWAN - SPV TSE BARAT | ACTIVE
IVD1207563 | 99088 | MINI VIDAS | DIAGNOSTIC 1 | BIOMERIEUX SA | GN00002954 | RSUD KARDINAH ( RSUD TEGAL ) | TEGAL | JAWA TENGAH | TEGAL | MAIN UNIT | CUSTOMER | - |  | 1 January 2010 |  | - |  | - |  | ACTIVE
IVD1207567 | 99088 | MINI VIDAS | DIAGNOSTIC 1 | BIOMERIEUX SA | GN00001671 | RS MITRA MASYARAKAT | JAYAPURA | PAPUA | TIMIKA | MAIN UNIT | EMP | - |  | 13 November 2014 |  | - |  | 14 January 2025 | SAHID DERMAWAN - SPV TSE BARAT | ACTIVE
IVD1207569 | 99088 | MINI VIDAS | DIAGNOSTIC 1 | BIOMERIEUX SA | GN00012227 | RS CHARITAS BELITANG | PALEMBANG | SUMATERA SELATAN | PALEMBANG | MAIN UNIT | EMP | 25 June 2015 | TRIYONO - TSE AREA BARAT | 8 June 2023 | ABDI PUTRA - TSE | 25 June 2015 | TRIYONO - TSE AREA BARAT | 20 October 2023 | SAHID DERMAWAN - SPV TSE BARAT | ACTIVE
IVD1207570 | 99088 | MINI VIDAS | DIAGNOSTIC 1 | BIOMERIEUX SA | GN00000256 | RS PT SEMEN PADANG | PADANG | SUMATERA BARAT | PADANG | MAIN UNIT | EMP | - |  | 1 January 1900 |  | - |  | - |  | ACTIVE
IVD1207571 | 99088 | MINI VIDAS | DIAGNOSTIC 1 | BIOMERIEUX SA | GN19100038 | RS HERMINA | PADANG | SUMATERA BARAT | PADANG | MAIN UNIT | EMP | 19 August 2014 |  | 31 July 2021 | ABDI PUTRA - TSE | 19 August 2014 |  | 30 August 2021 | TEGAR PANDU - TSE | ACTIVE
IVD1207578 | 99088 | MINI VIDAS | DIAGNOSTIC 1 | BIOMERIEUX SA | GN00002205 | RS RKZ | SURABAYA-1 | JAWA TIMUR | SURABAYA | MAIN UNIT | EMP | 1 February 1990 | ZENZEN | 1 January 1900 |  | 1 February 1990 | ZENZEN | - |  | ACTIVE
IVD1207579 | 99088 | MINI VIDAS | DIAGNOSTIC 1 | BIOMERIEUX SA | GN00002985 | WORKSHOOP CSM PUSAT | PUSAT | DKI JAKARTA | JAKARTA TIMUR | MAIN UNIT | EMP | 29 June 2016 |  | 26 May 2023 |  | 29 June 2016 |  | 13 October 2025 | SAHID DERMAWAN - SPV TSE BARAT | ACTIVE
IVD1207580 | 99088 | MINI VIDAS | DIAGNOSTIC 1 | BIOMERIEUX SA | GN00001065 | RSU CIAWI | BOGOR | JAWA BARAT | BOGOR | MAIN UNIT | CUSTOMER | - |  | 1 January 2010 |  | - |  | - |  | ACTIVE
IVD1207581 | 99088 | MINI VIDAS | DIAGNOSTIC 1 | BIOMERIEUX SA | GN00002661 | LAB MEDICO LABORA | PURWOKERTO | JAWA TENGAH | PURWOKERTO | MAIN UNIT | EMP | - |  | 1 January 1900 |  | - |  | - |  | ACTIVE
IVD1207708 | 99088 | MINI VIDAS | DIAGNOSTIC 1 | BIOMERIEUX SA | GN00001305 | RSU KASIH IBU | DENPASAR | BALI | DENPASAR | MAIN UNIT | EMP | - |  | 1 January 1900 |  | - |  | - |  | ACTIVE
IVD1207712 | 99088 | MINI VIDAS | DIAGNOSTIC 1 | BIOMERIEUX SA | GN00003341 | LAB CITO - MERAUKE | JAYAPURA | PAPUA | JAYAPURA | MAIN UNIT | EMP | 17 September 2014 | ANASTASIA OCTAVIN | 1 January 1900 |  | 17 September 2014 | ANASTASIA OCTAVIN | - |  | ACTIVE
IVD1207716 | 99088 | MINI VIDAS | DIAGNOSTIC 1 | BIOMERIEUX SA | GN18100007 | RSUD ZAINAL ABIDIN PAGAR ALAM WAY KANAN | BANDAR LAMPUNG | LAMPUNG | BANDAR LAMPUNG | MAIN UNIT | EMP | 1 February 1990 | LEONARDUS ADI | 2 May 2023 |  | 1 February 1990 | LEONARDUS ADI | 20 October 2023 | SAHID DERMAWAN - SPV TSE BARAT | ACTIVE
IVD1207720 | 99088 | MINI VIDAS | DIAGNOSTIC 1 | BIOMERIEUX SA | GN00002985 | WORKSHOOP CSM PUSAT | PUSAT | DKI JAKARTA | JAKARTA TIMUR | MAIN UNIT | EMP | 1 February 1990 | LEONARDUS ADI | 1 January 2012 |  | 1 February 1990 | LEONARDUS ADI | - |  | ACTIVE
IVD1207731 | 99088 | MINI VIDAS | DIAGNOSTIC 1 | BIOMERIEUX SA | GN00007906 | LAB KLINIK UTAMA BELITUNG | PANGKAL PINANG | KEPULAUAN BANGKA BELITUNG | BELITUNG | MAIN UNIT | CUSTOMER | 24 July 2015 | TRIYONO - TSE AREA BARAT | 1 January 1900 |  | 24 July 2015 | TRIYONO - TSE AREA BARAT | - |  | ACTIVE
IVD1207761 | 99088 | MINI VIDAS | DIAGNOSTIC 1 | BIOMERIEUX SA | GN20110012 | Klinik Kumala Samarinda | SAMARINDA | KALIMANTAN TIMUR | SAMARINDA | MAIN UNIT | EMP | 21 December 2016 |  | 10 January 2024 | GATOT SURYA ADIPUTRA - TSE | 21 December 2016 |  | 10 January 2024 | SAHID DERMAWAN - SPV TSE BARAT | ACTIVE
IVD1207762 | 99088 | MINI VIDAS | DIAGNOSTIC 1 | BIOMERIEUX SA | GN24040013 | RS MELINDA 3 | BANDUNG-2 | JAWA BARAT | BANDUNG | MAIN UNIT | EMP | 8 February 2019 | SUKMA WIJAYA - TSE | 1 November 2024 |  | 8 February 2019 | SUKMA WIJAYA - TSE | 30 October 2024 | SAHID DERMAWAN - SPV TSE BARAT | ACTIVE
IVD1207763 | 99088 | MINI VIDAS | DIAGNOSTIC 1 | BIOMERIEUX SA | GN00002663 | RSUD DR SOEDIRMAN KEBUMEN | PURWOKERTO | JAWA TENGAH | PURWOKERTO | MAIN UNIT | EMP | - |  | 1 January 1900 |  | - |  | - |  | ACTIVE
IVD1207769 | 99088 | MINI VIDAS | DIAGNOSTIC 1 | BIOMERIEUX SA | GN25080003 | RSUD PANGGUL | KEDIRI | JAWA TIMUR | KEDIRI | MAIN UNIT | EMP | 4 February 2019 | ACH TAUFAN - CORE | 4 February 2019 |  | 4 February 2019 | ACH TAUFAN - CORE | - |  | ACTIVE
IVD1207773 | 99088 | MINI VIDAS | DIAGNOSTIC 1 | BIOMERIEUX SA | GN00001973 | RS MITRA KELUARGA CIKARANG | BEKASI | JAWA BARAT | BEKASI | MAIN UNIT | EMP | 1 February 1990 | GATOT SURYA ADIPUTRA - TSE | 23 October 2014 |  | 1 February 1990 | GATOT SURYA ADIPUTRA - TSE | 23 January 2025 | SAHID DERMAWAN - SPV TSE BARAT | ACTIVE
IVD1207776 | 99088 | MINI VIDAS | DIAGNOSTIC 1 | BIOMERIEUX SA | GN00001020 | RS Dharma Nugraha | JAKARTA-1 | DKI JAKARTA | JAKARTA TIMUR | MAIN UNIT | EMP | 18 July 2016 |  | 1 January 2010 |  | 18 July 2016 |  | - |  | ACTIVE
IVD1207780 | 99088 | MINI VIDAS | DIAGNOSTIC 1 | BIOMERIEUX SA | GN25030017 | LAB THAMRIN DURI PEKANBARU | PEKAN BARU | RIAU | PEKANBARU | MAIN UNIT | EMP | 20 August 2014 | ARBIANSYAH - TSE | 1 January 2013 |  | 20 August 2014 | ARBIANSYAH - TSE | - |  | ACTIVE
IVD1207781 | 99088 | MINI VIDAS | DIAGNOSTIC 1 | BIOMERIEUX SA | GN25090002 | RS AMANAH MEDICAL CENTRE | BANJARMASIN | KALIMANTAN SELATAN | BANJARMASIN | MAIN UNIT | EMP | - |  | 8 August 2025 |  | - |  | 11 September 2025 | SAHID DERMAWAN - SPV TSE BARAT | ACTIVE
IVD1207784 | 99088 | MINI VIDAS | DIAGNOSTIC 1 | BIOMERIEUX SA | GN00001907 | RSUD KRT SETJONEGORO WONOSOBO | YOGYAKARTA | YOGYAKARTA | YOGYAKARTA | MAIN UNIT | EMP | - |  | 11 January 2017 |  | - |  | - |  | ACTIVE
IVD1207786 | 99088 | MINI VIDAS | DIAGNOSTIC 1 | BIOMERIEUX SA | GN00008624 | CIPUTRA MEDICAL CENTER | JAKARTA-2 | DKI JAKARTA | JAKARTA SELATAN | MAIN UNIT | EMP | - |  | 1 January 1900 |  | - |  | - |  | ACTIVE
IVD1207787 | 99088 | MINI VIDAS | DIAGNOSTIC 1 | BIOMERIEUX SA | GN00001122 | RSUD KAB CIAMIS | TASIKMALAYA | JAWA BARAT | CIAMIS | MAIN UNIT | CUSTOMER | 11 February 2020 | SUKMA WIJAYA - TSE | 1 January 1900 |  | 11 February 2020 | SUKMA WIJAYA - TSE | - |  | ACTIVE
IVD1207789 | 99088 | MINI VIDAS | DIAGNOSTIC 1 | BIOMERIEUX SA | GN21090001 | LAB KLINIK BIOTEST PLUIT | JAKARTA-2 | DKI JAKARTA | JAKARTA UTARA | MAIN UNIT | EMP | 4 October 2018 | AGUS FAUZI | 27 October 2021 | NICO HERMAWAN - TSE CP | 4 October 2018 | AGUS FAUZI | 27 October 2021 | NICO HERMAWAN - TSE CP | ACTIVE
IVD1207790 | 99088 | MINI VIDAS | DIAGNOSTIC 1 | BIOMERIEUX SA | GN00000813 | RS ANDI MAKASSAU | MAKASSAR | SULAWESI SELATAN | PAREPARE | MAIN UNIT | EMP | - |  | 20 May 2014 |  | - |  | - |  | ACTIVE
IVD1207792 | 99088 | MINI VIDAS | DIAGNOSTIC 1 | BIOMERIEUX SA | GN00005508 | PT. KIMIA FARMA DIAGNOSTIKA ( JL. A yani ) | MAKASSAR | SULAWESI SELATAN | MAKASSAR | MAIN UNIT | EMP | 14 November 2018 | MIKKI FAHRIZI - TSE | 14 November 2018 |  | 14 November 2018 | MIKKI FAHRIZI - TSE | - |  | ACTIVE
IVD1207793 | 99088 | MINI VIDAS | DIAGNOSTIC 1 | BIOMERIEUX SA | GN25020010 | RS SAPTA MEDIKA | PEMATANG SIANTAR | SUMATERA UTARA | PEMATANG SIANTAR | MAIN UNIT | EMP | 1 February 1990 | ARBIANSYAH - TSE | 1 January 2013 |  | 1 February 1990 | ARBIANSYAH - TSE | - |  | ACTIVE
IVD1207794 | 99088 | MINI VIDAS | DIAGNOSTIC 1 | BIOMERIEUX SA | GN00001029 | RS Mitra Kemayoran | JAKARTA-1 | DKI JAKARTA | JAKARTA PUSAT | MAIN UNIT | EMP | - |  | 1 January 2014 |  | - |  | - |  | ACTIVE
IVD1207795 | 99088 | MINI VIDAS | DIAGNOSTIC 1 | BIOMERIEUX SA | GN00001028 | RS MITRA KELUARGA KELAPA GADING | JAKARTA-1 | DKI JAKARTA | JAKARTA UTARA | MAIN UNIT | EMP | - |  | 1 January 2010 |  | - |  | - |  | ACTIVE
IVD1207799 | 99088 | MINI VIDAS | DIAGNOSTIC 1 | BIOMERIEUX SA | GN00002264 | LAB NUR ASIH | SAMARINDA | KALIMANTAN TIMUR | SAMARINDA | MAIN UNIT | EMP | - |  | 1 January 2009 |  | - |  | - |  | ACTIVE
IVD1207800 | 99088 | MINI VIDAS | DIAGNOSTIC 1 | BIOMERIEUX SA | GN00000685 | RSUD HARAPAN INSAN SENDAWAR | SAMARINDA | KALIMANTAN TIMUR | SAMARINDA | MAIN UNIT | EMP | - |  | 10 September 2023 |  | - |  | 5 December 2023 | ANDI ISMAIL - SPV TSE TIMUR | ACTIVE
IVD1207801 | 99088 | MINI VIDAS | DIAGNOSTIC 1 | BIOMERIEUX SA | GN00002289 | LAB GATOT SUBROTO PUSAT | MEDAN | SUMATERA UTARA | MEDAN | MAIN UNIT | EMP | 1 February 1990 | ARBIANSYAH - TSE | 1 January 2013 |  | 1 February 1990 | ARBIANSYAH - TSE | - |  | ACTIVE
IVD1207802 | 99088 | MINI VIDAS | DIAGNOSTIC 1 | BIOMERIEUX SA | GN00002133 | LAB LANOSTIK, PROBOLINGGO | MALANG | JAWA TIMUR | MALANG | MAIN UNIT | EMP | - |  | 11 May 2011 |  | - |  | - |  | ACTIVE
IVD1207804 | 99088 | MINI VIDAS | DIAGNOSTIC 1 | BIOMERIEUX SA | GN24100006 | RSI ASSYIFA SUKABUMI (RS ISLAM ASSYIFA) | BANDUNG-2 | JAWA BARAT | BANDUNG | MAIN UNIT | EMP | 18 April 2018 |  | 24 October 2024 | IBNUL AZIZ - TSE | 18 April 2018 |  | 5 November 2024 | SAHID DERMAWAN - SPV TSE BARAT | ACTIVE
IVD1207805 | 99088 | MINI VIDAS | DIAGNOSTIC 1 | BIOMERIEUX SA | GN00003001 | PT. ENSEVAL MEDIKA PRIMA - HO | PUSAT | DKI JAKARTA | JAKARTA TIMUR | MAIN UNIT | EMP | 15 October 2019 | FARIDA ADELINA | 1 January 2013 |  | 15 October 2019 | FARIDA ADELINA | 22 June 2020 | ARBIANSYAH - TSE | INACTIVE
IVD1207807 | 99088 | MINI VIDAS | DIAGNOSTIC 1 | BIOMERIEUX SA | GN00001009 | MRCCC Siloam Hospitals Semanggi | JAKARTA-1 | DKI JAKARTA | JAKARTA PUSAT | MAIN UNIT | EMP | 28 August 2014 |  | 28 August 2014 |  | 28 August 2014 |  | 22 January 2025 | SAHID DERMAWAN - SPV TSE BARAT | ACTIVE
IVD1207808 | 99088 | MINI VIDAS | DIAGNOSTIC 1 | BIOMERIEUX SA | GN00002289 | LAB GATOT SUBROTO PUSAT | MEDAN | SUMATERA UTARA | MEDAN | MAIN UNIT | EMP | 1 February 1990 | ARBIANSYAH - TSE | 1 January 2013 |  | 1 February 1990 | ARBIANSYAH - TSE | - |  | ACTIVE
IVD1207860 | 99088 | MINI VIDAS | DIAGNOSTIC 1 | BIOMERIEUX SA | GN00002985 | WORKSHOOP CSM PUSAT | PUSAT | DKI JAKARTA | JAKARTA TIMUR | MAIN UNIT | EMP | 27 August 2014 | ARBIANSYAH - TSE | 1 January 2012 |  | 27 August 2014 | ARBIANSYAH - TSE | - |  | ACTIVE
IVD1207861 | 99088 | MINI VIDAS | DIAGNOSTIC 1 | BIOMERIEUX SA | GN00001733 | LAB GATOT SUBROTO | PEMATANG SIANTAR | SUMATERA UTARA | PEMATANG SIANTAR | MAIN UNIT | EMP | 1 February 1990 | ARBIANSYAH - TSE | 1 January 2013 |  | 1 February 1990 | ARBIANSYAH - TSE | - |  | ACTIVE
IVD1207862 | 99088 | MINI VIDAS | DIAGNOSTIC 1 | BIOMERIEUX SA | GN00002985 | WORKSHOOP CSM PUSAT | PUSAT | DKI JAKARTA | JAKARTA TIMUR | MAIN UNIT | EMP | - |  | 13 June 2012 |  | - |  | - |  | ACTIVE
IVD1207863 | 99088 | MINI VIDAS | DIAGNOSTIC 1 | BIOMERIEUX SA | GN00001656 | LAB PRIMA | JAMBI | JAMBI | JAMBI | MAIN UNIT | EMP | 1 February 1990 | INDRA BUDI GUNAWAN | 1 January 1900 |  | 1 February 1990 | INDRA BUDI GUNAWAN | - |  | ACTIVE
IVD1207864 | 99088 | MINI VIDAS | DIAGNOSTIC 1 | BIOMERIEUX SA | GN00002985 | WORKSHOOP CSM PUSAT | PUSAT | DKI JAKARTA | JAKARTA TIMUR | MAIN UNIT | EMP | 12 February 2020 | AHMAD FATKHUDIN - TSE | 25 October 2022 | MUHAMMAD FAJAR - TSE | 12 February 2020 | AHMAD FATKHUDIN - TSE | 26 October 2023 | SAHID DERMAWAN - SPV TSE BARAT | ACTIVE
IVD1207866 | 99088 | MINI VIDAS | DIAGNOSTIC 1 | BIOMERIEUX SA | GN00000693 | RS AMALIA | SAMARINDA | KALIMANTAN TIMUR | SAMARINDA | MAIN UNIT | EMP | - |  | 1 January 2009 |  | - |  | - |  | ACTIVE
IVD1207869 | 99088 | MINI VIDAS | DIAGNOSTIC 1 | BIOMERIEUX SA | GN00002634 | LAB THAMRIN PEKANBARU | PEKAN BARU | RIAU | PEKANBARU | MAIN UNIT | EMP | - |  | 17 June 2014 |  | - |  | 23 January 2025 | SAHID DERMAWAN - SPV TSE BARAT | ACTIVE
IVD1207873 | 99088 | MINI VIDAS | DIAGNOSTIC 1 | BIOMERIEUX SA | GN00002985 | WORKSHOOP CSM PUSAT | PUSAT | DKI JAKARTA | JAKARTA TIMUR | MAIN UNIT | EMP | - |  | 1 January 1900 |  | - |  | - |  | ACTIVE
IVD1207876 | 99088 | MINI VIDAS | DIAGNOSTIC 1 | BIOMERIEUX SA | GN00010972 | RSUD DR. ACHMAD DARWIS | PEMATANG SIANTAR | SUMATERA UTARA | PEMATANG SIANTAR | MAIN UNIT | EMP | - |  | 14 October 2025 |  | - |  | 21 October 2025 | SAHID DERMAWAN - SPV TSE BARAT | ACTIVE
IVD1207877 | 99088 | MINI VIDAS | DIAGNOSTIC 1 | BIOMERIEUX SA | GN00002141 | LAB SIMA, MALANG | MALANG | JAWA TIMUR | MALANG | MAIN UNIT | EMP | - |  | 22 April 2014 |  | - |  | 14 January 2025 | SAHID DERMAWAN - SPV TSE BARAT | ACTIVE
IVD1207878 | 99088 | MINI VIDAS | DIAGNOSTIC 1 | BIOMERIEUX SA | GN00000929 | RSU CAHYA KAWALUYAN | BANDUNG | JAWA BARAT | BANDUNG | MAIN UNIT | EMP | - |  | 12 February 2019 |  | - |  | - |  | ACTIVE
IVD1207879 | 99088 | MINI VIDAS | DIAGNOSTIC 1 | BIOMERIEUX SA | GN00005735 | RS PRIMA HUSADA - BANJAR ARUM | MALANG | JAWA TIMUR | MALANG | MAIN UNIT | EMP | - |  | 29 July 2019 |  | - |  | - |  | ACTIVE
IVD1207880 | 99088 | MINI VIDAS | DIAGNOSTIC 1 | BIOMERIEUX SA | GN21020021 | RS YPK MANDIRI | JAKARTA-1 | DKI JAKARTA | JAKARTA PUSAT | MAIN UNIT | EMP | 15 November 2016 |  | 25 October 2022 | ARDI HERMAWAN - TSE CP | 15 November 2016 |  | 25 October 2022 | ARDI HERMAWAN - TSE CP | ACTIVE
IVD1207881 | 99088 | MINI VIDAS | DIAGNOSTIC 1 | BIOMERIEUX SA | GN00004673 | RSUD AL-IHSAN BANDUNG | BANDUNG | JAWA BARAT | BANDUNG | MAIN UNIT | EMP | 4 February 2020 | SUKMA WIJAYA - TSE | 4 December 2020 | ARBIANSYAH - TSE | 4 February 2020 | SUKMA WIJAYA - TSE | 4 December 2020 | ARBIANSYAH - TSE | ACTIVE
IVD1207883 | 99088 | MINI VIDAS | DIAGNOSTIC 1 | BIOMERIEUX SA | GN19110006 | LAB KIMIA FARMA BANDARLAMPUNG | BANDAR LAMPUNG | LAMPUNG | BANDAR LAMPUNG | MAIN UNIT | EMP | 1 February 1990 | JASMADI - MSS COR PLB | 1 January 1900 |  | 1 February 1990 | JASMADI - MSS COR PLB | - |  | ACTIVE
IVD1207884 | 99088 | MINI VIDAS | DIAGNOSTIC 1 | BIOMERIEUX SA | GN00001831 | RSUD NGUDI WALUYO | MALANG | JAWA TIMUR | BLITAR | MAIN UNIT | EMP | 20 December 2017 | MOCH. RIZALDI | 1 January 1900 |  | 20 December 2017 | MOCH. RIZALDI | - |  | ACTIVE
IVD1207887 | 99088 | MINI VIDAS | DIAGNOSTIC 1 | BIOMERIEUX SA | GN00003455 | LABKESDA PROPINSI JAMBI | JAMBI | JAMBI | JAMBI | MAIN UNIT | EMP | 20 August 2014 | RIDHONASIH ADI | 25 June 2020 | ABDI PUTRA - TSE | 20 August 2014 | RIDHONASIH ADI | 25 June 2020 | ABDI PUTRA - TSE | ACTIVE
IVD1207889 | 99088 | MINI VIDAS | DIAGNOSTIC 1 | BIOMERIEUX SA | GN21070005 | Primaya Hospital Semarang | SEMARANG | JAWA TENGAH | SEMARANG | MAIN UNIT | EMP | - |  | 31 July 2021 | ANDRIAS NUGROHO - TSE | - |  | 31 August 2021 | MUNADI - TSE | ACTIVE
IVD1207892 | 99088 | MINI VIDAS | DIAGNOSTIC 1 | BIOMERIEUX SA | GN00002985 | WORKSHOOP CSM PUSAT | PUSAT | DKI JAKARTA | JAKARTA TIMUR | MAIN UNIT | EMP | 4 August 2016 |  | 21 January 2014 |  | 4 August 2016 |  | - |  | ACTIVE
IVD1207893 | 99088 | MINI VIDAS | DIAGNOSTIC 1 | BIOMERIEUX SA | GN00002985 | WORKSHOOP CSM PUSAT | PUSAT | DKI JAKARTA | JAKARTA TIMUR | MAIN UNIT | EMP | 1 February 1990 | INDRA BUDI GUNAWAN | 13 September 2023 | ARBIANSYAH - TSE | 1 February 1990 | INDRA BUDI GUNAWAN | 7 October 2024 | SAHID DERMAWAN - SPV TSE BARAT | ACTIVE
IVD1207894 | 99088 | MINI VIDAS | DIAGNOSTIC 1 | BIOMERIEUX SA | GN00002648 | LAB CITO PURWOKERTO | PURWOKERTO | JAWA TENGAH | PURWOKERTO | MAIN UNIT | EMP | - |  | 1 January 1900 |  | - |  | - |  | ACTIVE
IVD1207897 | 99088 | MINI VIDAS | DIAGNOSTIC 1 | BIOMERIEUX SA | GN20110009 | RS Hermina Samarinda | SAMARINDA | KALIMANTAN TIMUR | SAMARINDA | MAIN UNIT | EMP | - |  | 23 June 2022 | FAJAR LESMANA - TSE | - |  | 23 June 2022 | FAJAR LESMANA - TSE | ACTIVE
IVD1207906 | 99088 | MINI VIDAS | DIAGNOSTIC 1 | BIOMERIEUX SA | GN00002009 | UNIVERSITAS UDAYANA DENPASAR | DENPASAR | BALI | BADUNG | MAIN UNIT | EMP | 20 August 2014 | MERAMSYAH SYAHRUL | 4 November 2021 | I KADEK - TSE | 20 August 2014 | MERAMSYAH SYAHRUL | 4 November 2021 | I KADEK - TSE | ACTIVE
IVD1208033 | 99088 | MINI VIDAS | DIAGNOSTIC 1 | BIOMERIEUX SA | GN00001114 | RS KRAKATAU STEEL MEDIKA | TANGERANG | BANTEN | CILEGON | MAIN UNIT | EMP | - |  | 1 January 1900 |  | - |  | - |  | ACTIVE
IVD1208047 | 99088 | MINI VIDAS | DIAGNOSTIC 1 | BIOMERIEUX SA | GN00001231 | RSU EMANUEL | PURWOKERTO | JAWA TENGAH | BANJARNEGARA | MAIN UNIT | EMP | - |  | 1 January 1900 |  | - |  | - |  | ACTIVE
IVD1208059 | 99088 | MINI VIDAS | DIAGNOSTIC 1 | BIOMERIEUX SA | GN23090007 | RS AVISENA | BANDUNG | JAWA BARAT | BANDUNG | MAIN UNIT | EMP | 23 August 2017 |  | 2 August 2023 |  | 23 August 2017 |  | 16 October 2023 | SAHID DERMAWAN - SPV TSE BARAT | ACTIVE
IVD1208060 | 99088 | MINI VIDAS | DIAGNOSTIC 1 | BIOMERIEUX SA | GN00000972 | RSUD SUBANG | BANDUNG | JAWA BARAT | SUBANG | MAIN UNIT | EMP | - |  | 15 August 2011 |  | - |  | - |  | ACTIVE
IVD1208061 | 99088 | MINI VIDAS | DIAGNOSTIC 1 | BIOMERIEUX SA | GN00001046 | RS AZRA ( PT. A.S.P ) | BOGOR | JAWA BARAT | BOGOR | MAIN UNIT | CUSTOMER | 1 February 1990 | LEONARDUS ADI | 1 January 2012 |  | 1 February 1990 | LEONARDUS ADI | - |  | ACTIVE
IVD1208062 | 99088 | MINI VIDAS | DIAGNOSTIC 1 | BIOMERIEUX SA | GN18040019 | LABORATORIUM SIMA ( SIMA LAB ) | JEMBER | JAWA TIMUR | JEMBER | MAIN UNIT | EMP | 24 April 2018 | TRIYONO - TSE AREA BARAT | 1 January 1900 |  | 24 April 2018 | TRIYONO - TSE AREA BARAT | - |  | ACTIVE
IVD1208064 | 99088 | MINI VIDAS | DIAGNOSTIC 1 | BIOMERIEUX SA | GN00000165 | RSU RADEN MATTAHER | JAMBI | JAMBI | JAMBI | MAIN UNIT | EMP | 19 July 2016 |  | 22 December 2023 |  | 19 July 2016 |  | 27 December 2023 | SAHID DERMAWAN - SPV TSE BARAT | ACTIVE
IVD1208066 | 99088 | MINI VIDAS | DIAGNOSTIC 1 | BIOMERIEUX SA | GN00001805 | RSUD SIMO | SOLO | JAWA TENGAH | BOYOLALI | MAIN UNIT | EMP | - |  | 23 October 2023 |  | - |  | 14 January 2025 | SAHID DERMAWAN - SPV TSE BARAT | ACTIVE
IVD1208067 | 99088 | MINI VIDAS | DIAGNOSTIC 1 | BIOMERIEUX SA | GN00000924 | RS ADVENT BANDUNG | BANDUNG | JAWA BARAT | BANDUNG | MAIN UNIT | EMP | - |  | 15 August 2011 |  | - |  | - |  | ACTIVE
IVD1208068 | 99088 | MINI VIDAS | DIAGNOSTIC 1 | BIOMERIEUX SA | GN00002987 | Balai laboratorium Kesehatan ( BLK ) Palembang | PALEMBANG | SUMATERA SELATAN | PALEMBANG | MAIN UNIT | EMP | - |  | 19 August 2013 |  | - |  | 22 January 2025 | SAHID DERMAWAN - SPV TSE BARAT | ACTIVE
IVD1208070 | 99088 | MINI VIDAS | DIAGNOSTIC 1 | BIOMERIEUX SA | GN00001885 | LAB PRAMITA | YOGYAKARTA | YOGYAKARTA | YOGYAKARTA | MAIN UNIT | EMP | - |  | 16 September 2011 |  | - |  | - |  | ACTIVE
IVD1208072 | 99088 | MINI VIDAS | DIAGNOSTIC 1 | BIOMERIEUX SA | GN18080023 | RS. OMNI HOSPITALS PEKAYON | BEKASI | JAWA BARAT | BEKASI | MAIN UNIT | EMP | - |  | 29 August 2016 |  | - |  | - |  | ACTIVE