IVD1208073 | 99088 | MINI VIDAS | DIAGNOSTIC 1 | BIOMERIEUX SA | GN00002985 | WORKSHOOP CSM PUSAT | PUSAT | DKI JAKARTA | JAKARTA TIMUR | MAIN UNIT | EMP | 12 February 2020 | SUKMA WIJAYA - TSE | 3 August 2017 |  | 12 February 2020 | SUKMA WIJAYA - TSE | - |  | ACTIVE
IVD1208075 | 99088 | MINI VIDAS | DIAGNOSTIC 1 | BIOMERIEUX SA | GN00007526 | PT. ENSEVAL MEDIKA PRIMA - BANDUNG | BANDUNG | JAWA BARAT | BANDUNG | MAIN UNIT | EMP | 15 May 2020 | SUKMA WIJAYA - TSE | 13 June 2012 |  | 15 May 2020 | SUKMA WIJAYA - TSE | - |  | ACTIVE
IVD1208076 | 99088 | MINI VIDAS | DIAGNOSTIC 1 | BIOMERIEUX SA | GN00001205 | RSUD BANYUMAS | PURWOKERTO | JAWA TENGAH | BANYUMAS | MAIN UNIT | EMP | - |  | 5 December 2018 |  | - |  | - |  | ACTIVE
IVD1208081 | 99088 | MINI VIDAS | DIAGNOSTIC 1 | BIOMERIEUX SA | GN00002985 | WORKSHOOP CSM PUSAT | PUSAT | DKI JAKARTA | JAKARTA TIMUR | MAIN UNIT | EMP | 1 February 1990 | MULKAN | 1 January 1900 |  | 1 February 1990 | MULKAN | - |  | ACTIVE
IVD1208086 | 99088 | MINI VIDAS | DIAGNOSTIC 1 | BIOMERIEUX SA | GN00000403 | RSUD DELI SERDANG | MEDAN | SUMATERA UTARA | LUBUK PAKAM | MAIN UNIT | EMP | - |  | 20 July 2017 |  | - |  | - |  | ACTIVE
IVD1208087 | 99088 | MINI VIDAS | DIAGNOSTIC 1 | BIOMERIEUX SA | GN00003801 | RSU DR H SOEWONDO KENDAL | SEMARANG | JAWA TENGAH | SEMARANG | MAIN UNIT | EMP | - |  | 1 January 2012 |  | - |  | - |  | ACTIVE
IVD1208088 | 99088 | MINI VIDAS | DIAGNOSTIC 1 | BIOMERIEUX SA | GN00002985 | WORKSHOOP CSM PUSAT | PUSAT | DKI JAKARTA | JAKARTA TIMUR | MAIN UNIT | EMP | - |  | 8 July 2021 | YUNAN ARIMUNTIAN - TSE | - |  | 18 June 2024 | ANDI ISMAIL - SPV TSE TIMUR | ACTIVE
IVD1208093 | 99088 | MINI VIDAS | DIAGNOSTIC 1 | BIOMERIEUX SA | GN00000578 | LAB CITO (PEKALONGAN) | TEGAL | JAWA TENGAH | PEKALONGAN | MAIN UNIT | EMP | - |  | 1 January 1900 |  | - |  | - |  | ACTIVE
IVD1208096 | 99088 | MINI VIDAS | DIAGNOSTIC 1 | BIOMERIEUX SA | GN00001695 | LAB SAM HUSADA, KEDIRI | KEDIRI | JAWA TIMUR | KEDIRI | MAIN UNIT | EMP | - |  | 1 January 1900 |  | - |  | - |  | ACTIVE
IVD1208102 | 99088 | MINI VIDAS | DIAGNOSTIC 1 | BIOMERIEUX SA | GN00001877 | LAB CITO YOGYAKARTA ATMO | YOGYAKARTA | YOGYAKARTA | YOGYAKARTA | MAIN UNIT | EMP | - |  | 27 April 2011 |  | - |  | - |  | ACTIVE
IVD1208103 | 99088 | MINI VIDAS | DIAGNOSTIC 1 | BIOMERIEUX SA | GN00002985 | WORKSHOOP CSM PUSAT | PUSAT | DKI JAKARTA | JAKARTA TIMUR | MAIN UNIT | EMP | 1 February 1990 | GATOT SURYA ADIPUTRA - TSE | 25 January 2014 |  | 1 February 1990 | GATOT SURYA ADIPUTRA - TSE | - |  | ACTIVE
IVD1208104 | 99088 | MINI VIDAS | DIAGNOSTIC 1 | BIOMERIEUX SA | GN00002750 | BIDAKARA MEDICAL CENTER | JAKARTA-1 | DKI JAKARTA | JAKARTA SELATAN | MAIN UNIT | EMP | 28 June 2016 |  | 1 January 2010 |  | 28 June 2016 |  | - |  | ACTIVE
IVD1208105 | 99088 | MINI VIDAS | DIAGNOSTIC 1 | BIOMERIEUX SA | GN00002593 | LAB PARAHITA - AHMAD YANI | BANDUNG | JAWA BARAT | BANDUNG | MAIN UNIT | EMP | 22 April 2020 | SUKMA WIJAYA - TSE | 22 April 2020 |  | 22 April 2020 | SUKMA WIJAYA - TSE | - |  | ACTIVE
IVD1208106 | 99088 | MINI VIDAS | DIAGNOSTIC 1 | BIOMERIEUX SA | GN19050001 | LAB KLINIK PRAMITA CAB SALATIGA | SEMARANG | JAWA TENGAH | SEMARANG | MAIN UNIT | EMP | 1 July 2019 | ANDRIAS NUGROHO - TSE | 1 July 2019 |  | 1 July 2019 | ANDRIAS NUGROHO - TSE | - |  | ACTIVE
IVD1208107 | 99088 | MINI VIDAS | DIAGNOSTIC 1 | BIOMERIEUX SA | GN00001930 | RS JOGJA INTERNATIONAL HOSPITAL (JIH) | YOGYAKARTA | YOGYAKARTA | YOGYAKARTA | MAIN UNIT | EMP | 17 April 2020 | DIAN FEBRIYANA - TSE | 22 June 2011 |  | 17 April 2020 | DIAN FEBRIYANA - TSE | - |  | ACTIVE
IVD1208108 | 99088 | MINI VIDAS | DIAGNOSTIC 1 | BIOMERIEUX SA | GN00002985 | WORKSHOOP CSM PUSAT | PUSAT | DKI JAKARTA | JAKARTA TIMUR | MAIN UNIT | EMP | - |  | 24 December 2018 |  | - |  | - |  | ACTIVE
IVD1208109 | 99088 | MINI VIDAS | DIAGNOSTIC 1 | BIOMERIEUX SA | GN00001796 | RS Islam Kustati | SOLO | JAWA TENGAH | SURAKARTA | MAIN UNIT | EMP | 19 August 2014 |  | 1 January 1900 |  | 19 August 2014 |  | - |  | ACTIVE
IVD1208110 | 99088 | MINI VIDAS | DIAGNOSTIC 1 | BIOMERIEUX SA | GN00002300 | RS SILOAM ( PT SILOAM INTERNATIONAL HOSPITALS ) GUBENG | SURABAYA-1 | JAWA TIMUR | SURABAYA | MAIN UNIT | EMP | 10 April 2014 |  | 2 June 2011 |  | 10 April 2014 |  | - |  | ACTIVE
IVD1208112 | 99088 | MINI VIDAS | DIAGNOSTIC 1 | BIOMERIEUX SA | GN00003847 | RS ISLAM SURABAYA | SURABAYA-2 | JAWA TIMUR | SURABAYA | MAIN UNIT | EMP | 16 April 2018 | YUNAN ARIMUNTIAN - TSE | 16 April 2018 |  | 16 April 2018 | YUNAN ARIMUNTIAN - TSE | - |  | ACTIVE
IVD1208114 | 99088 | MINI VIDAS | DIAGNOSTIC 1 | BIOMERIEUX SA | GN00000516 | RS TELOGOREJO | SEMARANG | JAWA TENGAH | SEMARANG | MAIN UNIT | EMP | - |  | 1 January 2000 |  | - |  | - |  | ACTIVE
IVD1208116 | 99088 | MINI VIDAS | DIAGNOSTIC 1 | BIOMERIEUX SA | GN00002195 | RS ST. CAROLOUS SERPONG | TANGERANG | BANTEN | TANGERANG | MAIN UNIT | EMP | - |  | 13 October 2016 |  | - |  | 22 January 2025 | SAHID DERMAWAN - SPV TSE BARAT | ACTIVE
IVD1208117 | 99088 | MINI VIDAS | DIAGNOSTIC 1 | BIOMERIEUX SA | GN00001945 | LAB BIOTEST | BANDUNG | JAWA BARAT | BANDUNG | MAIN UNIT | EMP | - |  | 7 May 2025 |  | - |  | 7 May 2025 | SAHID DERMAWAN - SPV TSE BARAT | ACTIVE
IVD1208119 | 99088 | MINI VIDAS | DIAGNOSTIC 1 | BIOMERIEUX SA | GN00002098 | KLINIK INTERNATIONAL SOS CIPETE | JAKARTA-2 | DKI JAKARTA | JAKARTA SELATAN | MAIN UNIT | EMP | 1 February 1990 | GANDHI YANRANGGA | 30 December 2014 |  | 1 February 1990 | GANDHI YANRANGGA | 21 January 2025 | SAHID DERMAWAN - SPV TSE BARAT | ACTIVE
IVD1208134 | 99088 | MINI VIDAS | DIAGNOSTIC 1 | BIOMERIEUX SA | GN00000234 | RSU DR ACHMAD MOCHTAR | PADANG | SUMATERA BARAT | BUKITTINGGI | MAIN UNIT | EMP | - |  | 27 January 2015 |  | - |  | - |  | ACTIVE
IVD1208180 | 99088 | MINI VIDAS | DIAGNOSTIC 1 | BIOMERIEUX SA | GN00002689 | LAB BIOTEST SURABAYA | SURABAYA-2 | JAWA TIMUR | SURABAYA | MAIN UNIT | EMP | 19 August 2014 |  | 17 April 2024 |  | 19 August 2014 |  | 10 March 2025 | ANDI ISMAIL - SPV TSE TIMUR | ACTIVE
IVD1208186 | 99088 | MINI VIDAS | DIAGNOSTIC 1 | BIOMERIEUX SA | GN22050009 | LAB PROMED BATAM | BATAM | KEPULAUAN RIAU | BATAM | MAIN UNIT | EMP | 20 August 2014 |  | 23 June 2022 | RUDI SETIAWAN - TSE | 20 August 2014 |  | 23 June 2022 | RUDI SETIAWAN - TSE | ACTIVE
IVD1208188 | 99088 | MINI VIDAS | DIAGNOSTIC 1 | BIOMERIEUX SA | GN00008190 | LAB WESTERINDO CIBUBUR | BOGOR | JAWA BARAT | BOGOR | MAIN UNIT | EMP | 3 December 2014 | BUDI SUROSO - TSE | 4 May 2015 |  | 3 December 2014 | BUDI SUROSO - TSE | 14 January 2025 | SAHID DERMAWAN - SPV TSE BARAT | ACTIVE
IVD1208191 | 99088 | MINI VIDAS | DIAGNOSTIC 1 | BIOMERIEUX SA | GN00001143 | RS Ciputra Citra Raya | TANGERANG | BANTEN | TENGGARONG | MAIN UNIT | EMP | - |  | 23 October 2014 |  | - |  | 22 January 2025 | SAHID DERMAWAN - SPV TSE BARAT | ACTIVE
IVD1208195 | 99088 | MINI VIDAS | DIAGNOSTIC 1 | BIOMERIEUX SA | GN18110022 | LABORATORIUM KLINIK MAHARDHIKA | PURWOKERTO | JAWA TENGAH | KEBUMEN | MAIN UNIT | EMP | - |  | 21 November 2018 |  | - |  | - |  | ACTIVE
IVD1208206 | 99088 | MINI VIDAS | DIAGNOSTIC 1 | BIOMERIEUX SA | GN00001716 | RS HARAPAN KELUARGA | MATARAM | NUSA TENGGARA BARAT | MATARAM | MAIN UNIT | EMP | - |  | 1 January 1900 |  | - |  | - |  | ACTIVE
IVD1208209 | 99088 | MINI VIDAS | DIAGNOSTIC 1 | BIOMERIEUX SA | GN00000036 | RS BAKTI TIMAH | PANGKAL PINANG | KEPULAUAN BANGKA BELITUNG | PANGKAL PINANG | MAIN UNIT | EMP | 20 August 2014 | INDRA BUDI GUNAWAN | 1 January 1900 |  | 20 August 2014 | INDRA BUDI GUNAWAN | - |  | ACTIVE
IVD1208212 | 99088 | MINI VIDAS | DIAGNOSTIC 1 | BIOMERIEUX SA | GN00001922 | RS PANTI RINI | YOGYAKARTA | YOGYAKARTA | YOGYAKARTA | MAIN UNIT | EMP | - |  | 1 January 1900 |  | - |  | - |  | ACTIVE
IVD1208213 | 99088 | MINI VIDAS | DIAGNOSTIC 1 | BIOMERIEUX SA | GN00000676 | RSUD A.M. PARIKESIT | SAMARINDA | KALIMANTAN TIMUR | TENGGARONG | MAIN UNIT | EMP | - |  | 5 March 2013 |  | - |  | - |  | ACTIVE
IVD1208215 | 99088 | MINI VIDAS | DIAGNOSTIC 1 | BIOMERIEUX SA | GN00006667 | RSU GANESHA | DENPASAR | BALI | DENPASAR | MAIN UNIT | EMP | - |  | 1 December 2022 |  | - |  | 12 December 2023 | ANDI ISMAIL - SPV TSE TIMUR | ACTIVE
IVD1208216 | 99088 | MINI VIDAS | DIAGNOSTIC 1 | BIOMERIEUX SA | GN00001878 | LAB CITO MAGELANG | YOGYAKARTA | YOGYAKARTA | YOGYAKARTA | MAIN UNIT | EMP | - |  | 1 January 1900 |  | - |  | - |  | ACTIVE
IVD1208219 | 99088 | MINI VIDAS | DIAGNOSTIC 1 | BIOMERIEUX SA | GN00001779 | E LABS SENTOT TELKOMEDIKA | BANDUNG | JAWA BARAT | BANDUNG | MAIN UNIT | EMP | - |  | 13 June 2012 |  | - |  | - |  | ACTIVE
IVD1208220 | 99088 | MINI VIDAS | DIAGNOSTIC 1 | BIOMERIEUX SA | GN21050013 | LAB PARAHITA PALEMBANG | PALEMBANG | SUMATERA SELATAN | PALEMBANG | MAIN UNIT | EMP | 31 March 2015 |  | 25 May 2021 | AZLI YUDHA - TSE | 31 March 2015 |  | 21 January 2025 | SAHID DERMAWAN - SPV TSE BARAT | ACTIVE
IVD1208222 | 99088 | MINI VIDAS | DIAGNOSTIC 1 | BIOMERIEUX SA | GN00003745 | RSIA GUNUNG SAWO | SEMARANG | JAWA TENGAH | SEMARANG | MAIN UNIT | EMP | 17 June 2019 | ANDRIAS NUGROHO - TSE | 24 April 2025 |  | 17 June 2019 | ANDRIAS NUGROHO - TSE | 30 April 2025 | SAHID DERMAWAN - SPV TSE BARAT | ACTIVE
IVD1208224 | 99088 | MINI VIDAS | DIAGNOSTIC 1 | BIOMERIEUX SA | GN00003926 | RS AISYIYAH - BOJONEGORO | SURABAYA-2 | JAWA TIMUR | BOJONEGORO | MAIN UNIT | EMP | 4 May 2015 | GANDHI YANRANGGA | 1 January 1900 |  | 4 May 2015 | GANDHI YANRANGGA | - |  | ACTIVE
IVD1208225 | 99088 | MINI VIDAS | DIAGNOSTIC 1 | BIOMERIEUX SA | GN00000629 | RSUD ULIN | BANJARMASIN | KALIMANTAN SELATAN | BANJARMASIN | MAIN UNIT | EMP | 27 August 2014 |  | 1 January 1900 |  | 27 August 2014 |  | - |  | ACTIVE
IVD1208226 | 99088 | MINI VIDAS | DIAGNOSTIC 1 | BIOMERIEUX SA | GN00003340 | RSUD PROF.DR. SOEKANDAR MOJOSARI | SURABAYA-2 | JAWA TIMUR | MOJOKERTO | MAIN UNIT | EMP | - |  | 26 May 2022 | YUNAN ARIMUNTIAN - TSE | - |  | 26 May 2022 | YUNAN ARIMUNTIAN - TSE | ACTIVE
IVD1208228 | 99088 | MINI VIDAS | DIAGNOSTIC 1 | BIOMERIEUX SA | GN00001245 | RS AISYIYAH - KLOJEN MALANG | SURABAYA-1 | JAWA TIMUR | MALANG | MAIN UNIT | EMP | - |  | 1 January 2011 |  | - |  | - |  | ACTIVE
IVD1208229 | 99088 | MINI VIDAS | DIAGNOSTIC 1 | BIOMERIEUX SA | GN00011965 | Lab Pramita Magelang | YOGYAKARTA | YOGYAKARTA | YOGYAKARTA | MAIN UNIT | EMP | - |  | 24 October 2016 |  | - |  | - |  | ACTIVE
IVD1208230 | 99088 | MINI VIDAS | DIAGNOSTIC 1 | BIOMERIEUX SA | GN00000237 | RSUD SAWAH LUNTO | PADANG | SUMATERA BARAT | SAWAHLUNTO | MAIN UNIT | CUSTOMER | - |  | 1 January 1900 |  | - |  | - |  | ACTIVE
IVD1208231 | 99088 | MINI VIDAS | DIAGNOSTIC 1 | BIOMERIEUX SA | GN00001609 | RS KARSA HUSADA (PARU BATU) | MALANG | JAWA TIMUR | MALANG | MAIN UNIT | CUSTOMER | - |  | 24 October 2011 |  | - |  | - |  | ACTIVE
IVD1208232 | 99088 | MINI VIDAS | DIAGNOSTIC 1 | BIOMERIEUX SA | GN00001215 | RSUD DR. R. GOETENG TAROENADIBRATA PURBALINGGA | PURWOKERTO | JAWA TENGAH | PURBALINGGA | MAIN UNIT | EMP | - |  | 1 January 1900 |  | - |  | - |  | ACTIVE
IVD1208234 | 99088 | MINI VIDAS | DIAGNOSTIC 1 | BIOMERIEUX SA | GN00001501 | RS PARU JEMBER | JEMBER | JAWA TIMUR | JEMBER | MAIN UNIT | EMP | 18 September 2018 | AGUS WIBOWO - CORE | 1 June 2021 | GANDHI YANRANGGA | 18 September 2018 | AGUS WIBOWO - CORE | 1 June 2021 | GANDHI YANRANGGA | ACTIVE
IVD1208235 | 99088 | MINI VIDAS | DIAGNOSTIC 1 | BIOMERIEUX SA | GN00007892 | LAB JENGGOLO JOMBANG | SURABAYA-2 | JAWA TIMUR | JOMBANG | MAIN UNIT | EMP | - |  | 1 January 1900 |  | - |  | - |  | ACTIVE
IVD1208237 | 99088 | MINI VIDAS | DIAGNOSTIC 1 | BIOMERIEUX SA | GN00002774 | KLINIK SOS MEDIKA KUNINGAN | JAKARTA-1 | DKI JAKARTA | JAKARTA SELATAN | MAIN UNIT | EMP | 1 February 1990 | LEONARDUS ADI | 10 March 2015 |  | 1 February 1990 | LEONARDUS ADI | 22 January 2025 | SAHID DERMAWAN - SPV TSE BARAT | ACTIVE
IVD1208246 | 99088 | MINI VIDAS | DIAGNOSTIC 1 | BIOMERIEUX SA | GN00002985 | WORKSHOOP CSM PUSAT | PUSAT | DKI JAKARTA | JAKARTA TIMUR | MAIN UNIT | EMP | 28 June 2016 |  | 1 January 2014 |  | 28 June 2016 |  | - |  | ACTIVE
IVD1208247 | 99088 | MINI VIDAS | DIAGNOSTIC 1 | BIOMERIEUX SA | GN00007525 | PT. ENSEVAL MEDIKA PRIMA - LAMPUNG | BANDAR LAMPUNG | LAMPUNG | BANDAR LAMPUNG | MAIN UNIT | EMP | 1 February 1990 | LEONARDUS ADI | 1 January 2013 |  | 1 February 1990 | LEONARDUS ADI | - |  | ACTIVE
IVD1208249 | 99088 | MINI VIDAS | DIAGNOSTIC 1 | BIOMERIEUX SA | GN00001918 | RS ISLAM KLATEN | YOGYAKARTA | YOGYAKARTA | YOGYAKARTA | MAIN UNIT | EMP | - |  | 15 November 2011 |  | - |  | - |  | ACTIVE
IVD1208251 | 99088 | MINI VIDAS | DIAGNOSTIC 1 | BIOMERIEUX SA | GN00001997 | LAB KLINIK DEWANI | DENPASAR | BALI | DENPASAR | MAIN UNIT | EMP | 27 June 2019 |  | 29 July 2022 | I KADEK - TSE | 27 June 2019 |  | 29 July 2022 | I KADEK - TSE | ACTIVE
IVD1208254 | 99088 | MINI VIDAS | DIAGNOSTIC 1 | BIOMERIEUX SA | GN00006109 | PT MAKMAL REPROBIOMEDICINE ( LAB. MAKMAL ) | JAKARTA-1 | DKI JAKARTA | JAKARTA PUSAT | MAIN UNIT | EMP | 28 June 2016 |  | 1 January 2014 |  | 28 June 2016 |  | - |  | ACTIVE
IVD1208255 | 99088 | MINI VIDAS | DIAGNOSTIC 1 | BIOMERIEUX SA | GN00006109 | PT MAKMAL REPROBIOMEDICINE ( LAB. MAKMAL ) | JAKARTA-1 | DKI JAKARTA | JAKARTA PUSAT | MAIN UNIT | EMP | 14 August 2014 | ARDI HERMAWAN - TSE CP | 21 July 2014 |  | 14 August 2014 | ARDI HERMAWAN - TSE CP | 22 January 2025 | SAHID DERMAWAN - SPV TSE BARAT | ACTIVE
IVD1208256 | 99088 | MINI VIDAS | DIAGNOSTIC 1 | BIOMERIEUX SA | GN00002121 | RS Premier Surabaya (PT AFFINITY HEALTH INDONESIA) | SURABAYA-1 | JAWA TIMUR |  | MAIN UNIT | EMP | 1 March 2017 | IRWIN HADI | 1 March 2017 |  | 1 March 2017 | IRWIN HADI | - |  | ACTIVE
IVD1208260 | 99088 | MINI VIDAS | DIAGNOSTIC 1 | BIOMERIEUX SA | GN00000053 | RS MARDI WALUYO | BANDAR LAMPUNG | LAMPUNG | BANDAR LAMPUNG | MAIN UNIT | EMP | - |  | 1 January 1900 |  | - |  | - |  | ACTIVE
IVD1208304 | 99088 | MINI VIDAS | DIAGNOSTIC 1 | BIOMERIEUX SA | GN00004295 | RS AKADEMIS - JEND. M. YUSUF | MAKASSAR | SULAWESI SELATAN | MAKASSAR | MAIN UNIT | EMP | - |  | 31 January 2023 | FAJAR LESMANA - TSE | - |  | 23 October 2023 | ANDI ISMAIL - SPV TSE TIMUR | ACTIVE
IVD1208305 | 99088 | MINI VIDAS | DIAGNOSTIC 1 | BIOMERIEUX SA | GN00002985 | WORKSHOOP CSM PUSAT | PUSAT | DKI JAKARTA | JAKARTA TIMUR | MAIN UNIT | EMP | - |  | 1 January 1900 |  | - |  | - |  | ACTIVE
IVD1208306 | 9B088 | VC MINIVIDAS | BIOSCIENCE | BIOMERIEUX SA | GN00003001 | PT. ENSEVAL MEDIKA PRIMA - HO | PUSAT | DKI JAKARTA | JAKARTA TIMUR | MAIN UNIT | EMP | - |  | 1 January 1900 |  | - |  | 18 December 2023 | ANDI ISMAIL - SPV TSE TIMUR | ACTIVE
IVD1208315 | 99088 | MINI VIDAS | DIAGNOSTIC 1 | BIOMERIEUX SA | GN19020020 | RS BSD MEDIKA TANGERANG | TANGERANG | BANTEN | TANGERANG | MAIN UNIT | EMP | 29 November 2018 | FARIDA ADELINA | 1 January 1900 |  | 29 November 2018 | FARIDA ADELINA | - |  | ACTIVE
IVD1208316 | 99088 | MINI VIDAS | DIAGNOSTIC 1 | BIOMERIEUX SA | GN00002985 | WORKSHOOP CSM PUSAT | PUSAT | DKI JAKARTA | JAKARTA TIMUR | MAIN UNIT | EMP | - |  | 1 January 1900 |  | - |  | - |  | ACTIVE
IVD1208317 | 99088 | MINI VIDAS | DIAGNOSTIC 1 | BIOMERIEUX SA | GN00007711 | RS AR BUNDA LUBUK LINGGAU | PALEMBANG | SUMATERA SELATAN | PALEMBANG | MAIN UNIT | EMP | - |  | 1 January 2014 |  | - |  | - |  | ACTIVE
IVD1208320 | 99088 | MINI VIDAS | DIAGNOSTIC 1 | BIOMERIEUX SA | GN00002985 | WORKSHOOP CSM PUSAT | PUSAT | DKI JAKARTA | JAKARTA TIMUR | MAIN UNIT | EMP | 2 April 2018 | MERAMSYAH SYAHRUL | 29 June 2024 |  | 2 April 2018 | MERAMSYAH SYAHRUL | 25 June 2025 | SAHID DERMAWAN - SPV TSE BARAT | ACTIVE
IVD1208321 | 99088 | MINI VIDAS | DIAGNOSTIC 1 | BIOMERIEUX SA | GN00002985 | WORKSHOOP CSM PUSAT | PUSAT | DKI JAKARTA | JAKARTA TIMUR | MAIN UNIT | EMP | 19 August 2014 |  | 1 January 1900 |  | 19 August 2014 |  | - |  | ACTIVE
IVD1208325 | 99088 | MINI VIDAS | DIAGNOSTIC 1 | BIOMERIEUX SA | GN00000682 | RSUD SANGATTA | SAMARINDA | KALIMANTAN TIMUR | SAMARINDA | MAIN UNIT | CUSTOMER | - |  | 30 December 2011 |  | - |  | - |  | ACTIVE
IVD1208326 | 99088 | MINI VIDAS | DIAGNOSTIC 1 | BIOMERIEUX SA | GN00000196 | RS EKA HOSPITAL PEKANBARU | PEKAN BARU | RIAU | PEKANBARU | MAIN UNIT | EMP | - |  | 6 August 2014 |  | - |  | 23 January 2025 | SAHID DERMAWAN - SPV TSE BARAT | ACTIVE
IVD1208328 | 99088 | MINI VIDAS | DIAGNOSTIC 1 | BIOMERIEUX SA | GN24060003 | RSIA BUNDA MORULA SURABAYA - PUSURA TEGALSARI | SURABAYA-1 | JAWA TIMUR | SURABAYA | MAIN UNIT | EMP | - |  | 11 February 2025 |  | - |  | 24 February 2025 | ANDI ISMAIL - SPV TSE TIMUR | ACTIVE
IVD1208336 | 99088 | MINI VIDAS | DIAGNOSTIC 1 | BIOMERIEUX SA | GN00002949 | KLINIK SPESIALIS BUNDA | MEDAN | SUMATERA UTARA | MEDAN | MAIN UNIT | EMP | 23 June 2016 |  | 1 January 2013 |  | 23 June 2016 |  | - |  | ACTIVE
IVD1208338 | 99088 | MINI VIDAS | DIAGNOSTIC 1 | BIOMERIEUX SA | GN00002236 | RS ERNALDI BAHAR | PALEMBANG | SUMATERA SELATAN | PALEMBANG | MAIN UNIT | CUSTOMER | 1 February 1990 | INDRA BUDI GUNAWAN | 15 December 2011 |  | 1 February 1990 | INDRA BUDI GUNAWAN | - |  | ACTIVE
IVD1208339 | 99088 | MINI VIDAS | DIAGNOSTIC 1 | BIOMERIEUX SA | GN00001671 | RS MITRA MASYARAKAT | JAYAPURA | PAPUA | TIMIKA | MAIN UNIT | EMP | - |  | 29 August 2014 |  | - |  | 14 January 2025 | SAHID DERMAWAN - SPV TSE BARAT | ACTIVE
IVD1208342 | 99088 | MINI VIDAS | DIAGNOSTIC 1 | BIOMERIEUX SA | GN25080013 | LAB DIAGNOS BATAM | BATAM | KEPULAUAN RIAU | BATAM | MAIN UNIT | EMP | 1 February 1990 | SRI DEWI TARIGAN | 21 April 2022 | RUDI SETIAWAN - TSE | 1 February 1990 | SRI DEWI TARIGAN | 25 August 2025 | SAHID DERMAWAN - SPV TSE BARAT | ACTIVE
IVD1208348 | 99088 | MINI VIDAS | DIAGNOSTIC 1 | BIOMERIEUX SA | GN00001783 | RS PKU Muhammadiyah Surakarta | SOLO | JAWA TENGAH | SURAKARTA | MAIN UNIT | EMP | 19 August 2014 |  | 23 February 2023 |  | 19 August 2014 |  | 20 February 2024 | ANDI ISMAIL - SPV TSE TIMUR | ACTIVE
IVD1208349 | 99088 | MINI VIDAS | DIAGNOSTIC 1 | BIOMERIEUX SA | GN00000583 | LAB. CITO (DR. CIPTO) | SEMARANG | JAWA TENGAH | SEMARANG | MAIN UNIT | EMP | - |  | 4 August 2020 | ANDRIAS NUGROHO - TSE | - |  | 4 August 2020 | ANDRIAS NUGROHO - TSE | ACTIVE
IVD1208350 | 99088 | MINI VIDAS | DIAGNOSTIC 1 | BIOMERIEUX SA | GN00002335 | LAB THAMRIN S.BATANGHARI | MEDAN | SUMATERA UTARA | MEDAN | MAIN UNIT | EMP | 1 February 1990 | ARBIANSYAH - TSE | 1 January 2013 |  | 1 February 1990 | ARBIANSYAH - TSE | - |  | ACTIVE
IVD1208352 | 99088 | MINI VIDAS | DIAGNOSTIC 1 | BIOMERIEUX SA | GN00000964 | RSUD CIBABAT, CIMAHI | BANDUNG | JAWA BARAT | CIMAHI | MAIN UNIT | CUSTOMER | 4 February 2020 | SUKMA WIJAYA - TSE | 1 November 2013 |  | 4 February 2020 | SUKMA WIJAYA - TSE | - |  | ACTIVE
IVD1208355 | 99088 | MINI VIDAS | DIAGNOSTIC 1 | BIOMERIEUX SA | GN00000591 | PRAMITA | SEMARANG | JAWA TENGAH | SEMARANG | MAIN UNIT | EMP | - |  | 1 October 2012 |  | - |  | - |  | ACTIVE
IVD1208356 | 99088 | MINI VIDAS | DIAGNOSTIC 1 | BIOMERIEUX SA | GN00002985 | WORKSHOOP CSM PUSAT | PUSAT | DKI JAKARTA | JAKARTA TIMUR | MAIN UNIT | EMP | 1 February 1990 | INDRA BUDI GUNAWAN | 1 January 1900 |  | 1 February 1990 | INDRA BUDI GUNAWAN | - |  | ACTIVE
IVD1208358 | 99088 | MINI VIDAS | DIAGNOSTIC 1 | BIOMERIEUX SA | GN00000634 | RSUD RATU ZALECHA | BANJARMASIN | KALIMANTAN SELATAN | BANJARMASIN | MAIN UNIT | EMP | - |  | 13 September 2024 |  | - |  | 21 March 2025 | SAHID DERMAWAN - SPV TSE BARAT | ACTIVE
IVD1208360 | 99088 | MINI VIDAS | DIAGNOSTIC 1 | BIOMERIEUX SA | GN23090012 | LAB UI MEDIKA | JAKARTA-1 | DKI JAKARTA | JAKARTA TIMUR | MAIN UNIT | EMP | - |  | 5 February 2024 |  | - |  | 15 February 2024 | SAHID DERMAWAN - SPV TSE BARAT | ACTIVE
IVD1208363 | 99088 | MINI VIDAS | DIAGNOSTIC 1 | BIOMERIEUX SA | GN00002177 | LABKESDA TANGERANG SELATAN | TANGERANG | BANTEN | TANGERANG | MAIN UNIT | CUSTOMER | - |  | 14 April 2021 | ADITIYA NOVANDRA - TSE | - |  | 14 April 2021 | ADITIYA NOVANDRA - TSE | ACTIVE
IVD1208368 | 99088 | MINI VIDAS | DIAGNOSTIC 1 | BIOMERIEUX SA | GN00001755 | RS ISLAM HARAPAN ANDA | TEGAL | JAWA TENGAH | TEGAL | MAIN UNIT | EMP | - |  | 1 January 2010 |  | - |  | - |  | ACTIVE
IVD1208386 | 99088 | MINI VIDAS | DIAGNOSTIC 1 | BIOMERIEUX SA | GN00002560 | RSKIA Sadewa | YOGYAKARTA | YOGYAKARTA | SLEMAN | MAIN UNIT | EMP | - |  | 11 July 2023 | RIDWAN - TSE | - |  | 23 October 2023 | ANDI ISMAIL - SPV TSE TIMUR | ACTIVE
IVD1208456 | 99088 | MINI VIDAS | DIAGNOSTIC 1 | BIOMERIEUX SA | GN00001761 | LAB PARAHITA DIAGNOSTIC CENTER - MAKASSAR | MAKASSAR | SULAWESI SELATAN | MAKASSAR | MAIN UNIT | EMP | - |  | 1 January 1900 |  | - |  | - |  | ACTIVE
IVD1208460 | 99088 | MINI VIDAS | DIAGNOSTIC 1 | BIOMERIEUX SA | GN00006109 | PT MAKMAL REPROBIOMEDICINE ( LAB. MAKMAL ) | JAKARTA-1 | DKI JAKARTA | JAKARTA PUSAT | MAIN UNIT | EMP | 9 December 2016 | IBNUL AZIZ - TSE | 30 November 2016 |  | 9 December 2016 | IBNUL AZIZ - TSE | - |  | ACTIVE
IVD1208461 | 99088 | MINI VIDAS | DIAGNOSTIC 1 | BIOMERIEUX SA | GN19060008 | MAXIMA LABORATORIUM KLINIK - GORONTALO | MANADO | GORONTALO | GORONTALO | MAIN UNIT | EMP | 7 January 2020 | ABU ABDILLAH - TSE | 7 January 2020 |  | 7 January 2020 | ABU ABDILLAH - TSE | - |  | ACTIVE
IVD1208467 | 99088 | MINI VIDAS | DIAGNOSTIC 1 | BIOMERIEUX SA | GN00003126 | LAB PARAHITA MULYOSARI, SURABAYA | SURABAYA-2 | JAWA TIMUR | SURABAYA | MAIN UNIT | EMP | - |  | 1 January 1900 |  | - |  | - |  | ACTIVE
IVD1208468 | 99088 | MINI VIDAS | DIAGNOSTIC 1 | BIOMERIEUX SA | GN00002004 | RS BIMC NUSA DUA | DENPASAR | BALI | DENPASAR | MAIN UNIT | EMP | - |  | 1 January 1900 |  | - |  | - |  | ACTIVE
IVD1208470 | 99088 | MINI VIDAS | DIAGNOSTIC 1 | BIOMERIEUX SA | GN00011413 | RS ISLAM BONTANG / YABIS | SAMARINDA | KALIMANTAN TIMUR | SAMARINDA | MAIN UNIT | EMP | - |  | 1 January 2012 |  | - |  | - |  | ACTIVE
IVD1208471 | 99088 | MINI VIDAS | DIAGNOSTIC 1 | BIOMERIEUX SA | GN00011089 | RS OMNI CIKARANG | BEKASI | JAWA BARAT | BEKASI | MAIN UNIT | EMP | 31 January 2017 | GATOT SURYA ADIPUTRA - TSE | 31 January 2017 |  | 31 January 2017 | GATOT SURYA ADIPUTRA - TSE | - |  | ACTIVE
IVD1208472 | 99088 | MINI VIDAS | DIAGNOSTIC 1 | BIOMERIEUX SA | GN00002890 | KLINIK GATSU ( LAB CV. GATSU ) | BATAM | KEPULAUAN RIAU | BATAM | MAIN UNIT | EMP | - |  | 12 August 2014 |  | - |  | 23 January 2025 | SAHID DERMAWAN - SPV TSE BARAT | ACTIVE
IVD1208494 | 99088 | MINI VIDAS | DIAGNOSTIC 1 | BIOMERIEUX SA | GN00001655 | BLK JAMBI | JAMBI | JAMBI | JAMBI | MAIN UNIT | CUSTOMER | 27 August 2014 | INDRA BUDI GUNAWAN | 10 May 2014 |  | 27 August 2014 | INDRA BUDI GUNAWAN | 14 January 2025 | SAHID DERMAWAN - SPV TSE BARAT | ACTIVE
IVD1208504 | 99088 | MINI VIDAS | DIAGNOSTIC 1 | BIOMERIEUX SA | GN00002985 | WORKSHOOP CSM PUSAT | PUSAT | DKI JAKARTA | JAKARTA TIMUR | MAIN UNIT | EMP | 1 February 1990 | LEONARDUS ADI | 1 January 2012 |  | 1 February 1990 | LEONARDUS ADI | - |  | ACTIVE
IVD1208505 | 99088 | MINI VIDAS | DIAGNOSTIC 1 | BIOMERIEUX SA | GN00003130 | RS UNIVERSITAS MUHAMMADIYAH MALANG | MALANG | JAWA TIMUR | MALANG | MAIN UNIT | CUSTOMER | - |  | 30 August 2013 |  | - |  | - |  | ACTIVE
IVD1208511 | 99088 | MINI VIDAS | DIAGNOSTIC 1 | BIOMERIEUX SA | GN00000196 | RS EKA HOSPITAL PEKANBARU | PEKAN BARU | RIAU | PEKANBARU | MAIN UNIT | EMP | - |  | 3 June 2014 |  | - |  | 23 January 2025 | SAHID DERMAWAN - SPV TSE BARAT | ACTIVE
IVD1208523 | 99088 | MINI VIDAS | DIAGNOSTIC 1 | BIOMERIEUX SA | GN00003819 | BANGLI MEDICAL CLINIC | DENPASAR | BALI | DENPASAR | MAIN UNIT | EMP | 10 April 2014 |  | 18 October 2013 |  | 10 April 2014 |  | - |  | ACTIVE
IVD1208525 | 99088 | MINI VIDAS | DIAGNOSTIC 1 | BIOMERIEUX SA | GN21110006 | Laboratorium Klinik SIMA - TULUNG AGUNG | KEDIRI | JAWA TIMUR | KEDIRI | MAIN UNIT | EMP | - |  | 1 January 1900 |  | - |  | 27 June 2022 | FAJAR FAHMI - TSE | ACTIVE
IVD1208527 | 99088 | MINI VIDAS | DIAGNOSTIC 1 | BIOMERIEUX SA | GN23060001 | LAB KLINIK KIMIA FARMA BENHIL | JAKARTA-2 | DKI JAKARTA | JAKARTA PUSAT | MAIN UNIT | EMP | 18 January 2016 | ARDI HERMAWAN - TSE CP | 20 January 2023 |  | 18 January 2016 | ARDI HERMAWAN - TSE CP | 20 October 2023 | SAHID DERMAWAN - SPV TSE BARAT | ACTIVE
IVD1208529 | 99088 | MINI VIDAS | DIAGNOSTIC 1 | BIOMERIEUX SA | GN00001785 | RSUD SUKOHARJO | SOLO | JAWA TENGAH | SUKOHARJO | MAIN UNIT | EMP | - |  | 28 September 2016 |  | - |  | - |  | ACTIVE
IVD1208530 | 99088 | MINI VIDAS | DIAGNOSTIC 1 | BIOMERIEUX SA | GN00000225 | RSU PURI HUSADA TEMBILAHAN | PEKAN BARU | RIAU | TEMBILAHAN | MAIN UNIT | EMP | - |  | 12 November 2018 |  | - |  | - |  | ACTIVE
IVD1208531 | 99088 | MINI VIDAS | DIAGNOSTIC 1 | BIOMERIEUX SA | GN00008223 | RS CIBITUNG MEDIKA | BEKASI | JAWA BARAT | BEKASI | MAIN UNIT | EMP | 18 April 2018 | TRIYONO - TSE AREA BARAT | 24 May 2023 |  | 18 April 2018 | TRIYONO - TSE AREA BARAT | 21 January 2025 | SAHID DERMAWAN - SPV TSE BARAT | ACTIVE
IVD1208534 | 99088 | MINI VIDAS | DIAGNOSTIC 1 | BIOMERIEUX SA | GN00001311 | RSU PRIMA CIPTA RSU PRIMA MEDIKA | DENPASAR | BALI | DENPASAR | MAIN UNIT | CUSTOMER | - |  | 1 January 1900 |  | - |  | - |  | ACTIVE
IVD1208541 | 99088 | MINI VIDAS | DIAGNOSTIC 1 | BIOMERIEUX SA | GN00001214 | RSUD AJIBARANG | PURWOKERTO | JAWA TENGAH | BANYUMAS | MAIN UNIT | EMP | - |  | 19 October 2023 |  | - |  | 13 November 2023 | ANDI ISMAIL - SPV TSE TIMUR | ACTIVE
IVD1208544 | 99088 | MINI VIDAS | DIAGNOSTIC 1 | BIOMERIEUX SA | GN00002326 | RS HERMINA PANDANARAN | SEMARANG | JAWA TENGAH | SEMARANG | MAIN UNIT | EMP | - |  | 1 January 1900 |  | - |  | - |  | ACTIVE
IVD1208547 | 99088 | MINI VIDAS | DIAGNOSTIC 1 | BIOMERIEUX SA | GN00003001 | PT. ENSEVAL MEDIKA PRIMA - HO | PUSAT | DKI JAKARTA | JAKARTA TIMUR | MAIN UNIT | EMP | 1 February 1990 | ARBIANSYAH - TSE | 1 January 2013 |  | 1 February 1990 | ARBIANSYAH - TSE | 25 January 2021 | BARITA P-SIMAMORA - TSE | ACTIVE
IVD1208548 | 99088 | MINI VIDAS | DIAGNOSTIC 1 | BIOMERIEUX SA | GN19100105 | RSU Eshmun | MEDAN | SUMATERA UTARA | MEDAN | MAIN UNIT | EMP | 20 August 2014 | ARBIANSYAH - TSE | 18 December 2023 | AZLI YUDHA - TSE | 20 August 2014 | ARBIANSYAH - TSE | 27 December 2023 | SAHID DERMAWAN - SPV TSE BARAT | ACTIVE
IVD1208552 | 99088 | MINI VIDAS | DIAGNOSTIC 1 | BIOMERIEUX SA | GN00002133 | LAB LANOSTIK, PROBOLINGGO | MALANG | JAWA TIMUR | MALANG | MAIN UNIT | EMP | - |  | 9 August 2016 |  | - |  | - |  | ACTIVE
IVD1208553 | 99088 | MINI VIDAS | DIAGNOSTIC 1 | BIOMERIEUX SA | GN00008617 | LAB KIMIA FARMA BANGKALAN | SURABAYA-2 | JAWA TIMUR | SURABAYA | MAIN UNIT | EMP | - |  | 1 January 1900 |  | - |  | - |  | ACTIVE
IVD1208557 | 99088 | MINI VIDAS | DIAGNOSTIC 1 | BIOMERIEUX SA | GN00007762 | LAB PRAMITA PADANG | PADANG | SUMATERA BARAT | PADANG | MAIN UNIT | EMP | - |  | 25 June 2014 |  | - |  | - |  | ACTIVE
IVD1208558 | 99088 | MINI VIDAS | DIAGNOSTIC 1 | BIOMERIEUX SA | GN00001159 | RSK BEDAH MITRA PLUMBON | CIREBON | JAWA BARAT | CIREBON | MAIN UNIT | EMP | 28 January 2020 | SUKMA WIJAYA - TSE | 1 January 1900 |  | 28 January 2020 | SUKMA WIJAYA - TSE | - |  | ACTIVE
IVD1209867 | 99088 | MINI VIDAS | DIAGNOSTIC 1 | BIOMERIEUX SA | GN00005981 | RS SEKAR KAMULYAN | CIREBON | JAWA BARAT | CIREBON | MAIN UNIT | EMP | 30 January 2020 | SUKMA WIJAYA - TSE | 14 December 2015 |  | 30 January 2020 | SUKMA WIJAYA - TSE | - |  | ACTIVE
IVD1209868 | 99088 | MINI VIDAS | DIAGNOSTIC 1 | BIOMERIEUX SA | GN00002985 | WORKSHOOP CSM PUSAT | PUSAT | DKI JAKARTA | JAKARTA TIMUR | MAIN UNIT | EMP | 29 June 2016 |  | 2 February 2013 |  | 29 June 2016 |  | - |  | ACTIVE
IVD1209926 | 99088 | MINI VIDAS | DIAGNOSTIC 1 | BIOMERIEUX SA | GN00000517 | RSUD dr. GUNAWAN MANGUNKUSUMO - AMBARAWA | SEMARANG | JAWA TENGAH | SEMARANG | MAIN UNIT | EMP | 23 August 2017 |  | 27 February 2013 |  | 23 August 2017 |  | - |  | ACTIVE
IVD1209927 | 99088 | MINI VIDAS | DIAGNOSTIC 1 | BIOMERIEUX SA | GN00000366 | RS VITA INSANI | PEMATANG SIANTAR | SUMATERA UTARA | PEMATANG SIANTAR | MAIN UNIT | EMP | 1 February 1990 | ARBIANSYAH - TSE | 1 January 2013 |  | 1 February 1990 | ARBIANSYAH - TSE | - |  | ACTIVE
IVD1210182 | 99088 | MINI VIDAS | DIAGNOSTIC 1 | BIOMERIEUX SA | GN00008708 | RSIA GRAHA BUNDA | BANDUNG | JAWA BARAT | BANDUNG | MAIN UNIT | EMP | - |  | 17 February 2021 | DIAN FEBRIYANA - TSE | - |  | 6 February 2025 | SAHID DERMAWAN - SPV TSE BARAT | ACTIVE
IVD1210190 | 99088 | MINI VIDAS | DIAGNOSTIC 1 | BIOMERIEUX SA | GN00000932 | RSU IMMANUEL | BANDUNG | JAWA BARAT | BANDUNG | MAIN UNIT | EMP | 27 January 2020 | SUKMA WIJAYA - TSE | 11 January 2010 |  | 27 January 2020 | SUKMA WIJAYA - TSE | - |  | ACTIVE
IVD1210202 | 99088 | MINI VIDAS | DIAGNOSTIC 1 | BIOMERIEUX SA | GN00000954 | RSIA HERMINA PASTEUR | BANDUNG | JAWA BARAT | BANDUNG | MAIN UNIT | EMP | 31 March 2020 | SUKMA WIJAYA - TSE | 26 August 2014 |  | 31 March 2020 | SUKMA WIJAYA - TSE | - |  | ACTIVE
IVD1210208 | 99088 | MINI VIDAS | DIAGNOSTIC 1 | BIOMERIEUX SA | GN00004521 | RSIA GLADIOL | YOGYAKARTA | YOGYAKARTA | MAGELANG | MAIN UNIT | EMP | - |  | 7 January 2019 |  | - |  | - |  | ACTIVE
IVD1210215 | 99088 | MINI VIDAS | DIAGNOSTIC 1 | BIOMERIEUX SA | GN00005922 | AP KIMIA FARMA GARUT / PT. KIMIA FARMA APOTEK | TASIKMALAYA | JAWA BARAT | TASIKMALAYA | MAIN UNIT | EMP | 16 February 2020 | SUKMA WIJAYA - TSE | 6 September 2018 |  | 16 February 2020 | SUKMA WIJAYA - TSE | - |  | ACTIVE
IVD1210264 | 99088 | MINI VIDAS | DIAGNOSTIC 1 | BIOMERIEUX SA | GN00001196 | RSUD TANGERANG SELATAN | TANGERANG | BANTEN | TANGERANG | MAIN UNIT | CUSTOMER | 6 August 2014 | ARIEF SETIAWAN - TSE CP | 23 November 2014 | ADITIYA NOVANDRA - TSE | 6 August 2014 | ARIEF SETIAWAN - TSE CP | 6 February 2025 | SAHID DERMAWAN - SPV TSE BARAT | ACTIVE
IVD1210266 | 99088 | MINI VIDAS | DIAGNOSTIC 1 | BIOMERIEUX SA | GN00000041 | RSUD SEJIRAN SETASON MUNTOK BANGKA BARAT | PANGKAL PINANG | KEPULAUAN BANGKA BELITUNG | BANGKA BARAT | MAIN UNIT | CUSTOMER | 19 August 2014 | INDRA BUDI GUNAWAN | 19 August 2014 |  | 19 August 2014 | INDRA BUDI GUNAWAN | 14 January 2025 | SAHID DERMAWAN - SPV TSE BARAT | ACTIVE
IVD1210278 | 99088 | MINI VIDAS | DIAGNOSTIC 1 | BIOMERIEUX SA | GN00002200 | RSUD BHAKTI DHARMA HUSADA | SURABAYA-1 | JAWA TIMUR | SURABAYA | MAIN UNIT | CUSTOMER | - |  | 1 January 1900 |  | - |  | - |  | ACTIVE
IVD1210290 | 99088 | MINI VIDAS | DIAGNOSTIC 1 | BIOMERIEUX SA | GN00000674 | RSUD ABDUL WAHAB SJAHRANIE | SAMARINDA | KALIMANTAN TIMUR | SAMARINDA | MAIN UNIT | EMP | - |  | 28 February 2013 |  | - |  | - |  | ACTIVE
IVD123456 | 99088 | MINI VIDAS | DIAGNOSTIC 1 | BIOMERIEUX SA | GN00002985 | WORKSHOOP CSM PUSAT | PUSAT | DKI JAKARTA | JAKARTA TIMUR | MAIN UNIT | EMP | - |  | 1 January 1900 |  | - |  | - |  | ACTIVE
IVD206638 | 99088 | MINI VIDAS | DIAGNOSTIC 1 | BIOMERIEUX SA | GN17030002 | RSUD DR. R SOEJONO SELONG | MATARAM | NUSA TENGGARA BARAT | MATARAM | MAIN UNIT | CUSTOMER | - |  | 8 April 2019 |  | - |  | - |  | ACTIVE
IVD3001166 | 3425R | VIDAS 30 MODULE | DIAGNOSTIC 1 | BIOMERIEUX SA | GN00003001 | PT. ENSEVAL MEDIKA PRIMA - HO | PUSAT | DKI JAKARTA | JAKARTA TIMUR | MAIN UNIT | EMP | - |  | 11 January 2021 | GANDHI YANRANGGA | - |  | 6 May 2021 | YUNAN ARIMUNTIAN - TSE | ACTIVE
IVD3001177 | 3425R | VIDAS 30 MODULE | DIAGNOSTIC 1 | BIOMERIEUX SA | GN00004069 | RS SILOAM ( PT SILOAM INTERNATIONAL HOSPITALS ) KEBON JERUK | JAKARTA-2 | DKI JAKARTA | JAKARTA BARAT | MAIN UNIT | EMP | - |  | 24 October 2014 |  | - |  | 23 January 2025 | SAHID DERMAWAN - SPV TSE BARAT | ACTIVE
IVD3001213 | 3425R | VIDAS 30 MODULE | DIAGNOSTIC 1 | BIOMERIEUX SA | GN00003001 | PT. ENSEVAL MEDIKA PRIMA - HO | PUSAT | DKI JAKARTA | JAKARTA TIMUR | MAIN UNIT | EMP | - |  | 18 October 2014 |  | - |  | - |  | ACTIVE
IVD3001341 | 3425R | VIDAS 30 MODULE | DIAGNOSTIC 1 | BIOMERIEUX SA | GN00000535 | RSUP DR KARIADI | SEMARANG | JAWA TENGAH | SEMARANG | MAIN UNIT | EMP | - |  | 1 January 2000 |  | - |  | - |  | ACTIVE
IVD3001344 | 3425R | VIDAS 30 MODULE | DIAGNOSTIC 1 | BIOMERIEUX SA | GN00000719 | RS PUPUK KALTIM | SAMARINDA | KALIMANTAN TIMUR | SAMARINDA | MAIN UNIT | EMP | - |  | 1 January 1900 |  | - |  | - |  | ACTIVE
IVD3001401 | 3425R | VIDAS 30 MODULE | DIAGNOSTIC 1 | BIOMERIEUX SA | GN00002193 | RS INTERNATIONAL PREMIER BINTARO | TANGERANG | BANTEN | TANGERANG | MAIN UNIT | EMP | 17 May 2017 | SENDRA WIJAYA - IT | 16 February 2016 |  | 17 May 2017 | SENDRA WIJAYA - IT | 23 January 2025 | SAHID DERMAWAN - SPV TSE BARAT | ACTIVE
IVD3001426 | 3425R | VIDAS 30 MODULE | DIAGNOSTIC 1 | BIOMERIEUX SA | GN00003001 | PT. ENSEVAL MEDIKA PRIMA - HO | PUSAT | DKI JAKARTA | JAKARTA TIMUR | MAIN UNIT | EMP | - |  | 11 September 2020 | DIAN FEBRIYANA - TSE | - |  | 16 February 2021 | RIDWAN - TSE | ACTIVE
IVD3001427 | 3425R | VIDAS 30 MODULE | DIAGNOSTIC 1 | BIOMERIEUX SA | GN00003001 | PT. ENSEVAL MEDIKA PRIMA - HO | PUSAT | DKI JAKARTA | JAKARTA TIMUR | MAIN UNIT | EMP | - |  | 1 January 2009 |  | - |  | 27 May 2021 | MUNADI - TSE | ACTIVE
IVD3001428 | 3425R | VIDAS 30 MODULE | DIAGNOSTIC 1 | BIOMERIEUX SA | GN00011539 | PG23 | PUSAT | DKI JAKARTA | JAKARTA TIMUR | MAIN UNIT | EMP | 13 April 2017 | LEO LANANG SIGIT - TSE CP | 1 January 1900 |  | 13 April 2017 | LEO LANANG SIGIT - TSE CP | - |  | ACTIVE
IVD3001600 | 3425R | VIDAS 30 MODULE | DIAGNOSTIC 1 | BIOMERIEUX SA | GN00001670 | RS TEMBAGAPURA | JAYAPURA | PAPUA | MIMIKA | MAIN UNIT | CUSTOMER | - |  | 1 January 1900 |  | - |  | - |  | ACTIVE
IVD3001689 | 3425R | VIDAS 30 MODULE | DIAGNOSTIC 1 | BIOMERIEUX SA | GN00003001 | PT. ENSEVAL MEDIKA PRIMA - HO | PUSAT | DKI JAKARTA | JAKARTA TIMUR | MAIN UNIT | EMP | - |  | 1 January 1900 |  | - |  | - |  | ACTIVE
IVD3001692 | 3425R | VIDAS 30 MODULE | DIAGNOSTIC 1 | BIOMERIEUX SA | GN00001732 | LAB PRODIA P.SIANTAR | PEMATANG SIANTAR | SUMATERA UTARA | PEMATANG SIANTAR | MAIN UNIT | EMP | 13 November 2018 | FARIDA ADELINA | 13 November 2018 |  | 13 November 2018 | FARIDA ADELINA | - |  | ACTIVE
IVD3001718 | 3425R | VIDAS 30 MODULE | DIAGNOSTIC 1 | BIOMERIEUX SA | GN00003001 | PT. ENSEVAL MEDIKA PRIMA - HO | PUSAT | DKI JAKARTA | JAKARTA TIMUR | MAIN UNIT | EMP | - |  | 4 January 2017 |  | - |  | - |  | ACTIVE
IVD3001722 | 3425R | VIDAS 30 MODULE | DIAGNOSTIC 1 | BIOMERIEUX SA | GN18110016 | PT. ENSEVAL MEDIKA PRIMA ( SURABAYA -1 ) | SURABAYA-1 | JAWA TIMUR | SURABAYA | MAIN UNIT | EMP | - |  | 1 December 2020 | MIKKI FAHRIZI - TSE | - |  | 1 December 2020 | MIKKI FAHRIZI - TSE | ACTIVE
IVD3001767 | 3425R | VIDAS 30 MODULE | DIAGNOSTIC 1 | BIOMERIEUX SA | GN00000592 | RSU COLUMBIA | MEDAN | SUMATERA UTARA | MEDAN | MAIN UNIT | EMP | 16 May 2017 | SENDRA WIJAYA - IT | 1 January 2013 |  | 16 May 2017 | SENDRA WIJAYA - IT | - |  | ACTIVE
IVD3001798 | 3425R | VIDAS 30 MODULE | DIAGNOSTIC 1 | BIOMERIEUX SA | GN00008030 | LAB KLINIK PRAMITA HR MUHAMMAD | SURABAYA-2 | JAWA TIMUR | SURABAYA | MAIN UNIT | EMP | 16 November 2017 |  | 7 January 2021 | MIKKI FAHRIZI - TSE | 16 November 2017 |  | 7 January 2021 | MIKKI FAHRIZI - TSE | ACTIVE
IVD3001799 | 3425R | VIDAS 30 MODULE | DIAGNOSTIC 1 | BIOMERIEUX SA | GN00002985 | WORKSHOOP CSM PUSAT | PUSAT | DKI JAKARTA | JAKARTA TIMUR | MAIN UNIT | EMP | - |  | 1 January 1900 |  | - |  | - |  | ACTIVE
IVD3002455 | 3425R | VIDAS 30 MODULE | DIAGNOSTIC 1 | BIOMERIEUX SA | GN00001774 | BALAI BESAR LABORATORIUM KESEHATAN (BBLK) BANDUNG | BANDUNG | JAWA BARAT | BANDUNG | MAIN UNIT | CUSTOMER | - |  | 21 May 2010 |  | - |  | - |  | ACTIVE
IVD3002495 | 3425R | VIDAS 30 MODULE | DIAGNOSTIC 1 | BIOMERIEUX SA | GN00002268 | RSI SITI HAJAR/INST FAR RSI SITI HAJAR | SURABAYA-1 | JAWA TIMUR |  | MAIN UNIT | EMP | 25 July 2018 | YUNAN ARIMUNTIAN - TSE | 25 July 2018 |  | 25 July 2018 | YUNAN ARIMUNTIAN - TSE | - |  | ACTIVE
IVD3002497 | 3425R | VIDAS 30 MODULE | DIAGNOSTIC 1 | BIOMERIEUX SA | GN00001923 | RS PANTI RAPIH | YOGYAKARTA | YOGYAKARTA | YOGYAKARTA | MAIN UNIT | EMP | - |  | 1 January 1900 |  | - |  | - |  | ACTIVE
IVD3002536 | 3425R | VIDAS 30 MODULE | DIAGNOSTIC 1 | BIOMERIEUX SA | GN00000197 | RS SANTA MARIA PEKANBARU | PEKAN BARU | RIAU | PEKANBARU | MAIN UNIT | EMP | - |  | 1 January 2009 |  | - |  | - |  | ACTIVE
IVD3002539 | 3425R | VIDAS 30 MODULE | DIAGNOSTIC 1 | BIOMERIEUX SA | GN00002985 | WORKSHOOP CSM PUSAT | PUSAT | DKI JAKARTA | JAKARTA TIMUR | MAIN UNIT | EMP | - |  | 5 March 2019 |  | - |  | - |  | ACTIVE
IVD3002543 | 3425R | VIDAS 30 MODULE | DIAGNOSTIC 1 | BIOMERIEUX SA | GN00000974 | RSUP HASAN SADIKIN ( RSHS ) | BANDUNG | JAWA BARAT | BANDUNG | MAIN UNIT | EMP | - |  | 18 October 2016 |  | - |  | - |  | ACTIVE
IVD3002580 | 3425R | VIDAS 30 MODULE | DIAGNOSTIC 1 | BIOMERIEUX SA | GN00003001 | PT. ENSEVAL MEDIKA PRIMA - HO | PUSAT | DKI JAKARTA | JAKARTA TIMUR | MAIN UNIT | EMP | 11 January 2018 |  | 11 January 2018 |  | 11 January 2018 |  | - |  | ACTIVE
IVD3002586 | 3425R | VIDAS 30 MODULE | DIAGNOSTIC 1 | BIOMERIEUX SA | GN00011539 | PG23 | PUSAT | DKI JAKARTA | JAKARTA TIMUR | MAIN UNIT | EMP | - |  | 1 January 1900 |  | - |  | - |  | ACTIVE
IVD3002591 | 3425R | VIDAS 30 MODULE | DIAGNOSTIC 1 | BIOMERIEUX SA | GN00011539 | PG23 | PUSAT | DKI JAKARTA | JAKARTA TIMUR | MAIN UNIT | EMP | - |  | 1 January 1900 |  | - |  | - |  | ACTIVE
IVD3002596 | 3425R | VIDAS 30 MODULE | DIAGNOSTIC 1 | BIOMERIEUX SA | GN00002985 | WORKSHOOP CSM PUSAT | PUSAT | DKI JAKARTA | JAKARTA TIMUR | MAIN UNIT | EMP | - |  | 1 January 1900 |  | - |  | - |  | ACTIVE
IVD3002598 | 3425R | VIDAS 30 MODULE | DIAGNOSTIC 1 | BIOMERIEUX SA | GN00007559 | PT. ENSEVAL MEDIKA PRIMA - SURABAYA | SURABAYA-2 | JAWA TIMUR | SURABAYA | MAIN UNIT | EMP | - |  | 4 November 2014 |  | - |  | - |  | ACTIVE
IVD3002915 | 3425R | VIDAS 30 MODULE | DIAGNOSTIC 1 | BIOMERIEUX SA | GN00011539 | PG23 | PUSAT | DKI JAKARTA | JAKARTA TIMUR | MAIN UNIT | EMP | 13 April 2017 | LEO LANANG SIGIT - TSE CP | 1 January 1900 |  | 13 April 2017 | LEO LANANG SIGIT - TSE CP | - |  | ACTIVE
IVD3002917 | 3425R | VIDAS 30 MODULE | DIAGNOSTIC 1 | BIOMERIEUX SA | GN00001877 | LAB CITO YOGYAKARTA ATMO | YOGYAKARTA | YOGYAKARTA | YOGYAKARTA | MAIN UNIT | EMP | 7 May 2020 | DIAN FEBRIYANA - TSE | 13 June 2024 |  | 7 May 2020 | DIAN FEBRIYANA - TSE | 18 June 2024 | ANDI ISMAIL - SPV TSE TIMUR | ACTIVE
IVD3003025 | 3425R | VIDAS 30 MODULE | DIAGNOSTIC 1 | BIOMERIEUX SA | GN00000674 | RSUD ABDUL WAHAB SJAHRANIE | SAMARINDA | KALIMANTAN TIMUR | SAMARINDA | MAIN UNIT | EMP | - |  | 2 March 2010 |  | - |  | - |  | ACTIVE
IVD3003032 | 3425R | VIDAS 30 MODULE | DIAGNOSTIC 1 | BIOMERIEUX SA | GN19010040 | RS EMC SENTUL | BOGOR | JAWA BARAT | BOGOR | MAIN UNIT | EMP | 15 May 2017 | SENDRA WIJAYA - IT | 13 June 2022 | IBNUL AZIZ - TSE | 15 May 2017 | SENDRA WIJAYA - IT | 13 June 2022 | IBNUL AZIZ - TSE | ACTIVE
IVD3003080 | 3425R | VIDAS 30 MODULE | DIAGNOSTIC 1 | BIOMERIEUX SA | GN00000241 | RSI SITI RAHMAH | PADANG | SUMATERA BARAT | PADANG | MAIN UNIT | CUSTOMER | - |  | 1 January 2013 |  | - |  | - |  | ACTIVE
IVD3003105 | 3425R | VIDAS 30 MODULE | DIAGNOSTIC 1 | BIOMERIEUX SA | GN00002989 | RS GRAHA KEDOYA | JAKARTA-2 | DKI JAKARTA | JAKARTA BARAT | MAIN UNIT | CUSTOMER | - |  | 1 January 2007 |  | - |  | - |  | ACTIVE
IVD3003108 | 3425R | VIDAS 30 MODULE | DIAGNOSTIC 1 | BIOMERIEUX SA | GN00002985 | WORKSHOOP CSM PUSAT | PUSAT | DKI JAKARTA | JAKARTA TIMUR | MAIN UNIT | EMP | - |  | 1 January 1900 |  | - |  | - |  | ACTIVE
IVD3003151 | 3425R | VIDAS 30 MODULE | DIAGNOSTIC 1 | BIOMERIEUX SA | GN00005980 | LAB PRAMITA CAB CIREBON | CIREBON | JAWA BARAT | CIREBON | MAIN UNIT | EMP | - |  | 3 October 2017 |  | - |  | - |  | ACTIVE
IVD3003153 | 3425R | VIDAS 30 MODULE | DIAGNOSTIC 1 | BIOMERIEUX SA | GN00002818 | PT. INNOLAB SAINS INTERNATIONAL ( KALGEN INNOLAB ) | JAKARTA-1 | DKI JAKARTA | JAKARTA TIMUR | MAIN UNIT | EMP | - |  | 1 January 2011 |  | - |  | - |  | ACTIVE
IVD3003155 | 3425R | VIDAS 30 MODULE | DIAGNOSTIC 1 | BIOMERIEUX SA | GN00003001 | PT. ENSEVAL MEDIKA PRIMA - HO | PUSAT | DKI JAKARTA | JAKARTA TIMUR | MAIN UNIT | EMP | - |  | 1 January 1900 |  | - |  | 24 December 2020 | RUDI SETIAWAN - TSE | ACTIVE
IVD3003156 | 3425R | VIDAS 30 MODULE | DIAGNOSTIC 1 | BIOMERIEUX SA | GN00001025 | RS Husada | JAKARTA-1 | DKI JAKARTA | JAKARTA PUSAT | MAIN UNIT | EMP | 15 May 2017 | SENDRA WIJAYA - IT | 16 December 2013 |  | 15 May 2017 | SENDRA WIJAYA - IT | 23 January 2025 | SAHID DERMAWAN - SPV TSE BARAT | ACTIVE
IVD3003159 | 3425R | VIDAS 30 MODULE | DIAGNOSTIC 1 | BIOMERIEUX SA | GN00002985 | WORKSHOOP CSM PUSAT | PUSAT | DKI JAKARTA | JAKARTA TIMUR | MAIN UNIT | EMP | - |  | 1 January 1900 |  | - |  | - |  | ACTIVE
IVD3003162 | 3425R | VIDAS 30 MODULE | DIAGNOSTIC 1 | BIOMERIEUX SA | GN00001788 | RSUD DR RSOEDJATI SOEMODIARDJO GROBOGAN | SOLO | JAWA TENGAH | PURWODADI | MAIN UNIT | CUSTOMER | - |  | 1 January 1900 |  | - |  | - |  | ACTIVE
IVD3003164 | 3425R | VIDAS 30 MODULE | DIAGNOSTIC 1 | BIOMERIEUX SA | GN00001471 | RSU DR MOEWARDI SURAKARTA | SOLO | JAWA TENGAH | SURAKARTA | MAIN UNIT | EMP | 16 May 2017 | SENDRA WIJAYA - IT | 1 January 1900 |  | 16 May 2017 | SENDRA WIJAYA - IT | - |  | ACTIVE
IVD3003165 | 3425R | VIDAS 30 MODULE | DIAGNOSTIC 1 | BIOMERIEUX SA | GN00000535 | RSUP DR KARIADI | SEMARANG | JAWA TENGAH | SEMARANG | MAIN UNIT | EMP | - |  | 21 August 2022 |  | - |  | 26 February 2025 | SAHID DERMAWAN - SPV TSE BARAT | ACTIVE
IVD3003166 | 3425R | VIDAS 30 MODULE | DIAGNOSTIC 1 | BIOMERIEUX SA | GN00000230 | RSU MADINA PADANG | PADANG | SUMATERA BARAT | BUKITTINGGI | MAIN UNIT | EMP | 16 May 2017 | SENDRA WIJAYA - IT | 1 January 2013 |  | 16 May 2017 | SENDRA WIJAYA - IT | 25 August 2025 | SAHID DERMAWAN - SPV TSE BARAT | ACTIVE
IVD3003235 | 3425R | VIDAS 30 MODULE | DIAGNOSTIC 1 | BIOMERIEUX SA | GN00003001 | PT. ENSEVAL MEDIKA PRIMA - HO | PUSAT | DKI JAKARTA | JAKARTA TIMUR | MAIN UNIT | EMP | 31 May 2018 | SATRIA KUSUMA - TSE | 31 May 2018 |  | 31 May 2018 | SATRIA KUSUMA - TSE | 28 February 2021 | ABDUL KARIM - TSE | ACTIVE
IVD3003237 | 3425R | VIDAS 30 MODULE | DIAGNOSTIC 1 | BIOMERIEUX SA | GN00001978 | LAB CITO BOGOR | BOGOR | JAWA BARAT | BOGOR | MAIN UNIT | EMP | - |  | 15 October 2025 |  | - |  | 21 October 2025 | SAHID DERMAWAN - SPV TSE BARAT | ACTIVE
IVD3003239 | 3425R | VIDAS 30 MODULE | DIAGNOSTIC 1 | BIOMERIEUX SA | GN00002988 | RS ROYAL TARUMA | JAKARTA-2 | DKI JAKARTA | JAKARTA BARAT | MAIN UNIT | EMP | 31 August 2018 | TRIYONO - TSE AREA BARAT | 16 September 2013 |  | 31 August 2018 | TRIYONO - TSE AREA BARAT | 21 January 2025 | SAHID DERMAWAN - SPV TSE BARAT | ACTIVE
IVD3003370 | 3425R | VIDAS 30 MODULE | DIAGNOSTIC 1 | BIOMERIEUX SA | GN00002024 | LAB WESTERINDO | JAKARTA-2 | DKI JAKARTA | JAKARTA SELATAN | MAIN UNIT | EMP | 16 May 2017 | SENDRA WIJAYA - IT | 26 August 2022 | MUHAMMAD FAJAR - TSE | 16 May 2017 | SENDRA WIJAYA - IT | 26 August 2022 | MUHAMMAD FAJAR - TSE | ACTIVE
IVD3003371 | 3425R | VIDAS 30 MODULE | DIAGNOSTIC 1 | BIOMERIEUX SA | GN00000786 | RS PENDIDIKAN UNHAS | MAKASSAR | SULAWESI SELATAN | MAKASSAR | MAIN UNIT | EMP | - |  | 1 January 2014 |  | - |  | - |  | ACTIVE
IVD3003690 | 3425R | VIDAS 30 MODULE | DIAGNOSTIC 1 | BIOMERIEUX SA | GN00002680 | BALAI BESAR LABKES. SURABAYA | SURABAYA-2 | JAWA TIMUR | SURABAYA | MAIN UNIT | CUSTOMER | 17 May 2017 | SENDRA WIJAYA - IT | 1 January 1900 |  | 17 May 2017 | SENDRA WIJAYA - IT | - |  | ACTIVE
IVD3003694 | 3425R | VIDAS 30 MODULE | DIAGNOSTIC 1 | BIOMERIEUX SA | GN00002280 | UPTD LABKES PROV KALTIM | SAMARINDA | KALIMANTAN TIMUR | SAMARINDA | MAIN UNIT | CUSTOMER | 6 April 2020 | SARWANDI - TSE | 6 April 2020 |  | 6 April 2020 | SARWANDI - TSE | - |  | ACTIVE
IVD3003695 | 3425R | VIDAS 30 MODULE | DIAGNOSTIC 1 | BIOMERIEUX SA | GN00001140 | RS Eka Hospital | TANGERANG | BANTEN | TANGERANG | MAIN UNIT | EMP | - |  | 17 May 2017 |  | - |  | 22 January 2025 | SAHID DERMAWAN - SPV TSE BARAT | ACTIVE
IVD3003698 | 3425R | VIDAS 30 MODULE | DIAGNOSTIC 1 | BIOMERIEUX SA | GN00002985 | WORKSHOOP CSM PUSAT | PUSAT | DKI JAKARTA | JAKARTA TIMUR | MAIN UNIT | EMP | 16 May 2017 | SENDRA WIJAYA - IT | 1 January 1900 |  | 16 May 2017 | SENDRA WIJAYA - IT | - |  | ACTIVE
IVD3003700 | 3425R | VIDAS 30 MODULE | DIAGNOSTIC 1 | BIOMERIEUX SA | GN00000238 | RSUD M NATSIR SOLOK | PADANG | SUMATERA BARAT | SOLOK | MAIN UNIT | CUSTOMER | - |  | 21 December 2011 |  | - |  | - |  | ACTIVE
IVD3004040 | 3425R | VIDAS 30 MODULE | DIAGNOSTIC 1 | BIOMERIEUX SA | GN00002025 | LAB BIOMEDIKA | JAKARTA-2 | DKI JAKARTA | JAKARTA BARAT | MAIN UNIT | EMP | - |  | 1 January 1900 |  | - |  | - |  | ACTIVE
IVD3004041 | 3425R | VIDAS 30 MODULE | DIAGNOSTIC 1 | BIOMERIEUX SA | GN00002987 | Balai laboratorium Kesehatan ( BLK ) Palembang | PALEMBANG | SUMATERA SELATAN | PALEMBANG | MAIN UNIT | CUSTOMER | 16 May 2017 | SENDRA WIJAYA - IT | 19 August 2013 |  | 16 May 2017 | SENDRA WIJAYA - IT | 17 January 2025 | SAHID DERMAWAN - SPV TSE BARAT | ACTIVE
IVD3004053 | 3425R | VIDAS 30 MODULE | DIAGNOSTIC 1 | BIOMERIEUX SA | GN00000679 | RSUD PANGLIMA SEBAYA-BALIKPAPAN | BALIKPAPAN | KALIMANTAN TIMUR | TANAH GROGOT | MAIN UNIT | CUSTOMER | 12 May 2017 | FIRMAN GEA - BU | 1 January 1900 |  | 12 May 2017 | FIRMAN GEA - BU | - |  | ACTIVE
IVD3004296 | 3425R | VIDAS 30 MODULE | DIAGNOSTIC 1 | BIOMERIEUX SA | GN00002985 | WORKSHOOP CSM PUSAT | PUSAT | DKI JAKARTA | JAKARTA TIMUR | MAIN UNIT | EMP | - |  | 1 January 1900 |  | - |  | - |  | ACTIVE
IVD3004298 | 3425R | VIDAS 30 MODULE | DIAGNOSTIC 1 | BIOMERIEUX SA | GN00006965 | RSUD MUARA ENIM (RSUD DR MOH RABBAIN) | PALEMBANG | SUMATERA SELATAN | PALEMBANG | MAIN UNIT | EMP | 16 May 2017 | SENDRA WIJAYA - IT | 8 August 2023 |  | 16 May 2017 | SENDRA WIJAYA - IT | 16 October 2023 | SAHID DERMAWAN - SPV TSE BARAT | ACTIVE
IVD3004299 | 3425R | VIDAS 30 MODULE | DIAGNOSTIC 1 | BIOMERIEUX SA | GN23080001 | LAB TERA INDONESIA | JAKARTA-1 | DKI JAKARTA | JAKARTA TIMUR | MAIN UNIT | EMP | - |  | 8 March 2023 |  | - |  | 20 October 2023 | SAHID DERMAWAN - SPV TSE BARAT | ACTIVE
IVD3004301 | 3425R | VIDAS 30 MODULE | DIAGNOSTIC 1 | BIOMERIEUX SA | GN00004673 | RSUD AL-IHSAN BANDUNG | BANDUNG | JAWA BARAT | BANDUNG | MAIN UNIT | EMP | - |  | 13 September 2023 | ARBIANSYAH - TSE | - |  | 13 September 2023 | ARBIANSYAH - TSE | ACTIVE
IVD3004302 | 3425R | VIDAS 30 MODULE | DIAGNOSTIC 1 | BIOMERIEUX SA | GN00003001 | PT. ENSEVAL MEDIKA PRIMA - HO | PUSAT | DKI JAKARTA | JAKARTA TIMUR | MAIN UNIT | EMP | 5 July 2017 |  | 5 July 2017 |  | 5 July 2017 |  | - |  | ACTIVE
IVD3004304 | 3425R | VIDAS 30 MODULE | DIAGNOSTIC 1 | BIOMERIEUX SA | GN00002985 | WORKSHOOP CSM PUSAT | PUSAT | DKI JAKARTA | JAKARTA TIMUR | MAIN UNIT | EMP | 15 May 2017 | SENDRA WIJAYA - IT | 1 January 1900 |  | 15 May 2017 | SENDRA WIJAYA - IT | - |  | ACTIVE
IVD3004305 | 3425R | VIDAS 30 MODULE | DIAGNOSTIC 1 | BIOMERIEUX SA | GN17120010 | RSIA FERINA | SURABAYA-2 | JAWA TIMUR | SURABAYA | MAIN UNIT | EMP | - |  | 23 May 2016 |  | - |  | - |  | ACTIVE
IVD3004306 | 3425R | VIDAS 30 MODULE | DIAGNOSTIC 1 | BIOMERIEUX SA | GN00000674 | RSUD ABDUL WAHAB SJAHRANIE | SAMARINDA | KALIMANTAN TIMUR | SAMARINDA | MAIN UNIT | EMP | - |  | 1 January 2010 |  | - |  | - |  | ACTIVE
IVD3004307 | 3425R | VIDAS 30 MODULE | DIAGNOSTIC 1 | BIOMERIEUX SA | GN00004472 | PT PRODIA WIDYA HUSADA - BINTARAN KULON | YOGYAKARTA | YOGYAKARTA | YOGYAKARTA | MAIN UNIT | EMP | - |  | 1 January 1900 |  | - |  | - |  | ACTIVE
IVD3004308 | 3425R | VIDAS 30 MODULE | DIAGNOSTIC 1 | BIOMERIEUX SA | GN00001783 | RS PKU Muhammadiyah Surakarta | SOLO | JAWA TENGAH | SURAKARTA | MAIN UNIT | EMP | 4 November 2018 | TEGAR PANDU - TSE | 7 June 2022 | TEGAR PANDU - TSE | 4 November 2018 | TEGAR PANDU - TSE | 7 June 2022 | TEGAR PANDU - TSE | ACTIVE
IVD3004312 | 3425R | VIDAS 30 MODULE | DIAGNOSTIC 1 | BIOMERIEUX SA | GN00001001 | RS Ketergantungan Obat Jakarta (RSKO) | JAKARTA-1 | DKI JAKARTA | JAKARTA TIMUR | MAIN UNIT | CUSTOMER | 15 May 2017 | SENDRA WIJAYA - IT | 1 January 2010 |  | 15 May 2017 | SENDRA WIJAYA - IT | - |  | ACTIVE
IVD3004313 | 3425R | VIDAS 30 MODULE | DIAGNOSTIC 1 | BIOMERIEUX SA | GN00000019 | RS OTORITA - RS BADAN PENGUSAHA BATAM | BATAM | KEPULAUAN RIAU | BATAM | MAIN UNIT | CUSTOMER | - |  | 1 January 1900 |  | - |  | - |  | ACTIVE
IVD3004314 | 9B121 | VC VIDAS | BIOSCIENCE | BIOMERIEUX SA | GN00003063 | PT KEIVIT INDONESIA | SEMARANG | JAWA TENGAH | SEMARANG | MAIN UNIT | CUSTOMER | - |  | 1 January 2012 |  | - |  | - |  | ACTIVE
IVD3004315 | 3425R | VIDAS 30 MODULE | DIAGNOSTIC 1 | BIOMERIEUX SA | GN00006628 | RS MAYAPADA LEBAK BULUS (PT NIRMALA KENCANA MAS) | JAKARTA-2 | DKI JAKARTA | JAKARTA SELATAN | MAIN UNIT | CUSTOMER | 15 May 2017 | SENDRA WIJAYA - IT | 1 January 1900 |  | 15 May 2017 | SENDRA WIJAYA - IT | - |  | ACTIVE
IVD3004317 | 3425R | VIDAS 30 MODULE | DIAGNOSTIC 1 | BIOMERIEUX SA | GN00003157 | LAB BLK LAMPUNG | BANDAR LAMPUNG | LAMPUNG | BANDAR LAMPUNG | MAIN UNIT | CUSTOMER | 12 May 2017 | FIRMAN GEA - BU | 1 December 2013 |  | 12 May 2017 | FIRMAN GEA - BU | - |  | ACTIVE
IVD3004441 | 3425R | VIDAS 30 MODULE | DIAGNOSTIC 1 | BIOMERIEUX SA | GN00002364 | BPPK MANADO | MANADO | SULAWESI UTARA | MANADO | MAIN UNIT | CUSTOMER | 24 October 2017 | SENDRA WIJAYA - IT | 7 September 2017 |  | 24 October 2017 | SENDRA WIJAYA - IT | - |  | ACTIVE
IVD3004448 | 3425R | VIDAS 30 MODULE | DIAGNOSTIC 1 | BIOMERIEUX SA | GN00001755 | RS ISLAM HARAPAN ANDA | TEGAL | JAWA TENGAH | TEGAL | MAIN UNIT | EMP | - |  | 1 January 2011 |  | - |  | - |  | ACTIVE
IVD3004453 | 3425R | VIDAS 30 MODULE | DIAGNOSTIC 1 | BIOMERIEUX SA | GN00000582 | SARANA MEDIKA (SEMARANG) | SEMARANG | JAWA TENGAH | SEMARANG | MAIN UNIT | EMP | - |  | 11 November 2016 |  | - |  | - |  | ACTIVE
IVD3004458 | 3425R | VIDAS 30 MODULE | DIAGNOSTIC 1 | BIOMERIEUX SA | GN00001494 | RS MUHAMMADIYAH LAMONGAN | SURABAYA-2 | JAWA TIMUR | LAMONGAN | MAIN UNIT | EMP | - |  | 1 January 1900 |  | - |  | - |  | ACTIVE
IVD5202066 | 99088 | MINI VIDAS | DIAGNOSTIC 1 | BIOMERIEUX SA | GN00002020 | RSJ SOEROJO MAGELANG | YOGYAKARTA | YOGYAKARTA | YOGYAKARTA | MAIN UNIT | CUSTOMER | - |  | 1 January 1900 |  | - |  | - |  | ACTIVE
IVD5202069 | 99088 | MINI VIDAS | DIAGNOSTIC 1 | BIOMERIEUX SA | GN00002683 | RS MITRA KELUARGA CIBUBUR | BOGOR | JAWA BARAT | BOGOR | MAIN UNIT | EMP | 26 March 2014 |  | 16 February 2015 |  | 26 March 2014 |  | 17 December 2024 | SAHID DERMAWAN - SPV TSE BARAT | ACTIVE
IVD5202070 | 99088 | MINI VIDAS | DIAGNOSTIC 1 | BIOMERIEUX SA | GN00002367 | LAB MEDISTAR | MANADO | SULAWESI UTARA | MANADO | MAIN UNIT | EMP | - |  | 12 September 2025 |  | - |  | 2 October 2025 | SAHID DERMAWAN - SPV TSE BARAT | ACTIVE
IVD5202082 | 99088 | MINI VIDAS | DIAGNOSTIC 1 | BIOMERIEUX SA | GN00002226 | RSIA KENDANGSARI MERS | SURABAYA-1 | JAWA TIMUR | SURABAYA | MAIN UNIT | EMP | 8 August 2014 | ANDRIAS NUGROHO - TSE | 10 October 2014 |  | 8 August 2014 | ANDRIAS NUGROHO - TSE | 14 January 2025 | SAHID DERMAWAN - SPV TSE BARAT | ACTIVE
IVD5202240 | 99088 | MINI VIDAS | DIAGNOSTIC 1 | BIOMERIEUX SA | GN00002848 | RS PEKERJA KBN (KAWASAN BERIKAT NUSANTARA) | JAKARTA-1 | DKI JAKARTA | JAKARTA UTARA | MAIN UNIT | CUSTOMER | - |  | 5 December 2013 |  | - |  | - |  | ACTIVE
IVD52022493 | 9B088 | VC MINIVIDAS | BIOSCIENCE | BIOMERIEUX SA | GN00003552 | RSUD RAJA AHMAD THABIB PROV KEPRI | BATAM | KEPULAUAN RIAU | BATAM | MAIN UNIT | CUSTOMER | - |  | 4 May 2018 |  | - |  | - |  | ACTIVE
IVD5202399 | 99088 | MINI VIDAS | DIAGNOSTIC 1 | BIOMERIEUX SA | GN00008613 | LABORATORIUM KLINIK ANUGERAH KABANJAHE | MEDAN | SUMATERA UTARA | MEDAN | MAIN UNIT | EMP | 1 February 1990 | ARBIANSYAH - TSE | 24 June 2013 |  | 1 February 1990 | ARBIANSYAH - TSE | - |  | ACTIVE
IVD5202401 | 99088 | MINI VIDAS | DIAGNOSTIC 1 | BIOMERIEUX SA | GN21020012 | Rumah Sakit Islam Sultan Agung Banjarbaru | BANJARMASIN | KALIMANTAN SELATAN | BANJARMASIN | MAIN UNIT | EMP | 1 February 1990 | ARIEF SETIAWAN - TSE CP | 28 February 2022 | SARWANDI - TSE | 1 February 1990 | ARIEF SETIAWAN - TSE CP | 28 February 2022 | SARWANDI - TSE | ACTIVE
IVD5202402 | 99088 | MINI VIDAS | DIAGNOSTIC 1 | BIOMERIEUX SA | GN00006115 | PT GADING PLUIT JASA M ( RS GADING PLUIT ) | JAKARTA-1 | DKI JAKARTA | JAKARTA UTARA | MAIN UNIT | EMP | - |  | 1 January 2014 |  | - |  | - |  | ACTIVE
IVD5202406 | 99088 | MINI VIDAS | DIAGNOSTIC 1 | BIOMERIEUX SA | GN00001222 | RS PKU Muhamadiyah Gombong | PURWOKERTO | JAWA TENGAH | KEBUMEN | MAIN UNIT | EMP | - |  | 8 July 2013 |  | - |  | - |  | ACTIVE
IVD5202408 | 99088 | MINI VIDAS | DIAGNOSTIC 1 | BIOMERIEUX SA | GN00003144 | RSU KOTA TANGERANG | TANGERANG | BANTEN | TANGERANG | MAIN UNIT | CUSTOMER | 1 February 1990 | ARIEF SETIAWAN - TSE CP | 1 January 1900 |  | 1 February 1990 | ARIEF SETIAWAN - TSE CP | - |  | ACTIVE
IVD5202410 | 99088 | MINI VIDAS | DIAGNOSTIC 1 | BIOMERIEUX SA | GN00002608 | LAB PATRA MANADO | MANADO | SULAWESI UTARA | MANADO | MAIN UNIT | EMP | - |  | 10 September 2025 | SUKMA WIJAYA - TSE | - |  | 2 October 2025 | SAHID DERMAWAN - SPV TSE BARAT | ACTIVE
IVD5202412 | 99088 | MINI VIDAS | DIAGNOSTIC 1 | BIOMERIEUX SA | GN00000012 | RS PERSAHABATAN | JAKARTA-1 | DKI JAKARTA | JAKARTA TIMUR | MAIN UNIT | EMP | - |  | 23 July 2025 | ADITIYA NOVANDRA - TSE | - |  | 4 August 2025 | SAHID DERMAWAN - SPV TSE BARAT | ACTIVE
IVD5202416 | 99088 | MINI VIDAS | DIAGNOSTIC 1 | BIOMERIEUX SA | GN00011635 | LAB. THAMRIN - BANDA ACEH | BANDA ACEH | ACEH | BANDA ACEH | MAIN UNIT | EMP | 28 July 2016 | ARBIANSYAH - TSE | 28 July 2016 |  | 28 July 2016 | ARBIANSYAH - TSE | - |  | ACTIVE
IVD5202418 | 99088 | MINI VIDAS | DIAGNOSTIC 1 | BIOMERIEUX SA | GN00000596 | RSU DR SOEDARSO PONTIANAK | PONTIANAK | KALIMANTAN BARAT | PONTIANAK | MAIN UNIT | CUSTOMER | 7 August 2014 | GATOT SURYA ADIPUTRA - TSE | 4 September 2013 |  | 7 August 2014 | GATOT SURYA ADIPUTRA - TSE | - |  | ACTIVE
IVD5202419 | 99088 | MINI VIDAS | DIAGNOSTIC 1 | BIOMERIEUX SA | GN00000685 | RSUD HARAPAN INSAN SENDAWAR | SAMARINDA | KALIMANTAN TIMUR | SAMARINDA | MAIN UNIT | CUSTOMER | - |  | 20 September 2013 |  | - |  | - |  | ACTIVE
IVD5202422 | 99088 | MINI VIDAS | DIAGNOSTIC 1 | BIOMERIEUX SA | GN00000481 | RSUD DATU BERU | BANDA ACEH | ACEH | TAKENGON | MAIN UNIT | EMP | 1 February 1990 |  | 28 February 2021 | ABDUL KARIM - TSE | 1 February 1990 |  | 6 August 2024 | SAHID DERMAWAN - SPV TSE BARAT | ACTIVE
IVD5202423 | 99088 | MINI VIDAS | DIAGNOSTIC 1 | BIOMERIEUX SA | GN00002171 | LAB BIOMED SERANG | TANGERANG | BANTEN | TANGERANG | MAIN UNIT | EMP | - |  | 25 March 2013 |  | - |  | - |  | ACTIVE
IVD5202424 | 99088 | MINI VIDAS | DIAGNOSTIC 1 | BIOMERIEUX SA | GN00002335 | LAB THAMRIN S.BATANGHARI | MEDAN | SUMATERA UTARA | MEDAN | MAIN UNIT | EMP | 5 July 2014 | ARBIANSYAH - TSE | 29 April 2013 |  | 5 July 2014 | ARBIANSYAH - TSE | - |  | ACTIVE
IVD5202425 | 99088 | MINI VIDAS | DIAGNOSTIC 1 | BIOMERIEUX SA | GN00000521 | RSUD DR. R. SOEPRAPTO CEPU | SEMARANG | JAWA TENGAH | BLORA | MAIN UNIT | EMP | - |  | 1 January 2013 |  | - |  | - |  | ACTIVE
IVD5202428 | 99088 | MINI VIDAS | DIAGNOSTIC 1 | BIOMERIEUX SA | GN00000227 | RSUD TELUK KUANTAN | PEKAN BARU | RIAU | BANGKINANG | MAIN UNIT | EMP | - |  | 20 June 2025 | ARBIANSYAH - TSE | - |  | 1 July 2025 | SAHID DERMAWAN - SPV TSE BARAT | ACTIVE
IVD5202432 | 99088 | MINI VIDAS | DIAGNOSTIC 1 | BIOMERIEUX SA | GN00007903 | LAB THAMRIN DUMAI | PEKAN BARU | RIAU | PEKANBARU | MAIN UNIT | EMP | - |  | 27 December 2018 |  | - |  | - |  | ACTIVE
IVD5202433 | 99088 | MINI VIDAS | DIAGNOSTIC 1 | BIOMERIEUX SA | GN00004149 | RSIA GRAND FAMILY/PT FAMILY BAHAGIA SEJAHTERA | JAKARTA-2 | DKI JAKARTA | JAKARTA UTARA | MAIN UNIT | EMP | - |  | 1 February 2013 |  | - |  | - |  | ACTIVE
IVD5202435 | 99088 | MINI VIDAS | DIAGNOSTIC 1 | BIOMERIEUX SA | GN21030071 | RS PUTRA WASPADA | KEDIRI | JAWA TIMUR | KEDIRI | MAIN UNIT | EMP | - |  | 24 January 2021 | YUNAN ARIMUNTIAN - TSE | - |  | 5 November 2024 | SAHID DERMAWAN - SPV TSE BARAT | ACTIVE
IVD5202436 | 99088 | MINI VIDAS | DIAGNOSTIC 1 | BIOMERIEUX SA | GN00007900 | LAB QUANTUM ( KLINIK QUANTUM LAB ) | MATARAM | NUSA TENGGARA BARAT | MATARAM | MAIN UNIT | EMP | - |  | 1 January 1900 |  | - |  | - |  | ACTIVE
IVD5202444 | 99088 | MINI VIDAS | DIAGNOSTIC 1 | BIOMERIEUX SA | GN00001158 | RS SUMBER WARAS | CIREBON | JAWA BARAT | CIREBON | MAIN UNIT | EMP | - |  | 10 February 2016 |  | - |  | 22 January 2025 | SAHID DERMAWAN - SPV TSE BARAT | ACTIVE
IVD5202445 | 99088 | MINI VIDAS | DIAGNOSTIC 1 | BIOMERIEUX SA | GN00006421 | PT ULTRA MEDICA | KEDIRI | JAWA TIMUR | KEDIRI | MAIN UNIT | EMP | - |  | 3 March 2016 |  | - |  | 14 January 2025 | SAHID DERMAWAN - SPV TSE BARAT | ACTIVE
IVD5202447 | 99088 | MINI VIDAS | DIAGNOSTIC 1 | BIOMERIEUX SA | GN00002724 | LAB ULTRA MEDICA, SURABAYA | SURABAYA-2 | JAWA TIMUR | SURABAYA | MAIN UNIT | EMP | 19 July 2016 | GANDHI YANRANGGA | 1 January 1900 |  | 19 July 2016 | GANDHI YANRANGGA | - |  | ACTIVE
IVD5202448 | 99088 | MINI VIDAS | DIAGNOSTIC 1 | BIOMERIEUX SA | GN00000786 | RS PENDIDIKAN UNHAS | MAKASSAR | SULAWESI SELATAN | MAKASSAR | MAIN UNIT | EMP | - |  | 11 August 2014 |  | - |  | 14 January 2025 | SAHID DERMAWAN - SPV TSE BARAT | ACTIVE
IVD5202451 | 99088 | MINI VIDAS | DIAGNOSTIC 1 | BIOMERIEUX SA | GN22010003 | RS MAYAPADA BOGOR | BOGOR | JAWA BARAT | BOGOR | MAIN UNIT | EMP | 1 February 1990 | LEONARDUS ADI | 19 April 2024 |  | 1 February 1990 | LEONARDUS ADI | 23 January 2025 | SAHID DERMAWAN - SPV TSE BARAT | ACTIVE
IVD5202452 | 99088 | MINI VIDAS | DIAGNOSTIC 1 | BIOMERIEUX SA | GN00005805 | RS SANSANI | PEKAN BARU | RIAU | PEKANBARU | MAIN UNIT | EMP | 27 August 2019 | IBNUL AZIZ - TSE | 18 October 2024 |  | 27 August 2019 | IBNUL AZIZ - TSE | 5 November 2024 | SAHID DERMAWAN - SPV TSE BARAT | ACTIVE
IVD5202453 | 99088 | MINI VIDAS | DIAGNOSTIC 1 | BIOMERIEUX SA | GN00003151 | UPT. BALAI LABORATORIUM KESEHATAN PROVINSI BALI | DENPASAR | BALI | DENPASAR | MAIN UNIT | CUSTOMER | 10 April 2014 |  | 25 November 2013 |  | 10 April 2014 |  | - |  | ACTIVE
IVD5202454 | 99088 | MINI VIDAS | DIAGNOSTIC 1 | BIOMERIEUX SA | GN00005348 | CV PARAMA LAB/APOTIK PARAMA ( LAB PARAMA ) | JAYAPURA | PAPUA | JAYAPURA | MAIN UNIT | CUSTOMER | - |  | 1 January 1900 |  | - |  | - |  | ACTIVE
IVD5202455 | 99088 | MINI VIDAS | DIAGNOSTIC 1 | BIOMERIEUX SA | GN00000684 | RSUD KAB PENAJAM PASER UTARA- BALIKPAPAN | BALIKPAPAN | KALIMANTAN TIMUR | BALIKPAPAN | MAIN UNIT | EMP | - |  | 12 August 2014 |  | - |  | - |  | ACTIVE
IVD5202458 | 99088 | MINI VIDAS | DIAGNOSTIC 1 | BIOMERIEUX SA | GN00003347 | PT Lab Maxima - kendari | MAKASSAR | SULAWESI SELATAN |  | MAIN UNIT | EMP | - |  | 16 October 2013 |  | - |  | - |  | ACTIVE
IVD5202461 | 99088 | MINI VIDAS | DIAGNOSTIC 1 | BIOMERIEUX SA | GN00006666 | RS ISLAM ROEMANI MUHAMMADIYAH | SEMARANG | JAWA TENGAH | SEMARANG | MAIN UNIT | EMP | - |  | 21 April 2016 |  | - |  | - |  | ACTIVE
IVD5202462 | 99088 | MINI VIDAS | DIAGNOSTIC 1 | BIOMERIEUX SA | GN00000024 | RS SANTA ELISABETH BATAM | BATAM | KEPULAUAN RIAU | BATAM | MAIN UNIT | CUSTOMER | - |  | 26 May 2014 |  | 25 April 2022 | LEO LANANG SIGIT - TSE CP | 21 January 2025 | SAHID DERMAWAN - SPV TSE BARAT | ACTIVE
IVD5202464 | 99088 | MINI VIDAS | DIAGNOSTIC 1 | BIOMERIEUX SA | GN00001784 | RSUD SALATIGA | SOLO | JAWA TENGAH | SALATIGA | MAIN UNIT | EMP | 4 July 2019 | ARDI HERMAWAN - TSE CP | 2 February 2023 | ARDI HERMAWAN - TSE CP | 4 July 2019 | ARDI HERMAWAN - TSE CP | 17 October 2023 | ANDI ISMAIL - SPV TSE TIMUR | ACTIVE
IVD5202465 | 99088 | MINI VIDAS | DIAGNOSTIC 1 | BIOMERIEUX SA | GN00000430 | RSU RANTAU PRAPAT | PEMATANG SIANTAR | SUMATERA UTARA | RANTAU PRAPAT | MAIN UNIT | CUSTOMER | 11 June 2015 | ARBIANSYAH - TSE | 21 November 2013 |  | 11 June 2015 | ARBIANSYAH - TSE | - |  | ACTIVE
IVD5202466 | 99088 | MINI VIDAS | DIAGNOSTIC 1 | BIOMERIEUX SA | GN00002985 | WORKSHOOP CSM PUSAT | PUSAT | DKI JAKARTA | JAKARTA TIMUR | MAIN UNIT | EMP | - |  | 21 November 2017 |  | - |  | - |  | ACTIVE
IVD5202467 | 99088 | MINI VIDAS | DIAGNOSTIC 1 | BIOMERIEUX SA | GN00001505 | RSUD BLAMBANGAN | JEMBER | JAWA TIMUR | BANYUWANGI | MAIN UNIT | CUSTOMER | 1 February 1990 | NGATARI | 11 December 2013 |  | 1 February 1990 | NGATARI | - |  | ACTIVE
IVD5202468 | 99088 | MINI VIDAS | DIAGNOSTIC 1 | BIOMERIEUX SA | GN00000861 | RS GRESTELINA | MAKASSAR | SULAWESI SELATAN | MAKASSAR | MAIN UNIT | EMP | 12 August 2014 | HARI UDI RAHARJO - TSE | 23 December 2013 |  | 12 August 2014 | HARI UDI RAHARJO - TSE | - |  | ACTIVE
IVD5202469 | 99088 | MINI VIDAS | DIAGNOSTIC 1 | BIOMERIEUX SA | GN00000236 | RSUD PADANG PANJANG | PADANG | SUMATERA BARAT | PADANG PANJANG | MAIN UNIT | CUSTOMER | - |  | 7 December 2014 |  | - |  | - |  | ACTIVE
IVD5202470 | 99088 | MINI VIDAS | DIAGNOSTIC 1 | BIOMERIEUX SA | GN00001066 | RSUD CIBINONG | BOGOR | JAWA BARAT | BOGOR | MAIN UNIT | CUSTOMER | 8 June 2015 | TRIYONO - TSE AREA BARAT | 31 July 2015 |  | 8 June 2015 | TRIYONO - TSE AREA BARAT | - |  | ACTIVE
IVD5202471 | 99088 | MINI VIDAS | DIAGNOSTIC 1 | BIOMERIEUX SA | GN00003821 | BIMC KUTA | DENPASAR | BALI | DENPASAR | MAIN UNIT | EMP | 15 May 2017 | SENDRA WIJAYA - IT | 24 January 2014 |  | 15 May 2017 | SENDRA WIJAYA - IT | - |  | ACTIVE
IVD5202473 | 99088 | MINI VIDAS | DIAGNOSTIC 1 | BIOMERIEUX SA | GN00000842 | RSUD H PADJONGA DG NGALLE KAB TAKALAR | MAKASSAR | SULAWESI SELATAN | TAKALAR | MAIN UNIT | EMP | 5 September 2014 | WISPI SIAGARI - TSE | 5 September 2015 |  | 5 September 2014 | WISPI SIAGARI - TSE | 14 January 2025 | SAHID DERMAWAN - SPV TSE BARAT | ACTIVE
IVD5202475 | 99088 | MINI VIDAS | DIAGNOSTIC 1 | BIOMERIEUX SA | GN00007920 | RSUD TEUKU UMAR CALANG | BANDA ACEH | ACEH | BANDA ACEH | MAIN UNIT | EMP | - |  | 26 May 2024 |  | - |  | 6 August 2024 | SAHID DERMAWAN - SPV TSE BARAT | ACTIVE
IVD5202476 | 99088 | MINI VIDAS | DIAGNOSTIC 1 | BIOMERIEUX SA | GN20030005 | Laboratorium Pramita - Denpasar | DENPASAR | BALI | DENPASAR | MAIN UNIT | EMP | - |  | 13 January 2021 | I KADEK - TSE | - |  | 13 January 2021 | I KADEK - TSE | ACTIVE
IVD5202477 | 99088 | MINI VIDAS | DIAGNOSTIC 1 | BIOMERIEUX SA | GN00005282 | RS SYAFIRA (PEKANBARU) | PEKAN BARU | RIAU | PEKANBARU | MAIN UNIT | CUSTOMER | - |  | 13 January 2015 |  | - |  | 14 January 2025 | SAHID DERMAWAN - SPV TSE BARAT | ACTIVE
IVD5202478 | 99088 | MINI VIDAS | DIAGNOSTIC 1 | BIOMERIEUX SA | GN00011298 | RS PRIMA MEDIKA | DENPASAR | BALI | DENPASAR | MAIN UNIT | EMP | - |  | 17 May 2023 |  | - |  | 16 October 2023 | ANDI ISMAIL - SPV TSE TIMUR | ACTIVE
IVD5202479 | 99088 | MINI VIDAS | DIAGNOSTIC 1 | BIOMERIEUX SA | GN00002985 | WORKSHOOP CSM PUSAT | PUSAT | DKI JAKARTA | JAKARTA TIMUR | MAIN UNIT | EMP | 6 August 2014 | ARBIANSYAH - TSE | 1 December 2023 | BARITA P-SIMAMORA - TSE | 6 August 2014 | ARBIANSYAH - TSE | 12 March 2025 | SAHID DERMAWAN - SPV TSE BARAT | ACTIVE
IVD5202481 | 99088 | MINI VIDAS | DIAGNOSTIC 1 | BIOMERIEUX SA | GN00003249 | LABKESDA KAB. CIANJUR | BOGOR | JAWA BARAT | CIANJUR | MAIN UNIT | CUSTOMER | - |  | 11 December 2013 |  | - |  | - |  | ACTIVE
IVD5202482 | 99088 | MINI VIDAS | DIAGNOSTIC 1 | BIOMERIEUX SA | GN00002183 | RSUD DR M SOEWANDHIE SURABAYA | SURABAYA-1 | JAWA TIMUR | SURABAYA | MAIN UNIT | EMP | 28 August 2018 | GANDHI YANRANGGA | 20 January 2014 |  | 28 August 2018 | GANDHI YANRANGGA | - |  | ACTIVE
IVD5202483 | 99088 | MINI VIDAS | DIAGNOSTIC 1 | BIOMERIEUX SA | GN22100046 | LAB KLINIK BIOGEN PAMEKASAN | SURABAYA-2 | JAWA TIMUR | SURABAYA | MAIN UNIT | EMP | 10 April 2014 |  | 5 October 2022 |  | 10 April 2014 |  | 16 October 2023 | ANDI ISMAIL - SPV TSE TIMUR | ACTIVE
IVD5202484 | 99088 | MINI VIDAS | DIAGNOSTIC 1 | BIOMERIEUX SA | GN00007750 | RS MITRA KELUARGA KENJERAN | SURABAYA-2 | JAWA TIMUR | SURABAYA | MAIN UNIT | EMP | - |  | 6 August 2014 |  | - |  | 14 January 2025 | SAHID DERMAWAN - SPV TSE BARAT | ACTIVE
IVD5202485 | 99088 | MINI VIDAS | DIAGNOSTIC 1 | BIOMERIEUX SA | GN00006645 | RSKB MELINDA | BANDUNG | JAWA BARAT | BANDUNG | MAIN UNIT | EMP | - |  | 8 April 2014 |  | - |  | - |  | ACTIVE
IVD5202486 | 99088 | MINI VIDAS | DIAGNOSTIC 1 | BIOMERIEUX SA | GN00001011 | RS MATA JKT EYE CENTRE | JAKARTA-1 | DKI JAKARTA | JAKARTA PUSAT | MAIN UNIT | EMP | - |  | 15 January 2014 |  | - |  | - |  | ACTIVE
IVD5202487 | 99088 | MINI VIDAS | DIAGNOSTIC 1 | BIOMERIEUX SA | GN00006705 | RSU KARTINI | KUPANG | NUSA TENGGARA TIMUR | KUPANG | MAIN UNIT | EMP | - |  | 3 June 2023 |  | - |  | 16 October 2023 | ANDI ISMAIL - SPV TSE TIMUR | ACTIVE
IVD5202488 | 99088 | MINI VIDAS | DIAGNOSTIC 1 | BIOMERIEUX SA | GN00002985 | WORKSHOOP CSM PUSAT | PUSAT | DKI JAKARTA | JAKARTA TIMUR | MAIN UNIT | EMP | 5 May 2020 | SUKMA WIJAYA - TSE | 12 July 2017 |  | 5 May 2020 | SUKMA WIJAYA - TSE | - |  | ACTIVE
IVD5202489 | 99088 | MINI VIDAS | DIAGNOSTIC 1 | BIOMERIEUX SA | GN19120011 | RSUD BINTAN | BATAM | KEPULAUAN RIAU | BATAM | MAIN UNIT | EMP | - |  | 22 October 2021 | RUDI SETIAWAN - TSE | - |  | 22 October 2021 | RUDI SETIAWAN - TSE | ACTIVE
IVD5202490 | 99088 | MINI VIDAS | DIAGNOSTIC 1 | BIOMERIEUX SA | GN25090006 | LAB PRAMITA LAMPUNG | BANDAR LAMPUNG | ACEH | BANDAR LAMPUNG | MAIN UNIT | EMP | 27 August 2014 | INDRA BUDI GUNAWAN | 4 August 2023 |  | 27 August 2014 | INDRA BUDI GUNAWAN | 22 September 2025 | SAHID DERMAWAN - SPV TSE BARAT | ACTIVE
IVD5202491 | 99088 | MINI VIDAS | DIAGNOSTIC 1 | BIOMERIEUX SA | GN00000529 | RSUD RA KARTINI | SEMARANG | JAWA TENGAH | JEPARA | MAIN UNIT | EMP | - |  | 22 January 2024 |  | - |  | 22 February 2024 | ANDI ISMAIL - SPV TSE TIMUR | ACTIVE
IVD5202492 | 99088 | MINI VIDAS | DIAGNOSTIC 1 | BIOMERIEUX SA | GN00001409 | RSU PROF DR W Z JOHANES | KUPANG | NUSA TENGGARA TIMUR | KUPANG | MAIN UNIT | EMP | - |  | 26 April 2014 |  | - |  | - |  | ACTIVE
IVD5202493 | 99088 | MINI VIDAS | DIAGNOSTIC 1 | BIOMERIEUX SA | GN00000025 | RS BUDI KEMULIAAN BATAM | BATAM | KEPULAUAN RIAU | BATAM | MAIN UNIT | EMP | 22 August 2014 | CORD - CORE BALIKPAPAN | 10 October 2023 |  | 22 August 2014 | CORD - CORE BALIKPAPAN | 16 October 2023 | SAHID DERMAWAN - SPV TSE BARAT | ACTIVE
IVD5202494 | 99088 | MINI VIDAS | DIAGNOSTIC 1 | BIOMERIEUX SA | GN00002302 | LAB THAMRIN BINJAI | MEDAN | SUMATERA UTARA | BINJAI | MAIN UNIT | EMP | 18 August 2014 |  | 26 March 2014 |  | 18 August 2014 |  | - |  | ACTIVE
IVD5202495 | 99088 | MINI VIDAS | DIAGNOSTIC 1 | BIOMERIEUX SA | GN00003001 | PT. ENSEVAL MEDIKA PRIMA - HO | PUSAT | DKI JAKARTA | JAKARTA TIMUR | MAIN UNIT | EMP | 1 February 1990 | ARBIANSYAH - TSE | 6 May 2014 |  | 1 February 1990 | ARBIANSYAH - TSE | 30 August 2021 | AZLI YUDHA - TSE | ACTIVE
IVD5202496 | 99088 | MINI VIDAS | DIAGNOSTIC 1 | BIOMERIEUX SA | GN00002985 | WORKSHOOP CSM PUSAT | PUSAT | DKI JAKARTA | JAKARTA TIMUR | MAIN UNIT | EMP | 1 February 1990 | LEONARDUS ADI | 25 April 2022 | RAFLY A CHALID - TSE | 1 February 1990 | LEONARDUS ADI | 9 September 2025 | SAHID DERMAWAN - SPV TSE BARAT | ACTIVE
IVD5202498 | 99088 | MINI VIDAS | DIAGNOSTIC 1 | BIOMERIEUX SA | GN25080011 | KLINIK UTAMA DANISA | MEDAN | SUMATERA UTARA | MEDAN | MAIN UNIT | EMP | - |  | 22 June 2022 | AZLI YUDHA - TSE | - |  | 25 August 2025 | SAHID DERMAWAN - SPV TSE BARAT | ACTIVE
IVD5202500 | 99088 | MINI VIDAS | DIAGNOSTIC 1 | BIOMERIEUX SA | GN00003838 | RS PETRO GRAHA MEDIKA | SURABAYA-2 | JAWA TIMUR | SURABAYA | MAIN UNIT | EMP | 30 November 2016 | ANDI ISMAIL - SPV TSE TIMUR | 14 April 2021 | GANDHI YANRANGGA | 30 November 2016 | ANDI ISMAIL - SPV TSE TIMUR | 14 April 2021 | GANDHI YANRANGGA | ACTIVE
IVD5202501 | 99088 | MINI VIDAS | DIAGNOSTIC 1 | BIOMERIEUX SA | GN00002985 | WORKSHOOP CSM PUSAT | PUSAT | DKI JAKARTA | JAKARTA TIMUR | MAIN UNIT | EMP | 28 January 2020 | SUKMA WIJAYA - TSE | 27 July 2024 |  | 28 January 2020 | SUKMA WIJAYA - TSE | 6 March 2025 | SAHID DERMAWAN - SPV TSE BARAT | ACTIVE
IVD5202502 | 99088 | MINI VIDAS | DIAGNOSTIC 1 | BIOMERIEUX SA | GN00007520 | LAB CITO - JAYAPURA | JAYAPURA | PAPUA | JAYAPURA | MAIN UNIT | EMP | - |  | 4 September 2014 |  | - |  | - |  | ACTIVE
IVD5202503 | 99088 | MINI VIDAS | DIAGNOSTIC 1 | BIOMERIEUX SA | GN00001875 | FAK KEDOKTERAN UGM | YOGYAKARTA | YOGYAKARTA | YOGYAKARTA | MAIN UNIT | EMP | - |  | 14 December 2016 |  | - |  | - |  | ACTIVE
IVD5202504 | 99088 | MINI VIDAS | DIAGNOSTIC 1 | BIOMERIEUX SA | GN00000858 | RS IBNU SINA | MAKASSAR | SULAWESI SELATAN | MAKASSAR | MAIN UNIT | EMP | - |  | 25 April 2014 |  | - |  | - |  | ACTIVE
IVD5202505 | 99088 | MINI VIDAS | DIAGNOSTIC 1 | BIOMERIEUX SA | GN20040006 | Parahita Diagnostic Center - Semarang | SEMARANG | JAWA TENGAH | SEMARANG | MAIN UNIT | EMP | - |  | 25 August 2025 |  | - |  | 11 September 2025 | SAHID DERMAWAN - SPV TSE BARAT | ACTIVE
IVD5202507 | 99088 | MINI VIDAS | DIAGNOSTIC 1 | BIOMERIEUX SA | GN19090027 | Ratnalisa Laboratorium Klinik dan Patologi Anatomi | BOGOR | JAWA BARAT | BOGOR | MAIN UNIT | EMP | 10 September 2019 |  | 1 January 2014 |  | 10 September 2019 |  | - |  | ACTIVE
IVD5202508 | 99088 | MINI VIDAS | DIAGNOSTIC 1 | BIOMERIEUX SA | GN00002464 | RSUD DR HARJONO S PONOROGO | KEDIRI | JAWA TIMUR | PONOROGO | MAIN UNIT | EMP | - |  | 31 August 2023 |  | - |  | 24 February 2025 | SAHID DERMAWAN - SPV TSE BARAT | ACTIVE
IVD5202509 | 99088 | MINI VIDAS | DIAGNOSTIC 1 | BIOMERIEUX SA | GN24050003 | LABKESDA LAMPUNG TIMUR | BANDAR LAMPUNG | ACEH | BANDAR LAMPUNG | MAIN UNIT | EMP | 9 February 2018 | LEONARDUS ADI | 13 May 2024 |  | 9 February 2018 | LEONARDUS ADI | 13 May 2024 | SAHID DERMAWAN - SPV TSE BARAT | ACTIVE
IVD5202525 | 99088 | MINI VIDAS | DIAGNOSTIC 1 | BIOMERIEUX SA | GN00003738 | RS ISLAM KENDAL | SEMARANG | JAWA TENGAH | KENDAL | MAIN UNIT | EMP | - |  | 26 April 2018 |  | - |  | - |  | ACTIVE
IVD5202526 | 99088 | MINI VIDAS | DIAGNOSTIC 1 | BIOMERIEUX SA | GN00001724 | BLK PALANGKARAYA | BANJARMASIN | KALIMANTAN TENGAH | PALANGKA RAYA | MAIN UNIT | CUSTOMER | 21 August 2014 | GANDHI YANRANGGA | 21 August 2014 |  | 21 August 2014 | GANDHI YANRANGGA | 14 January 2025 | SAHID DERMAWAN - SPV TSE BARAT | ACTIVE
IVD5202528 | 99088 | MINI VIDAS | DIAGNOSTIC 1 | BIOMERIEUX SA | GN00007797 | RS Columbia Asia - Pulomas Jakarta | JAKARTA-1 | DKI JAKARTA | JAKARTA TIMUR | MAIN UNIT | EMP | - |  | 11 June 2020 |  | - |  | 22 January 2025 | SAHID DERMAWAN - SPV TSE BARAT | ACTIVE
IVD5202532 | 99088 | MINI VIDAS | DIAGNOSTIC 1 | BIOMERIEUX SA | GN00005611 | RS Columbia Asia - Semarang | SEMARANG | JAWA TENGAH | SEMARANG | MAIN UNIT | EMP | - |  | 20 July 2014 |  | - |  | - |  | ACTIVE
IVD5202561 | 99088 | MINI VIDAS | DIAGNOSTIC 1 | BIOMERIEUX SA | GN20020080 | Klinik Cahaya Cahaya Saga | MAKASSAR | SULAWESI SELATAN | AMBON | MAIN UNIT | EMP | - |  | 2 June 2014 |  | - |  | - |  | ACTIVE
IVD5202566 | 99088 | MINI VIDAS | DIAGNOSTIC 1 | BIOMERIEUX SA | GN00001698 | LAB SIMA KEDIRI | KEDIRI | JAWA TIMUR | KEDIRI | MAIN UNIT | EMP | - |  | 17 June 2014 |  | - |  | - |  | ACTIVE
IVD5202570 | 99088 | MINI VIDAS | DIAGNOSTIC 1 | BIOMERIEUX SA | GN00000786 | RS PENDIDIKAN UNHAS | MAKASSAR | SULAWESI SELATAN | MAKASSAR | MAIN UNIT | EMP | - |  | 11 August 2014 |  | - |  | 14 January 2025 | SAHID DERMAWAN - SPV TSE BARAT | ACTIVE
IVD5202571 | 99088 | MINI VIDAS | DIAGNOSTIC 1 | BIOMERIEUX SA | GN00000580 | PRODIA (SALATIGA) | SEMARANG | JAWA TENGAH | SALATIGA | MAIN UNIT | EMP | - |  | 1 January 2014 |  | - |  | - |  | ACTIVE
IVD5203424 | 99088 | MINI VIDAS | DIAGNOSTIC 1 | BIOMERIEUX SA | GN00001069 | RSUD LEUWILIANG | BOGOR | JAWA BARAT | BOGOR | MAIN UNIT | CUSTOMER | - |  | 1 January 2014 |  | - |  | - |  | ACTIVE
IVD5203983 | 99088 | MINI VIDAS | DIAGNOSTIC 1 | BIOMERIEUX SA | GN00008010 | UPTD BP4 LUBUK ALUNG ( RS PARU SUMATERA BARAT ) | PADANG | SUMATERA BARAT | PADANG | MAIN UNIT | CUSTOMER | - |  | 1 January 2013 |  | - |  | - |  | ACTIVE
IVD5203991 | 99088 | MINI VIDAS | DIAGNOSTIC 1 | BIOMERIEUX SA | GN00006965 | RSUD MUARA ENIM (RSUD DR MOH RABBAIN) | PALEMBANG | SUMATERA SELATAN | PALEMBANG | MAIN UNIT | EMP | - |  | 1 March 2015 |  | - |  | - |  | ACTIVE
IVD5204055 | 99088 | MINI VIDAS | DIAGNOSTIC 1 | BIOMERIEUX SA | GN17040015 | LAB KLINIK MAXIMA PALU | PALU | SULAWESI TENGAH | PALU | MAIN UNIT | EMP | 7 September 2017 | TRIYONO - TSE AREA BARAT | 7 September 2017 |  | 7 September 2017 | TRIYONO - TSE AREA BARAT | - |  | ACTIVE
IVD5204109 | 99088 | MINI VIDAS | DIAGNOSTIC 1 | BIOMERIEUX SA | GN21110007 | RS MURNI TEGUH | DENPASAR | BALI | DENPASAR | MAIN UNIT | EMP | - |  | 17 January 2022 | I KADEK - TSE | - |  | 17 January 2022 | I KADEK - TSE | ACTIVE
IVD5204111 | 99088 | MINI VIDAS | DIAGNOSTIC 1 | BIOMERIEUX SA | GN00001596 | LABKES BANJARMASIN | BANJARMASIN | KALIMANTAN TENGAH | BANJARMASIN | MAIN UNIT | CUSTOMER | - |  | 21 July 2014 |  | - |  | - |  | ACTIVE
IVD5204114 | 99088 | MINI VIDAS | DIAGNOSTIC 1 | BIOMERIEUX SA | GN00002712 | LAB PRIMA | SURABAYA-2 | JAWA TIMUR | SURABAYA | MAIN UNIT | EMP | - |  | 5 November 2018 |  | - |  | - |  | ACTIVE
IVD5204115 | 99088 | MINI VIDAS | DIAGNOSTIC 1 | BIOMERIEUX SA | GN00002985 | WORKSHOOP CSM PUSAT | PUSAT | DKI JAKARTA | JAKARTA TIMUR | MAIN UNIT | EMP | - |  | 1 June 2024 | SELAMAT SIPAHUTAR - TSE | - |  | 20 November 2024 | SAHID DERMAWAN - SPV TSE BARAT | ACTIVE
IVD5204162 | 99088 | MINI VIDAS | DIAGNOSTIC 1 | BIOMERIEUX SA | GN00001320 | RSUD MANGUSADA BADUNG | DENPASAR | BALI | BADUNG | MAIN UNIT | CUSTOMER | - |  | 22 September 2014 |  | - |  | - |  | ACTIVE
IVD5204166 | 99088 | MINI VIDAS | DIAGNOSTIC 1 | BIOMERIEUX SA | GN00004577 | RSU BETHESDA LEMPUYANGWANGI | YOGYAKARTA | YOGYAKARTA | YOGYAKARTA | MAIN UNIT | EMP | 17 April 2020 | DIAN FEBRIYANA - TSE | 12 August 2025 |  | 17 April 2020 | DIAN FEBRIYANA - TSE | 11 September 2025 | SAHID DERMAWAN - SPV TSE BARAT | ACTIVE
IVD5204170 | 99088 | MINI VIDAS | DIAGNOSTIC 1 | BIOMERIEUX SA | GN00002457 | RSU PARE | KEDIRI | JAWA TIMUR | KEDIRI | MAIN UNIT | CUSTOMER | - |  | 2 September 2014 |  | - |  | - |  | ACTIVE
IVD5204172 | 99088 | MINI VIDAS | DIAGNOSTIC 1 | BIOMERIEUX SA | GN00001166 | RSUD.45 KUNINGAN | CIREBON | JAWA BARAT | KUNINGAN | MAIN UNIT | EMP | 30 January 2020 | SUKMA WIJAYA - TSE | 12 May 2015 |  | 30 January 2020 | SUKMA WIJAYA - TSE | - |  | ACTIVE
IVD5204189 | 99088 | MINI VIDAS | DIAGNOSTIC 1 | BIOMERIEUX SA | GN18110014 | RUMAH SAKIT UII - BANTUL | YOGYAKARTA | YOGYAKARTA | BANTUL | MAIN UNIT | EMP | 13 March 2020 | DIAN FEBRIYANA - TSE | 8 June 2020 | DIAN FEBRIYANA - TSE | 13 March 2020 | DIAN FEBRIYANA - TSE | 8 June 2020 | DIAN FEBRIYANA - TSE | ACTIVE
IVD5204191 | 99088 | MINI VIDAS | DIAGNOSTIC 1 | BIOMERIEUX SA | GN00000855 | RS STELLA MARIS | MAKASSAR | SULAWESI SELATAN | MAKASSAR | MAIN UNIT | EMP | - |  | 4 November 2014 |  | - |  | - |  | ACTIVE
IVD5204192 | 99088 | MINI VIDAS | DIAGNOSTIC 1 | BIOMERIEUX SA | GN00002496 | RS PKU MUHAMMADIYAH YOGYA (UNIT I) | YOGYAKARTA | YOGYAKARTA | YOGYAKARTA | MAIN UNIT | EMP | - |  | 13 April 2015 |  | - |  | - |  | ACTIVE
IVD5204193 | 99088 | MINI VIDAS | DIAGNOSTIC 1 | BIOMERIEUX SA | GN00001885 | LAB PRAMITA | YOGYAKARTA | YOGYAKARTA | YOGYAKARTA | MAIN UNIT | EMP | - |  | 10 September 2014 |  | - |  | - |  | ACTIVE
IVD5204195 | 99088 | MINI VIDAS | DIAGNOSTIC 1 | BIOMERIEUX SA | GN00006611 | RS RUMAH INDONESIA SEHAT (RIS) | TANGERANG | BANTEN | TANGERANG | MAIN UNIT | CUSTOMER | 30 January 2018 | TRIYONO - TSE AREA BARAT | 4 May 2017 |  | 30 January 2018 | TRIYONO - TSE AREA BARAT | - |  | ACTIVE
IVD5204196 | 99088 | MINI VIDAS | DIAGNOSTIC 1 | BIOMERIEUX SA | GN00002560 | RSKIA Sadewa | YOGYAKARTA | YOGYAKARTA | SLEMAN | MAIN UNIT | EMP | - |  | 12 September 2018 |  | - |  | - |  | ACTIVE
IVD5204197 | 99088 | MINI VIDAS | DIAGNOSTIC 1 | BIOMERIEUX SA | GN00008292 | PT POPULER SARANA MEDIKA | SURABAYA-1 | JAWA TIMUR |  | MAIN UNIT | EMP | - |  | 1 January 1900 |  | - |  | - |  | ACTIVE
IVD5204203 | 99088 | MINI VIDAS | DIAGNOSTIC 1 | BIOMERIEUX SA | GN00001266 | RS Gotong Royong | SURABAYA-1 | JAWA TIMUR |  | MAIN UNIT | EMP | - |  | 10 November 2020 | YUNAN ARIMUNTIAN - TSE | - |  | 31 December 2020 | PHILIP LAKRISNA - TSE | ACTIVE
IVD5204907 | 99088 | MINI VIDAS | DIAGNOSTIC 1 | BIOMERIEUX SA | GN00006497 | RSUD PROVINSI BANTEN | TANGERANG | BANTEN | SERANG | MAIN UNIT | CUSTOMER | - |  | 29 September 2014 |  | - |  | - |  | ACTIVE
IVD5204922 | 99088 | MINI VIDAS | DIAGNOSTIC 1 | BIOMERIEUX SA | GN00002455 | RSUD DJOJONEGORO TEMANGGUNG | YOGYAKARTA | YOGYAKARTA | TEMANGGUNG | MAIN UNIT | CUSTOMER | - |  | 14 October 2014 |  | - |  | - |  | ACTIVE
IVD5204945 | 99088 | MINI VIDAS | DIAGNOSTIC 1 | BIOMERIEUX SA | GN00002840 | RS JAKARTA | JAKARTA-1 | DKI JAKARTA | JAKARTA SELATAN | MAIN UNIT | EMP | - |  | 11 August 2014 |  | - |  | - |  | ACTIVE
IVD5204947 | 99088 | MINI VIDAS | DIAGNOSTIC 1 | BIOMERIEUX SA | GN00000040 | RSUD TOBOALI BANGKA SELATAN | PANGKAL PINANG | KEPULAUAN BANGKA BELITUNG | BANGKA SELATAN | MAIN UNIT | CUSTOMER | - |  | 3 November 2014 |  | - |  | - |  | ACTIVE
IVD5204952 | 99088 | MINI VIDAS | DIAGNOSTIC 1 | BIOMERIEUX SA | GN00007235 | RSUD SIJUNJUNG | PADANG | SUMATERA BARAT | SIJUNJUNG | MAIN UNIT | CUSTOMER | - |  | 30 October 2014 |  | - |  | - |  | ACTIVE
IVD5204954 | 99088 | MINI VIDAS | DIAGNOSTIC 1 | BIOMERIEUX SA | GN00002985 | WORKSHOOP CSM PUSAT | PUSAT | DKI JAKARTA | JAKARTA TIMUR | MAIN UNIT | EMP | - |  | 15 June 2020 | AZLI YUDHA - TSE | - |  | 11 August 2025 | SAHID DERMAWAN - SPV TSE BARAT | ACTIVE
IVD5204957 | 99088 | MINI VIDAS | DIAGNOSTIC 1 | BIOMERIEUX SA | GN00001139 | RSUD BALARAJA | TANGERANG | BANTEN | TANGERANG | MAIN UNIT | CUSTOMER | - |  | 29 September 2014 |  | - |  | - |  | ACTIVE
IVD5204958 | 99088 | MINI VIDAS | DIAGNOSTIC 1 | BIOMERIEUX SA | GN00000658 | RSUD DR DORIS SYLVANUS | BANJARMASIN | KALIMANTAN TENGAH | PALANGKA RAYA | MAIN UNIT | CUSTOMER | - |  | 4 November 1905 |  | - |  | - |  | ACTIVE
IVD5204959 | 99088 | MINI VIDAS | DIAGNOSTIC 1 | BIOMERIEUX SA | GN00000680 | RSUD INCHE ABDOEL MOEIS | SAMARINDA | KALIMANTAN TIMUR | SAMARINDA | MAIN UNIT | CUSTOMER | - |  | 5 November 2014 |  | - |  | - |  | ACTIVE
IVD5204960 | 99088 | MINI VIDAS | DIAGNOSTIC 1 | BIOMERIEUX SA | GN19020018 | RS MITRA KELUARGA BINTARO | JAKARTA-2 | DKI JAKARTA | TANGERANG SELATAN | MAIN UNIT | EMP | - |  | 12 November 2014 |  | - |  | - |  | ACTIVE
IVD5204962 | 99088 | MINI VIDAS | DIAGNOSTIC 1 | BIOMERIEUX SA | GN00000675 | RSUD TARAKAN | SAMARINDA | KALIMANTAN TIMUR | SAMARINDA | MAIN UNIT | EMP | - |  | 15 December 2014 |  | - |  | - |  | ACTIVE
IVD5204964 | 99088 | MINI VIDAS | DIAGNOSTIC 1 | BIOMERIEUX SA | GN18090010 | Laboratorium Tanjung | MALANG | JAWA TIMUR | MALANG | MAIN UNIT | EMP | - |  | 24 November 2014 |  | - |  | - |  | ACTIVE
IVD5204965 | 99088 | MINI VIDAS | DIAGNOSTIC 1 | BIOMERIEUX SA | GN00011638 | LAB.PATRA MEDICA | SEMARANG | JAWA TENGAH | SEMARANG | MAIN UNIT | EMP | 26 February 2020 | LEO LANANG SIGIT - TSE CP | 14 July 2022 | ANDRIAS NUGROHO - TSE | 26 February 2020 | LEO LANANG SIGIT - TSE CP | 18 July 2022 | MUNADI - TSE | ACTIVE
IVD5204966 | 99088 | MINI VIDAS | DIAGNOSTIC 1 | BIOMERIEUX SA | GN00001083 | RS KANKER DHARMAIS | JAKARTA-2 | DKI JAKARTA | JAKARTA BARAT | MAIN UNIT | EMP | - |  | 14 November 2014 |  | - |  | - |  | ACTIVE
IVD5204967 | 99088 | MINI VIDAS | DIAGNOSTIC 1 | BIOMERIEUX SA | GN00000631 | RSUD H BADARUDDIN | BANJARMASIN | KALIMANTAN SELATAN | BANJARMASIN | MAIN UNIT | CUSTOMER | - |  | 6 December 2014 |  | - |  | - |  | ACTIVE
IVD5204968 | 99088 | MINI VIDAS | DIAGNOSTIC 1 | BIOMERIEUX SA | GN00000162 | RS SANTA THERESIA | JAMBI | JAMBI | JAMBI | MAIN UNIT | EMP | 5 January 2015 | ARBIANSYAH - TSE | 2 March 2023 |  | 5 January 2015 | ARBIANSYAH - TSE | 20 October 2023 | SAHID DERMAWAN - SPV TSE BARAT | ACTIVE
IVD5204971 | 99088 | MINI VIDAS | DIAGNOSTIC 1 | BIOMERIEUX SA | GN00002473 | RSU DR SOEROTO NGAWI | KEDIRI | JAWA TIMUR | NGAWI | MAIN UNIT | CUSTOMER | - |  | 1 December 2014 |  | - |  | - |  | ACTIVE
IVD5204972 | 99088 | MINI VIDAS | DIAGNOSTIC 1 | BIOMERIEUX SA | GN00001906 | RSUD KAB SLEMAN | YOGYAKARTA | YOGYAKARTA | YOGYAKARTA | MAIN UNIT | CUSTOMER | - |  | 29 November 2014 |  | - |  | - |  | ACTIVE
IVD5204973 | 99088 | MINI VIDAS | DIAGNOSTIC 1 | BIOMERIEUX SA | GN00000588 | PRODIA (KUDUS) | SEMARANG | JAWA TENGAH | KUDUS | MAIN UNIT | EMP | - |  | 17 February 2015 |  | - |  | - |  | ACTIVE
IVD5204974 | 99088 | MINI VIDAS | DIAGNOSTIC 1 | BIOMERIEUX SA | GN00008397 | RS TK II DR. SOEPRAOEN | MALANG | JAWA TIMUR | MALANG | MAIN UNIT | CUSTOMER | - |  | 23 February 2015 |  | - |  | - |  | ACTIVE
IVD5205911 | 99088 | MINI VIDAS | DIAGNOSTIC 1 | BIOMERIEUX SA | GN00001334 | RSUD Sanjiwani Gianyar | DENPASAR | BALI |  | MAIN UNIT | EMP | 8 March 2015 | ARI PURWANTO | 14 June 2021 | I KADEK - TSE | 8 March 2015 | ARI PURWANTO | 14 June 2021 | I KADEK - TSE | ACTIVE
IVD5205914 | 99088 | MINI VIDAS | DIAGNOSTIC 1 | BIOMERIEUX SA | GN00001908 | RSUD PANEMBAHAN SENOPATI | YOGYAKARTA | YOGYAKARTA | YOGYAKARTA | MAIN UNIT | EMP | 17 April 2020 | DIAN FEBRIYANA - TSE | 6 April 2015 |  | 17 April 2020 | DIAN FEBRIYANA - TSE | - |  | ACTIVE
IVD5205920 | 99088 | MINI VIDAS | DIAGNOSTIC 1 | BIOMERIEUX SA | GN00002289 | LAB GATOT SUBROTO PUSAT | MEDAN | SUMATERA UTARA | MEDAN | MAIN UNIT | EMP | - |  | 26 March 2015 |  | - |  | - |  | ACTIVE
IVD5205921 | 99088 | MINI VIDAS | DIAGNOSTIC 1 | BIOMERIEUX SA | GN00011488 | RS Panti Rahayu | YOGYAKARTA | YOGYAKARTA | YOGYAKARTA | MAIN UNIT | EMP | - |  | 10 May 2016 |  | - |  | - |  | ACTIVE
IVD5205925 | 99088 | MINI VIDAS | DIAGNOSTIC 1 | BIOMERIEUX SA | GN00003749 | RSUD KARANGASEM | DENPASAR | BALI | DENPASAR | MAIN UNIT | EMP | - |  | 16 July 2022 | I KADEK - TSE | - |  | 16 July 2022 | I KADEK - TSE | ACTIVE
IVD5205928 | 99088 | MINI VIDAS | DIAGNOSTIC 1 | BIOMERIEUX SA | GN00008558 | LABORATORIUM KLINIK PRAMITA | BALIKPAPAN | KALIMANTAN TIMUR | BALIKPAPAN | MAIN UNIT | EMP | - |  | 27 April 2015 |  | - |  | - |  | ACTIVE
IVD5205929 | 99088 | MINI VIDAS | DIAGNOSTIC 1 | BIOMERIEUX SA | GN00010915 | RS ISLAM SAKINAH | JEMBER | JAWA TIMUR | MOJOKERTO | MAIN UNIT | EMP | - |  | 22 July 2022 | PHILIP LAKRISNA - TSE | - |  | 20 September 2024 | SAHID DERMAWAN - SPV TSE BARAT | ACTIVE
IVD5205930 | 99088 | MINI VIDAS | DIAGNOSTIC 1 | BIOMERIEUX SA | GN00008620 | LAB KLINIK BIO MEDIKA ( LABORATORIUM BIOMEDIKA ) | DENPASAR | BALI | DENPASAR | MAIN UNIT | EMP | - |  | 23 April 2015 |  | - |  | - |  | ACTIVE
IVD5205932 | 99088 | MINI VIDAS | DIAGNOSTIC 1 | BIOMERIEUX SA | GN00001005 | RS ANANDA | BEKASI | JAWA BARAT | BEKASI | MAIN UNIT | EMP | - |  | 1 January 1900 |  | - |  | - |  | ACTIVE
IVD5205934 | 99088 | MINI VIDAS | DIAGNOSTIC 1 | BIOMERIEUX SA | GN00008657 | LAB. PARAHITA BANYUWANGI | JEMBER | JAWA TIMUR | JEMBER | MAIN UNIT | EMP | - |  | 21 May 2015 |  | - |  | - |  | ACTIVE
IVD5205935 | 99088 | MINI VIDAS | DIAGNOSTIC 1 | BIOMERIEUX SA | GN00008616 | LAB KLINIK UTAMA | PURWOKERTO | JAWA TENGAH | PURWOKERTO | MAIN UNIT | EMP | - |  | 27 April 2015 |  | - |  | - |  | ACTIVE
IVD5205936 | 99088 | MINI VIDAS | DIAGNOSTIC 1 | BIOMERIEUX SA | GN00006763 | RS ANWAR MEDIKA | SURABAYA-2 | JAWA TIMUR | SURABAYA | MAIN UNIT | EMP | - |  | 7 April 2016 |  | - |  | 29 September 2025 | SAHID DERMAWAN - SPV TSE BARAT | ACTIVE
IVD5205937 | 99088 | MINI VIDAS | DIAGNOSTIC 1 | BIOMERIEUX SA | GN00002784 | RS PENDIDIKAN UNAIR KAMPUS C | SURABAYA-2 | JAWA TIMUR | SURABAYA | MAIN UNIT | EMP | - |  | 28 May 2015 |  | - |  | - |  | ACTIVE
IVD5205938 | 99088 | MINI VIDAS | DIAGNOSTIC 1 | BIOMERIEUX SA | GN00000529 | RSUD RA KARTINI | SEMARANG | JAWA TENGAH | JEPARA | MAIN UNIT | CUSTOMER | - |  | 28 April 2015 |  | - |  | - |  | ACTIVE
IVD5205939 | 99088 | MINI VIDAS | DIAGNOSTIC 1 | BIOMERIEUX SA | GN00003370 | RS RISA SENTRA MEDIKA - MATARAM | MATARAM | NUSA TENGGARA BARAT | MATARAM | MAIN UNIT | EMP | - |  | 4 April 2016 |  | - |  | - |  | ACTIVE
IVD5205940 | 99088 | MINI VIDAS | DIAGNOSTIC 1 | BIOMERIEUX SA | GN00005804 | RS AWAL BROS PANAM | PEKAN BARU | RIAU | PEKANBARU | MAIN UNIT | EMP | - |  | 5 June 2015 |  | - |  | 14 January 2025 | SAHID DERMAWAN - SPV TSE BARAT | ACTIVE
IVD5205941 | 99088 | MINI VIDAS | DIAGNOSTIC 1 | BIOMERIEUX SA | GN00002027 | RSUD TJITROWARDOJO Purworejo | YOGYAKARTA | YOGYAKARTA |  | MAIN UNIT | EMP | - |  | 29 December 2017 |  | - |  | - |  | ACTIVE
IVD5205942 | 99088 | MINI VIDAS | DIAGNOSTIC 1 | BIOMERIEUX SA | GN00003165 | LABKESDA TANA GROGOT-BALIKPAPAN | BALIKPAPAN | KALIMANTAN TIMUR | BALIKPAPAN | MAIN UNIT | CUSTOMER | - |  | 24 June 2015 |  | - |  | - |  | ACTIVE
IVD5205943 | 99088 | MINI VIDAS | DIAGNOSTIC 1 | BIOMERIEUX SA | GN00002528 | RS ISLAM YOGYAKARTA PDHI | YOGYAKARTA | YOGYAKARTA | YOGYAKARTA | MAIN UNIT | EMP | - |  | 5 May 2015 |  | - |  | - |  | ACTIVE
IVD5205944 | 99088 | MINI VIDAS | DIAGNOSTIC 1 | BIOMERIEUX SA | GN00000099 | RSUD M YUNUS | BENGKULU | BENGKULU | BENGKULU | MAIN UNIT | EMP | 15 May 2017 | FARIDA ADELINA | 3 May 2017 |  | 15 May 2017 | FARIDA ADELINA | - |  | ACTIVE
IVD5205945 | 99088 | MINI VIDAS | DIAGNOSTIC 1 | BIOMERIEUX SA | GN20100015 | LABORATORIUM DIAGNOS CIPUTAT | DEPOK | JAWA BARAT | DEPOK | MAIN UNIT | EMP | - |  | 6 March 2021 | IBNUL AZIZ - TSE | - |  | 6 March 2021 | IBNUL AZIZ - TSE | ACTIVE
IVD5205947 | 99088 | MINI VIDAS | DIAGNOSTIC 1 | BIOMERIEUX SA | GN00001971 | RS MITRA KELUARGA BEKASI BARAT | BEKASI | JAWA BARAT | BEKASI | MAIN UNIT | EMP | 6 February 2020 | GATOT SURYA ADIPUTRA - TSE | 6 February 2020 |  | 6 February 2020 | GATOT SURYA ADIPUTRA - TSE | - |  | ACTIVE
IVD5205948 | 99088 | MINI VIDAS | DIAGNOSTIC 1 | BIOMERIEUX SA | GN00001674 | RSUD SORONG | JAYAPURA | PAPUA | SORONG | MAIN UNIT | CUSTOMER | - |  | 29 June 2015 |  | - |  | - |  | ACTIVE
IVD5205949 | 99088 | MINI VIDAS | DIAGNOSTIC 1 | BIOMERIEUX SA | GN00008554 | Lab. Pramita Madiun | KEDIRI | JAWA TIMUR |  | MAIN UNIT | EMP | - |  | 27 August 2015 |  | - |  | - |  | ACTIVE
IVD5205951 | 99088 | MINI VIDAS | DIAGNOSTIC 1 | BIOMERIEUX SA | GN00001387 | RSUD JOMBANG | SURABAYA-1 | JAWA TIMUR | JOMBANG | MAIN UNIT | CUSTOMER | - |  | 9 June 2015 |  | - |  | - |  | ACTIVE
IVD5205952 | 99088 | MINI VIDAS | DIAGNOSTIC 1 | BIOMERIEUX SA | GN00000003 | RSUD KAB BEKASI | BEKASI | JAWA BARAT | BEKASI | MAIN UNIT | EMP | - |  | 4 November 2025 |  | - |  | 13 November 2025 | SAHID DERMAWAN - SPV TSE BARAT | ACTIVE
IVD5205953 | 99088 | MINI VIDAS | DIAGNOSTIC 1 | BIOMERIEUX SA | GN00003169 | RSUD DR. WAHIDIN SUDIRO HUSODO MOJOKERTO | SURABAYA-2 | JAWA TIMUR | MOJOKERTO | MAIN UNIT | CUSTOMER | - |  | 20 June 2015 |  | - |  | - |  | ACTIVE
IVD5205954 | 99088 | MINI VIDAS | DIAGNOSTIC 1 | BIOMERIEUX SA | GN00001773 | BALAI BESAR KESEHATAN PARU MASYARAKAT | BANDUNG | JAWA BARAT | BANDUNG | MAIN UNIT | CUSTOMER | 13 March 2020 | SUKMA WIJAYA - TSE | 14 July 2015 |  | 13 March 2020 | SUKMA WIJAYA - TSE | - |  | ACTIVE
IVD5205956 | 99088 | MINI VIDAS | DIAGNOSTIC 1 | BIOMERIEUX SA | GN00008805 | RS MITRA KELUARGA KALIDERES | JAKARTA-2 | DKI JAKARTA | JAKARTA BARAT | MAIN UNIT | EMP | - |  | 1 April 2021 | ADITIYA NOVANDRA - TSE | - |  | 1 April 2021 | ADITIYA NOVANDRA - TSE | ACTIVE
IVD5205957 | 99088 | MINI VIDAS | DIAGNOSTIC 1 | BIOMERIEUX SA | GN00000192 | RS JIWA TAMPAN | PEKAN BARU | RIAU | PEKANBARU | MAIN UNIT | CUSTOMER | - |  | 19 August 2015 |  | - |  | 14 January 2025 | SAHID DERMAWAN - SPV TSE BARAT | ACTIVE
IVD5206189 | 99088 | MINI VIDAS | DIAGNOSTIC 1 | BIOMERIEUX SA | GN18100016 | RS UNIVERSITAS ISLAM INDONESIA YOGYAKARTA | YOGYAKARTA | YOGYAKARTA | YOGYAKARTA | MAIN UNIT | EMP | 13 April 2016 | ZAINAL - KAO IMMUNOLOGI | 29 December 2015 |  | 13 April 2016 | ZAINAL - KAO IMMUNOLOGI | - |  | ACTIVE
IVD5206471 | 99088 | MINI VIDAS | DIAGNOSTIC 1 | BIOMERIEUX SA | GN00000755 | RSU UNDATA PALU | PALU | SULAWESI TENGAH | PALU | MAIN UNIT | EMP | - |  | 16 May 2016 |  | - |  | 14 January 2025 | SAHID DERMAWAN - SPV TSE BARAT | ACTIVE
IVD5206476 | 99088 | MINI VIDAS | DIAGNOSTIC 1 | BIOMERIEUX SA | GN00008221 | RSUD MIMIKA JAYAPURA | JAYAPURA | PAPUA | MIMIKA | MAIN UNIT | CUSTOMER | - |  | 17 May 2018 |  | - |  | - |  | ACTIVE
IVD5206477 | 99088 | MINI VIDAS | DIAGNOSTIC 1 | BIOMERIEUX SA | GN00000530 | RSUD RAA SOEWONDO PATI | SEMARANG | JAWA TENGAH | PATI | MAIN UNIT | CUSTOMER | - |  | 7 September 2017 |  | - |  | - |  | ACTIVE
IVD5206478 | 99088 | MINI VIDAS | DIAGNOSTIC 1 | BIOMERIEUX SA | GN20100014 | Rumah Sakit Mitra Keluarga - Pondok Candra | SURABAYA-1 | JAWA TIMUR | SURABAYA | MAIN UNIT | EMP | 21 March 2016 | IRWIN HADI SUTJAHJONO | 8 July 2021 | YUNAN ARIMUNTIAN - TSE | 21 March 2016 | IRWIN HADI SUTJAHJONO | 8 July 2021 | YUNAN ARIMUNTIAN - TSE | ACTIVE
IVD5206497 | 99088 | MINI VIDAS | DIAGNOSTIC 1 | BIOMERIEUX SA | GN00002419 | RS USU ( UNIVERSITAS SUMATERA UTARA ) | MEDAN | SUMATERA UTARA | MEDAN | MAIN UNIT | EMP | - |  | 27 August 2019 |  | - |  | - |  | ACTIVE
IVD5206500 | 99088 | MINI VIDAS | DIAGNOSTIC 1 | BIOMERIEUX SA | GN00011535 | LAB PRAMITA - AHMAD DAHLAN | PALEMBANG | SUMATERA SELATAN | PALEMBANG | MAIN UNIT | EMP | - |  | 25 August 2015 |  | - |  | - |  | ACTIVE
IVD5206509 | 99088 | MINI VIDAS | DIAGNOSTIC 1 | BIOMERIEUX SA | GN00001408 | RSU RUTENG - DR BEN MBOI | KUPANG | NUSA TENGGARA TIMUR | MANGGARAI | MAIN UNIT | CUSTOMER | - |  | 15 September 2015 |  | - |  | - |  | ACTIVE
IVD5206516 | 99088 | MINI VIDAS | DIAGNOSTIC 1 | BIOMERIEUX SA | GN00001905 | RSUD TIDAR KAB MAGELANG | YOGYAKARTA | YOGYAKARTA | YOGYAKARTA | MAIN UNIT | CUSTOMER | - |  | 2 October 2015 |  | - |  | - |  | ACTIVE
IVD5206517 | 99088 | MINI VIDAS | DIAGNOSTIC 1 | BIOMERIEUX SA | GN00006018 | RSUD GUNUNGJATI | CIREBON | JAWA BARAT | CIREBON | MAIN UNIT | CUSTOMER | - |  | 18 November 2015 |  | - |  | - |  | ACTIVE
IVD5206527 | 99088 | MINI VIDAS | DIAGNOSTIC 1 | BIOMERIEUX SA | GN00000599 | RSUD PEMANGKAT | PONTIANAK | KALIMANTAN BARAT | PONTIANAK | MAIN UNIT | CUSTOMER | - |  | 4 November 2015 |  | - |  | - |  | ACTIVE
IVD5206609 | 99088 | MINI VIDAS | DIAGNOSTIC 1 | BIOMERIEUX SA | GN00000222 | RSUD SELASIH RIAU | PEKAN BARU | RIAU | PANGKALAN KERINCI | MAIN UNIT | CUSTOMER | - |  | 11 November 2015 |  | - |  | - |  | ACTIVE
IVD5206615 | 99088 | MINI VIDAS | DIAGNOSTIC 1 | BIOMERIEUX SA | GN00002141 | LAB SIMA, MALANG | MALANG | JAWA TIMUR | MALANG | MAIN UNIT | EMP | - |  | 20 January 2016 |  | - |  | 14 January 2025 | SAHID DERMAWAN - SPV TSE BARAT | ACTIVE
IVD5206616 | 99088 | MINI VIDAS | DIAGNOSTIC 1 | BIOMERIEUX SA | GN00000021 | RSIA MUTIARA AINI | BATAM | KEPULAUAN RIAU | BATAM | MAIN UNIT | EMP | 1 October 2015 | YANDRI - MSS CORE | 2 May 2024 |  | 1 October 2015 | YANDRI - MSS CORE | 24 May 2024 | SAHID DERMAWAN - SPV TSE BARAT | ACTIVE
IVD5206637 | 99088 | MINI VIDAS | DIAGNOSTIC 1 | BIOMERIEUX SA | GN00000114 | RS PARU PROVINSI SUMSEL | PALEMBANG | SUMATERA SELATAN | PALEMBANG | MAIN UNIT | CUSTOMER | - |  | 8 December 2015 |  | - |  | - |  | ACTIVE
IVD5206638 | 99088 | MINI VIDAS | DIAGNOSTIC 1 | BIOMERIEUX SA | GN17030002 | RSUD DR. R SOEJONO SELONG | MATARAM | NUSA TENGGARA BARAT | MATARAM | MAIN UNIT | CUSTOMER | - |  | 3 May 2021 | I KADEK - TSE | - |  | 3 May 2021 | I KADEK - TSE | ACTIVE
IVD5206639 | 99088 | MINI VIDAS | DIAGNOSTIC 1 | BIOMERIEUX SA | GN00003010 | RSUD CILEGON | TANGERANG | BANTEN | CILEGON | MAIN UNIT | CUSTOMER | - |  | 8 December 2015 |  | - |  | - |  | ACTIVE
IVD5206641 | 99088 | MINI VIDAS | DIAGNOSTIC 1 | BIOMERIEUX SA | GN00004879 | RS PTN UNAND - UNIVERSITAS ANDALAS | PADANG | SUMATERA BARAT | PADANG | MAIN UNIT | CUSTOMER | - |  | 16 June 2020 | ABDI PUTRA - TSE | - |  | 16 June 2020 | ABDI PUTRA - TSE | ACTIVE
IVD5206643 | 99088 | MINI VIDAS | DIAGNOSTIC 1 | BIOMERIEUX SA | GN00002760 | RSUD BANGKALAN | SURABAYA-2 | JAWA TIMUR | BANGKALAN | MAIN UNIT | CUSTOMER | - |  | 19 November 2015 |  | - |  | - |  | ACTIVE
IVD5206644 | 99088 | MINI VIDAS | DIAGNOSTIC 1 | BIOMERIEUX SA | GN00000409 | RSUD KABAN JAHE | MEDAN | SUMATERA UTARA | KABANJAHE | MAIN UNIT | CUSTOMER | 9 July 2015 | ARBIANSYAH - TSE | 26 November 2015 |  | 9 July 2015 | ARBIANSYAH - TSE | - |  | ACTIVE
IVD5206645 | 99088 | MINI VIDAS | DIAGNOSTIC 1 | BIOMERIEUX SA | GN00000595 | RSUD DR ABDUL AZIZ | PONTIANAK | KALIMANTAN BARAT | PONTIANAK | MAIN UNIT | CUSTOMER | 2 December 2015 | GATOT SURYA ADIPUTRA - TSE | 2 December 2015 |  | 2 December 2015 | GATOT SURYA ADIPUTRA - TSE | - |  | ACTIVE
IVD5206647 | 99088 | MINI VIDAS | DIAGNOSTIC 1 | BIOMERIEUX SA | GN00008183 | RS NASIONAL DIPONEGORO | SEMARANG | JAWA TENGAH | SEMARANG | MAIN UNIT | CUSTOMER | - |  | 19 November 2015 |  | - |  | - |  | ACTIVE
IVD5206648 | 99088 | MINI VIDAS | DIAGNOSTIC 1 | BIOMERIEUX SA | GN00008485 | RSKP RESPIRA YOGYAKARTA | YOGYAKARTA | YOGYAKARTA | YOGYAKARTA | MAIN UNIT | CUSTOMER | - |  | 19 November 2015 |  | - |  | - |  | ACTIVE
IVD5206651 | 99088 | MINI VIDAS | DIAGNOSTIC 1 | BIOMERIEUX SA | GN00003817 | NIKI DIAGNOSTIC CENTER | DENPASAR | BALI | DENPASAR | MAIN UNIT | EMP | - |  | 5 October 2015 |  | - |  | - |  | ACTIVE
IVD5206653 | 99088 | MINI VIDAS | DIAGNOSTIC 1 | BIOMERIEUX SA | GN00000592 | RSU COLUMBIA | MEDAN | SUMATERA UTARA | MEDAN | MAIN UNIT | EMP | - |  | 3 November 2015 |  | - |  | - |  | ACTIVE
IVD5206656 | 99088 | MINI VIDAS | DIAGNOSTIC 1 | BIOMERIEUX SA | GN00005086 | LABKESDA KOTIM | BANJARMASIN | KALIMANTAN TENGAH | BANJARMASIN | MAIN UNIT | CUSTOMER | - |  | 23 November 2015 |  | - |  | - |  | ACTIVE
IVD5206657 | 99088 | MINI VIDAS | DIAGNOSTIC 1 | BIOMERIEUX SA | GN00002985 | WORKSHOOP CSM PUSAT | PUSAT | DKI JAKARTA | JAKARTA TIMUR | MAIN UNIT | EMP | 15 May 2017 | SENDRA WIJAYA - IT | 1 June 2024 |  | 15 May 2017 | SENDRA WIJAYA - IT | 20 November 2024 | SAHID DERMAWAN - SPV TSE BARAT | ACTIVE
IVD5206658 | 99088 | MINI VIDAS | DIAGNOSTIC 1 | BIOMERIEUX SA | GN00001510 | RSUD DR H KOESNADI | JEMBER | JAWA TIMUR | BONDOWOSO | MAIN UNIT | CUSTOMER | - |  | 11 December 2015 |  | - |  | - |  | ACTIVE
IVD5206664 | 99088 | MINI VIDAS | DIAGNOSTIC 1 | BIOMERIEUX SA | GN00001121 | RSUD BANJAR | TASIKMALAYA | JAWA BARAT | BANJAR | MAIN UNIT | CUSTOMER | 12 February 2020 | SUKMA WIJAYA - TSE | 12 December 2015 |  | 12 February 2020 | SUKMA WIJAYA - TSE | - |  | ACTIVE
IVD5206688 | 99088 | MINI VIDAS | DIAGNOSTIC 1 | BIOMERIEUX SA | GN00000180 | RSU DUMAI | PEKAN BARU | RIAU | DUMAI | MAIN UNIT | CUSTOMER | - |  | 22 December 2015 |  | - |  | - |  | ACTIVE
IVD5206716 | 99088 | MINI VIDAS | DIAGNOSTIC 1 | BIOMERIEUX SA | GN00010094 | PT. CITRA RAYA MEDIKA / RS.CIPUTRA | JAKARTA-2 | DKI JAKARTA | JAKARTA BARAT | MAIN UNIT | EMP | - |  | 21 April 2017 |  | - |  | - |  | ACTIVE
IVD5207066 | 99088 | MINI VIDAS | DIAGNOSTIC 1 | BIOMERIEUX SA | GN00011326 | Lab Pramita Pekanbaru | PEKAN BARU | RIAU | PEKANBARU | MAIN UNIT | EMP | - |  | 25 April 2016 |  | - |  | - |  | ACTIVE
IVD5207074 | 99088 | MINI VIDAS | DIAGNOSTIC 1 | BIOMERIEUX SA | GN00002248 | RSUD DR SOEGIRI | SURABAYA-1 | JAWA TIMUR | LAMONGAN | MAIN UNIT | CUSTOMER | - |  | 10 March 2016 |  | - |  | - |  | ACTIVE
IVD5207086 | 99088 | MINI VIDAS | DIAGNOSTIC 1 | BIOMERIEUX SA | GN00000533 | RSUD TUGUREJO | SEMARANG | JAWA TENGAH | SEMARANG | MAIN UNIT | CUSTOMER | 16 May 2017 | SENDRA WIJAYA - IT | 10 March 2016 |  | 16 May 2017 | SENDRA WIJAYA - IT | - |  | ACTIVE
IVD5207087 | 99088 | MINI VIDAS | DIAGNOSTIC 1 | BIOMERIEUX SA | GN00001306 | RSUD KLUNGKUNG | DENPASAR | BALI | KLUNGKUNG | MAIN UNIT | CUSTOMER | - |  | 17 March 2016 |  | - |  | - |  | ACTIVE
IVD5207088 | 99088 | MINI VIDAS | DIAGNOSTIC 1 | BIOMERIEUX SA | GN00002292 | LAB KLINIK THAMRIN MEDAN | MEDAN | SUMATERA UTARA | MEDAN | MAIN UNIT | EMP | - |  | 1 March 2016 |  | - |  | - |  | ACTIVE
IVD5207089 | 99088 | MINI VIDAS | DIAGNOSTIC 1 | BIOMERIEUX SA | GN00001212 | RSUD BREBES | TEGAL | JAWA TENGAH | BREBES | MAIN UNIT | CUSTOMER | 26 March 2019 | SAHID DERMAWAN - SPV TSE BARAT | 11 April 2016 |  | 26 March 2019 | SAHID DERMAWAN - SPV TSE BARAT | - |  | ACTIVE
IVD5207090 | 99088 | MINI VIDAS | DIAGNOSTIC 1 | BIOMERIEUX SA | GN22030063 | RSU MITRA MEDIKA PREMIERE | MEDAN | SUMATERA UTARA | MEDAN | MAIN UNIT | EMP | - |  | 23 March 2024 |  | - |  | 25 March 2024 | SAHID DERMAWAN - SPV TSE BARAT | ACTIVE
IVD5207091 | 99088 | MINI VIDAS | DIAGNOSTIC 1 | BIOMERIEUX SA | GN00002244 | RSUD PADANGAN | SURABAYA-1 | JAWA TIMUR | BOJONEGORO | MAIN UNIT | CUSTOMER | - |  | 26 April 2016 |  | - |  | - |  | ACTIVE
IVD5207092 | 99088 | MINI VIDAS | DIAGNOSTIC 1 | BIOMERIEUX SA | GN00002354 | RS INALUM | MEDAN | SUMATERA UTARA | MEDAN | MAIN UNIT | CUSTOMER | - |  | 20 January 2016 |  | - |  | - |  | ACTIVE
IVD5207093 | 99088 | MINI VIDAS | DIAGNOSTIC 1 | BIOMERIEUX SA | GN00011535 | LAB PRAMITA - AHMAD DAHLAN | PALEMBANG | SUMATERA SELATAN | PALEMBANG | MAIN UNIT | EMP | - |  | 20 January 2016 |  | - |  | - |  | ACTIVE
IVD5207094 | 99088 | MINI VIDAS | DIAGNOSTIC 1 | BIOMERIEUX SA | GN00001073 | RSU PELABUHAN RATU | BOGOR | JAWA BARAT | SUKABUMI | MAIN UNIT | CUSTOMER | - |  | 2 May 2016 |  | - |  | - |  | ACTIVE
IVD5207095 | 99088 | MINI VIDAS | DIAGNOSTIC 1 | BIOMERIEUX SA | GN00002985 | WORKSHOOP CSM PUSAT | PUSAT | DKI JAKARTA | JAKARTA TIMUR | MAIN UNIT | EMP | - |  | 20 January 2016 |  | - |  | - |  | ACTIVE
IVD5207099 | 99088 | MINI VIDAS | DIAGNOSTIC 1 | BIOMERIEUX SA | GN00004056 | RS PROVINSI DR IR H SOEKARNO | PANGKAL PINANG | KEPULAUAN BANGKA BELITUNG | PANGKAL PINANG | MAIN UNIT | CUSTOMER | - |  | 2 May 2016 |  | - |  | - |  | ACTIVE
IVD5207108 | 99088 | MINI VIDAS | DIAGNOSTIC 1 | BIOMERIEUX SA | GN00000663 | RSUD MUARA TEWEH | BANJARMASIN | KALIMANTAN TENGAH | PALANGKA RAYA | MAIN UNIT | CUSTOMER | - |  | 24 May 2016 |  | - |  | - |  | ACTIVE
IVD5207120 | 99088 | MINI VIDAS | DIAGNOSTIC 1 | BIOMERIEUX SA | GN00001795 | RSUD KARANGANYAR | SOLO | JAWA TENGAH | KARANGANYAR | MAIN UNIT | CUSTOMER | - |  | 2 May 2016 |  | - |  | - |  | ACTIVE
IVD5207126 | 99088 | MINI VIDAS | DIAGNOSTIC 1 | BIOMERIEUX SA | GN00000089 | RSUD PRINGSEWU | BANDAR LAMPUNG | LAMPUNG | BANDAR LAMPUNG | MAIN UNIT | CUSTOMER | - |  | 29 June 2016 |  | - |  | - |  | ACTIVE
IVD5207131 | 99088 | MINI VIDAS | DIAGNOSTIC 1 | BIOMERIEUX SA | GN00000836 | RSUD TENRIAWARU, BONE | MAKASSAR | SULAWESI SELATAN | BONE | MAIN UNIT | CUSTOMER | - |  | 20 January 2016 |  | - |  | - |  | ACTIVE
IVD5207143 | 99088 | MINI VIDAS | DIAGNOSTIC 1 | BIOMERIEUX SA | GN00002986 | RDC PUSAT - RAWAGELAM | PUSAT | DKI JAKARTA | JAKARTA TIMUR | MAIN UNIT | EMP | - |  | 20 January 2016 |  | - |  | - |  | ACTIVE
IVD5207146 | 99088 | MINI VIDAS | DIAGNOSTIC 1 | BIOMERIEUX SA | GN00002276 | RSUD TAMAN HUSADA BONTANG | SAMARINDA | KALIMANTAN TIMUR | BONTANG | MAIN UNIT | EMP | 16 June 2016 | TEGAR PANDU - TSE | 16 June 2016 |  | 16 June 2016 | TEGAR PANDU - TSE | - |  | ACTIVE
IVD5207148 | 99088 | MINI VIDAS | DIAGNOSTIC 1 | BIOMERIEUX SA | GN00000094 | RS TIARA SELLA | BENGKULU | BENGKULU | BENGKULU | MAIN UNIT | EMP | - |  | 31 March 2022 | ABDI PUTRA - TSE | - |  | 31 March 2022 | ABDI PUTRA - TSE | ACTIVE
IVD5207579 | 99088 | MINI VIDAS | DIAGNOSTIC 1 | BIOMERIEUX SA | GN00000970 | RSUD MAJALAYA | BANDUNG | JAWA BARAT | BANDUNG | MAIN UNIT | CUSTOMER | - |  | 6 September 2016 |  | - |  | - |  | ACTIVE
IVD5207583 | 99088 | MINI VIDAS | DIAGNOSTIC 1 | BIOMERIEUX SA | GN00001180 | RSTP (TUBERCOLOSIS PARU) SIDAWANGI | CIREBON | JAWA BARAT | CIREBON | MAIN UNIT | CUSTOMER | - |  | 24 June 2016 |  | - |  | - |  | ACTIVE
IVD5207586 | 99088 | MINI VIDAS | DIAGNOSTIC 1 | BIOMERIEUX SA | GN00000194 | RSUD PETALA BUMI | PEKAN BARU | RIAU | PEKANBARU | MAIN UNIT | CUSTOMER | - |  | 19 July 2016 |  | - |  | - |  | ACTIVE
IVD5207592 | 99088 | MINI VIDAS | DIAGNOSTIC 1 | BIOMERIEUX SA | GN00000430 | RSU RANTAU PRAPAT | PEMATANG SIANTAR | SUMATERA UTARA | RANTAU PRAPAT | MAIN UNIT | CUSTOMER | - |  | 28 July 2016 |  | - |  | - |  | ACTIVE
IVD5207616 | 99088 | MINI VIDAS | DIAGNOSTIC 1 | BIOMERIEUX SA | GN00008189 | RSUD MERAUKE | JAYAPURA | PAPUA | JAYAPURA | MAIN UNIT | EMP | 15 May 2017 | SENDRA WIJAYA - IT | 14 September 2016 |  | 15 May 2017 | SENDRA WIJAYA - IT | - |  | ACTIVE
IVD5207618 | 99088 | MINI VIDAS | DIAGNOSTIC 1 | BIOMERIEUX SA | GN00002673 | Lab Kes Dinkes Kota Surakarta | SOLO | JAWA TENGAH |  | MAIN UNIT | CUSTOMER | 2 August 2016 | RAKHMAT | 2 August 2016 |  | 2 August 2016 | RAKHMAT | - |  | ACTIVE
IVD5207619 | 99088 | MINI VIDAS | DIAGNOSTIC 1 | BIOMERIEUX SA | GN00000210 | RSUD DR RM PRATOMO BAGANSI API API | PEKAN BARU | RIAU | ROKAN HILIR | MAIN UNIT | CUSTOMER | - |  | 19 August 1900 |  | - |  | - |  | ACTIVE
IVD5207622 | 99088 | MINI VIDAS | DIAGNOSTIC 1 | BIOMERIEUX SA | GN23080008 | RS MITRA KELUARGA GRAND WISATA | BEKASI | JAWA BARAT | BEKASI | MAIN UNIT | EMP | - |  | 19 April 2016 |  | - |  | - |  | ACTIVE
IVD5207623 | 99088 | MINI VIDAS | DIAGNOSTIC 1 | BIOMERIEUX SA | GN00009427 | POLITEKNIK KESEHATAN MANADO | MANADO | SULAWESI UTARA | MANADO | MAIN UNIT | CUSTOMER | 16 May 2017 | SENDRA WIJAYA - IT | 23 August 2016 |  | 16 May 2017 | SENDRA WIJAYA - IT | - |  | ACTIVE
IVD5207624 | 99088 | MINI VIDAS | DIAGNOSTIC 1 | BIOMERIEUX SA | GN00001252 | RS IBU DAN ANAK PURI BUNDA | DENPASAR | BALI | DENPASAR | MAIN UNIT | CUSTOMER | - |  | 26 September 2016 |  | - |  | - |  | ACTIVE
IVD5207625 | 99088 | MINI VIDAS | DIAGNOSTIC 1 | BIOMERIEUX SA | GN00000524 | RSUD KAJEN | TEGAL | JAWA TENGAH | PEKALONGAN | MAIN UNIT | CUSTOMER | - |  | 28 September 2016 |  | - |  | - |  | ACTIVE
IVD5207633 | 99088 | MINI VIDAS | DIAGNOSTIC 1 | BIOMERIEUX SA | GN00000226 | RSU INDRASARI RENGAT | PEKAN BARU | RIAU | RENGAT | MAIN UNIT | CUSTOMER | 8 March 2016 | TRIYONO - TSE AREA BARAT | 1 January 1900 |  | 8 March 2016 | TRIYONO - TSE AREA BARAT | - |  | ACTIVE
IVD5207634 | 99088 | MINI VIDAS | DIAGNOSTIC 1 | BIOMERIEUX SA | GN00000528 | RSUD DR LOEKMONOHADI KUDUS | KUDUS | JAWA TENGAH | KUDUS | MAIN UNIT | CUSTOMER | 23 September 2016 | ANDRIAS NUGROHO - TSE | 23 September 2016 |  | 23 September 2016 | ANDRIAS NUGROHO - TSE | - |  | ACTIVE
IVD5207635 | 99088 | MINI VIDAS | DIAGNOSTIC 1 | BIOMERIEUX SA | GN00011814 | LAB AMANDA | BANJARMASIN | KALIMANTAN SELATAN | BANJARMASIN | MAIN UNIT | CUSTOMER | 28 September 2016 | TEGAR PANDU - TSE | 26 September 2016 |  | 28 September 2016 | TEGAR PANDU - TSE | - |  | ACTIVE
IVD5207637 | 99088 | MINI VIDAS | DIAGNOSTIC 1 | BIOMERIEUX SA | GN00000280 | RSUD AROSUKA | PADANG | SUMATERA BARAT | AROSUKA | MAIN UNIT | CUSTOMER | 8 December 2016 |  | 8 December 2016 |  | 8 December 2016 |  | - |  | ACTIVE
IVD5207639 | 99088 | MINI VIDAS | DIAGNOSTIC 1 | BIOMERIEUX SA | GN00004316 | RS HAJI | MEDAN | SUMATERA UTARA | MEDAN | MAIN UNIT | CUSTOMER | 9 November 2016 | ARBIANSYAH - TSE | 9 November 2016 |  | 9 November 2016 | ARBIANSYAH - TSE | - |  | ACTIVE
IVD5207641 | 99088 | MINI VIDAS | DIAGNOSTIC 1 | BIOMERIEUX SA | GN00000657 | RSUD DR MURJANI SAMPIT | BANJARMASIN | KALIMANTAN TENGAH | SAMPIT | MAIN UNIT | CUSTOMER | 29 May 2017 | FARIDA ADELINA | 1 January 1900 |  | 29 May 2017 | FARIDA ADELINA | - |  | ACTIVE
IVD5207642 | 99088 | MINI VIDAS | DIAGNOSTIC 1 | BIOMERIEUX SA | GN00001930 | RS JOGJA INTERNATIONAL HOSPITAL (JIH) | YOGYAKARTA | YOGYAKARTA | YOGYAKARTA | MAIN UNIT | EMP | 17 April 2020 | DIAN FEBRIYANA - TSE | 22 May 2017 |  | 17 April 2020 | DIAN FEBRIYANA - TSE | - |  | ACTIVE
IVD5207643 | 99088 | MINI VIDAS | DIAGNOSTIC 1 | BIOMERIEUX SA | GN00000626 | RSIA ANUGERAH BUNDA KHATULISTIWA | PONTIANAK | KALIMANTAN BARAT | PONTIANAK | MAIN UNIT | CUSTOMER | 16 March 2017 | TRIYONO - TSE AREA BARAT | 1 January 1900 |  | 16 March 2017 | TRIYONO - TSE AREA BARAT | - |  | ACTIVE
IVD5207645 | 99088 | MINI VIDAS | DIAGNOSTIC 1 | BIOMERIEUX SA | GN00011989 | LAB PLUS | BATAM | KEPULAUAN RIAU | BATAM | MAIN UNIT | CUSTOMER | 1 March 2017 |  | 1 March 2017 |  | 1 March 2017 |  | - |  | ACTIVE
IVD5207647 | 99088 | MINI VIDAS | DIAGNOSTIC 1 | BIOMERIEUX SA | GN00001340 | RSUD DR. H. SLAMET MARTODIRDJO | SURABAYA-1 | JAWA TIMUR | PAMEKASAN | MAIN UNIT | CUSTOMER | 16 June 2020 | LEO LANANG SIGIT - TSE CP | 18 June 2020 | YUNAN ARIMUNTIAN - TSE | 16 June 2020 | LEO LANANG SIGIT - TSE CP | 18 June 2020 | YUNAN ARIMUNTIAN - TSE | ACTIVE
IVD5207648 | 99088 | MINI VIDAS | DIAGNOSTIC 1 | BIOMERIEUX SA | GN00000791 | RSU NAMLEA | MAKASSAR | MALUKU | BURU | MAIN UNIT | CUSTOMER | - |  | 26 April 2017 |  | - |  | - |  | ACTIVE
IVD5207649 | 99088 | MINI VIDAS | DIAGNOSTIC 1 | BIOMERIEUX SA | GN00009159 | RSUD KAB KONAWE | MAKASSAR | SULAWESI SELATAN | KONAWE | MAIN UNIT | CUSTOMER | - |  | 19 April 2017 |  | - |  | - |  | ACTIVE
IVD5207650 | 99088 | MINI VIDAS | DIAGNOSTIC 1 | BIOMERIEUX SA | GN18030040 | LABORATORIUM KLINIK PRAMITA | MANADO | SULAWESI UTARA | MANADO | MAIN UNIT | EMP | 23 April 2018 | MIKKI FAHRIZI - TSE | 23 April 2018 |  | 23 April 2018 | MIKKI FAHRIZI - TSE | - |  | ACTIVE
IVD5207651 | 99088 | MINI VIDAS | DIAGNOSTIC 1 | BIOMERIEUX SA | GN00012154 | LABKES KOTA MAGELANG | YOGYAKARTA | YOGYAKARTA | YOGYAKARTA | MAIN UNIT | CUSTOMER | - |  | 1 December 2016 |  | - |  | - |  | ACTIVE
IVD5207652 | 99088 | MINI VIDAS | DIAGNOSTIC 1 | BIOMERIEUX SA | GN00002818 | PT. INNOLAB SAINS INTERNATIONAL ( KALGEN INNOLAB ) | JAKARTA-1 | DKI JAKARTA | JAKARTA TIMUR | MAIN UNIT | CUSTOMER | - |  | 16 June 2017 |  | - |  | - |  | ACTIVE
IVD5207655 | 9B088 | VC MINIVIDAS | BIOSCIENCE | BIOMERIEUX SA | GN00002986 | RDC PUSAT - RAWAGELAM | PUSAT | DKI JAKARTA | JAKARTA TIMUR | MAIN UNIT | EMP | 23 April 2018 | TRIYONO - TSE AREA BARAT | 8 May 2017 |  | 23 April 2018 | TRIYONO - TSE AREA BARAT | - |  | ACTIVE
IVD5207657 | 99088 | MINI VIDAS | DIAGNOSTIC 1 | BIOMERIEUX SA | GN00001126 | RSUD DR SLAMET GARUT | TASIKMALAYA | JAWA BARAT | GARUT | MAIN UNIT | EMP | 16 February 2020 | SUKMA WIJAYA - TSE | 6 April 2017 |  | 16 February 2020 | SUKMA WIJAYA - TSE | - |  | ACTIVE
IVD5207658 | 99088 | MINI VIDAS | DIAGNOSTIC 1 | BIOMERIEUX SA | GN00003099 | RSU BENYAMIN GULUH KOLAKA | MAKASSAR | SULAWESI SELATAN | MAKASSAR | MAIN UNIT | CUSTOMER | 25 July 2017 | PHILIP LAKRISNA - TSE | 25 July 2017 |  | 25 July 2017 | PHILIP LAKRISNA - TSE | - |  | ACTIVE
IVD5207659 | 99088 | MINI VIDAS | DIAGNOSTIC 1 | BIOMERIEUX SA | GN00000670 | RSUD PURUK CAHU | BANJARMASIN | KALIMANTAN TENGAH | PALANGKA RAYA | MAIN UNIT | CUSTOMER | 23 May 2017 | TEGAR PANDU - TSE | 22 May 2017 |  | 23 May 2017 | TEGAR PANDU - TSE | - |  | ACTIVE
IVD5207660 | 99088 | MINI VIDAS | DIAGNOSTIC 1 | BIOMERIEUX SA | GN00000282 | RSUD DR MUHAMMAD ZEIN PAINAN | PADANG | SUMATERA BARAT | PAINAN | MAIN UNIT | CUSTOMER | 7 August 2017 |  | 7 August 2017 |  | 7 August 2017 |  | - |  | ACTIVE
IVD5207661 | 99088 | MINI VIDAS | DIAGNOSTIC 1 | BIOMERIEUX SA | GN00001396 | RSU NAIBONAT | KUPANG | NUSA TENGGARA TIMUR | KUPANG | MAIN UNIT | CUSTOMER | 18 May 2017 | I KADEK - TSE | 18 May 2017 |  | 18 May 2017 | I KADEK - TSE | - |  | ACTIVE
IVD5207663 | 99088 | MINI VIDAS | DIAGNOSTIC 1 | BIOMERIEUX SA | GN19070001 | LABORATORIUM KLINIK PRAMITA | PONTIANAK | KALIMANTAN BARAT | PONTIANAK | MAIN UNIT | EMP | 18 January 2019 | INDRA BUDI GUNAWAN | 16 September 2021 | ARDI HERMAWAN - TSE CP | 18 January 2019 | INDRA BUDI GUNAWAN | 16 September 2021 | ARDI HERMAWAN - TSE CP | ACTIVE
IVD5207665 | 99088 | MINI VIDAS | DIAGNOSTIC 1 | BIOMERIEUX SA | GN19010005 | RS HERMINA MAKASSAR | MAKASSAR | SULAWESI SELATAN | MAKASSAR | MAIN UNIT | EMP | 7 February 2019 | INDRA BUDI GUNAWAN | 8 August 2024 |  | 7 February 2019 | INDRA BUDI GUNAWAN | 20 August 2024 | ANDI ISMAIL - SPV TSE TIMUR | ACTIVE
IVD5207666 | 99088 | MINI VIDAS | DIAGNOSTIC 1 | BIOMERIEUX SA | GN00001213 | RSUD MAJENANG | PURWOKERTO | JAWA TENGAH | CILACAP | MAIN UNIT | CUSTOMER | 19 December 2017 | DIAN FEBRIYANA - TSE | 1 January 1900 |  | 19 December 2017 | DIAN FEBRIYANA - TSE | - |  | ACTIVE
IVD5207667 | 99088 | MINI VIDAS | DIAGNOSTIC 1 | BIOMERIEUX SA | GN00009171 | RSUD.KAB.KONAWE UTARA | MAKASSAR | SULAWESI SELATAN | KONAWE UTARA | MAIN UNIT | CUSTOMER | 14 July 2017 | DEA MASJA SADALI - TSE | 14 July 2017 |  | 14 July 2017 | DEA MASJA SADALI - TSE | - |  | ACTIVE
IVD5207668 | 99088 | MINI VIDAS | DIAGNOSTIC 1 | BIOMERIEUX SA | GN00011418 | RSU DAERAH SAMBAS | PONTIANAK | KALIMANTAN BARAT | PONTIANAK | MAIN UNIT | CUSTOMER | 4 July 2017 | ARBIANSYAH - TSE | 4 July 2017 |  | 4 July 2017 | ARBIANSYAH - TSE | - |  | ACTIVE
IVD5207669 | 99088 | MINI VIDAS | DIAGNOSTIC 1 | BIOMERIEUX SA | GN00006463 | RSUD MANNA | BENGKULU | BENGKULU | BENGKULU SELATAN | MAIN UNIT | CUSTOMER | 13 July 2017 | TRIYONO - TSE AREA BARAT | 13 July 2017 |  | 13 July 2017 | TRIYONO - TSE AREA BARAT | - |  | ACTIVE
IVD5207671 | 99088 | MINI VIDAS | DIAGNOSTIC 1 | BIOMERIEUX SA | GN00008727 | RSU UMMI MANDIRI | BENGKULU | BENGKULU | BENGKULU | MAIN UNIT | EMP | 23 November 2017 | FINA PURNAMA SARI | 23 November 2017 |  | 23 November 2017 | FINA PURNAMA SARI | - |  | ACTIVE
IVD5207674 | 99088 | MINI VIDAS | DIAGNOSTIC 1 | BIOMERIEUX SA | GN00012165 | PROMEDIK LAB KLINIK | PANGKAL PINANG | KEPULAUAN BANGKA BELITUNG | PANGKAL PINANG | MAIN UNIT | EMP | - |  | 28 July 2020 |  | - |  | 24 January 2024 | SAHID DERMAWAN - SPV TSE BARAT | ACTIVE
IVD5207675 | 99088 | MINI VIDAS | DIAGNOSTIC 1 | BIOMERIEUX SA | GN00000756 | RSU ANUTAPURA | PALU | SULAWESI TENGAH | PALU | MAIN UNIT | EMP | 8 March 2016 |  | 22 July 2020 | AUGESTA NANDA PRADANA - TSE | 8 March 2016 |  | 22 July 2020 | AUGESTA NANDA PRADANA - TSE | ACTIVE
IVD5207676 | 99088 | MINI VIDAS | DIAGNOSTIC 1 | BIOMERIEUX SA | GN00000211 | RSU BENGKALIS | PEKAN BARU | RIAU | PEKANBARU | MAIN UNIT | CUSTOMER | - |  | 1 January 2017 |  | - |  | - |  | ACTIVE
IVD5207677 | 99088 | MINI VIDAS | DIAGNOSTIC 1 | BIOMERIEUX SA | GN00001679 | RSUD ABEPURA | JAYAPURA | PAPUA | JAYAPURA | MAIN UNIT | CUSTOMER | 3 August 2017 | MIKKI FAHRIZI - TSE | 3 August 2017 |  | 3 August 2017 | MIKKI FAHRIZI - TSE | - |  | ACTIVE
IVD5207678 | 99088 | MINI VIDAS | DIAGNOSTIC 1 | BIOMERIEUX SA | GN00000367 | RS HARAPAN | PEMATANG SIANTAR | SUMATERA UTARA | PEMATANG SIANTAR | MAIN UNIT | EMP | 13 September 2016 | IBNUL AZIZ - TSE | 7 June 2023 |  | 13 September 2016 | IBNUL AZIZ - TSE | 21 January 2025 | SAHID DERMAWAN - SPV TSE BARAT | ACTIVE
IVD5207679 | 99088 | MINI VIDAS | DIAGNOSTIC 1 | BIOMERIEUX SA | GN00007709 | LABORATORIUM BIOMED CILEGON | TANGERANG | BANTEN | CILEGON | MAIN UNIT | EMP | - |  | 26 July 2017 |  | - |  | - |  | ACTIVE
IVD5207680 | 99088 | MINI VIDAS | DIAGNOSTIC 1 | BIOMERIEUX SA | GN00001991 | LAB MMC, DENPASAR | DENPASAR | BALI | DENPASAR | MAIN UNIT | EMP | - |  | 19 April 2024 |  | - |  | 20 April 2024 | ANDI ISMAIL - SPV TSE TIMUR | ACTIVE
IVD5207681 | 99088 | MINI VIDAS | DIAGNOSTIC 1 | BIOMERIEUX SA | GN00000127 | RUMKIT TK II DR. AK GANI PALEMBANG | PALEMBANG | SUMATERA SELATAN | PALEMBANG | MAIN UNIT | EMP | 19 December 2019 | SAHID DERMAWAN - SPV TSE BARAT | 8 March 2016 |  | 19 December 2019 | SAHID DERMAWAN - SPV TSE BARAT | 23 January 2025 | SAHID DERMAWAN - SPV TSE BARAT | ACTIVE
IVD5207682 | 9B088 | VC MINIVIDAS | BIOSCIENCE | BIOMERIEUX SA | GN00008640 | BALAI BESAR UJI STANDAR KARATINA PERTANIAN | JAKARTA-1 | DKI JAKARTA | JAKARTA PUSAT | MAIN UNIT | EMP | - |  | 22 January 2021 | ADITIYA NOVANDRA - TSE | - |  | 22 January 2021 | ADITIYA NOVANDRA - TSE | ACTIVE
IVD5207683 | 99088 | MINI VIDAS | DIAGNOSTIC 1 | BIOMERIEUX SA | GN00000073 | RSUD MENGGALA TULANG BAWANG | BANDAR LAMPUNG | LAMPUNG | BANDAR LAMPUNG | MAIN UNIT | CUSTOMER | 17 September 2018 |  | 17 September 2018 |  | 17 September 2018 |  | - |  | ACTIVE
IVD5207684 | 9B088 | VC MINIVIDAS | BIOSCIENCE | BIOMERIEUX SA | GN00002736 | PT KARUNIA ALAM SEGAR | SURABAYA-2 | JAWA TIMUR | GRESIK | MAIN UNIT | EMP | - |  | 3 June 2022 | FAJAR LESMANA - TSE | - |  | 3 June 2022 | FAJAR LESMANA - TSE | ACTIVE
IVD5207685 | 9B088 | VC MINIVIDAS | BIOSCIENCE | BIOMERIEUX SA | GN00007677 | PT TUV NORD INDONESIA | BEKASI | JAWA BARAT | BEKASI | MAIN UNIT | EMP | 14 May 2019 | ARDI HERMAWAN - TSE CP | 18 March 2022 | GATOT SURYA ADIPUTRA - TSE | 14 May 2019 | ARDI HERMAWAN - TSE CP | 22 March 2022 | ARDI HERMAWAN - TSE CP | ACTIVE
IVD5207692 | 9B088 | VC MINIVIDAS | BIOSCIENCE | BIOMERIEUX SA | GN00003001 | PT. ENSEVAL MEDIKA PRIMA - HO | PUSAT | DKI JAKARTA | JAKARTA TIMUR | MAIN UNIT | EMP | 23 November 2017 | DIKY SUGIH - VAC MSS EMR | 23 November 2017 |  | 23 November 2017 | DIKY SUGIH - VAC MSS EMR | - |  | ACTIVE
IVD5207783 | 99088 | MINI VIDAS | DIAGNOSTIC 1 | BIOMERIEUX SA | GN00010527 | PERSADA HOSPITAL | MALANG | JAWA TIMUR | MALANG | MAIN UNIT | EMP | - |  | 15 September 2016 |  | - |  | - |  | ACTIVE
IVD5207784 | 99088 | MINI VIDAS | DIAGNOSTIC 1 | BIOMERIEUX SA | GN18020010 | RS MITRA KELUARGA GADING SERPONG | TANGERANG | BANTEN | TANGERANG | MAIN UNIT | EMP | 25 January 2017 | RADITYO TAUFAN PURBOSONO | 19 May 2016 |  | 25 January 2017 | RADITYO TAUFAN PURBOSONO | - |  | ACTIVE
IVD5207785 | 99088 | MINI VIDAS | DIAGNOSTIC 1 | BIOMERIEUX SA | GN00002491 | RSUD KOTA YOGYAKARTA | YOGYAKARTA | YOGYAKARTA | YOGYAKARTA | MAIN UNIT | CUSTOMER | - |  | 1 January 1900 |  | - |  | - |  | ACTIVE
IVD5207786 | 99088 | MINI VIDAS | DIAGNOSTIC 1 | BIOMERIEUX SA | GN00002311 | RSU MUH ANWAR SUMENEP | SURABAYA-1 | JAWA TIMUR | SUMENEP | MAIN UNIT | CUSTOMER | 28 September 2017 | ANDI ISMAIL - SPV TSE TIMUR | 28 September 2017 |  | 28 September 2017 | ANDI ISMAIL - SPV TSE TIMUR | - |  | ACTIVE
IVD5209613 | 99088 | MINI VIDAS | DIAGNOSTIC 1 | BIOMERIEUX SA | GN00000771 | RS KUSTA TADJUDDIN CHALID | MAKASSAR | SULAWESI SELATAN | MAKASSAR | MAIN UNIT | CUSTOMER | - |  | 5 September 2017 |  | - |  | - |  | ACTIVE
IVD5209615 | 99088 | MINI VIDAS | DIAGNOSTIC 1 | BIOMERIEUX SA | GN00007053 | RSJ SOEHARTO HERJAN | TANGERANG | BANTEN | TANGERANG | MAIN UNIT | CUSTOMER | - |  | 4 July 2020 | ARBIANSYAH - TSE | - |  | 4 July 2020 | ARBIANSYAH - TSE | ACTIVE
IVD5209616 | 99088 | MINI VIDAS | DIAGNOSTIC 1 | BIOMERIEUX SA | GN00002986 | RDC PUSAT - RAWAGELAM | PUSAT | DKI JAKARTA | JAKARTA TIMUR | MAIN UNIT | EMP | - |  | 1 January 1900 |  | - |  | - |  | ACTIVE
IVD5209617 | 99088 | MINI VIDAS | DIAGNOSTIC 1 | BIOMERIEUX SA | GN00002079 | RS PLUIT | JAKARTA-2 | DKI JAKARTA | JAKARTA UTARA | MAIN UNIT | EMP | - |  | 19 September 2017 |  | - |  | - |  | ACTIVE
IVD5209618 | 99088 | MINI VIDAS | DIAGNOSTIC 1 | BIOMERIEUX SA | GN19100117 | RS MURNI TEGUH JAKARTA | JAKARTA-2 | DKI JAKARTA | JAKARTA BARAT | MAIN UNIT | EMP | - |  | 23 March 2018 |  | - |  | - |  | ACTIVE
IVD5209619 | 99088 | MINI VIDAS | DIAGNOSTIC 1 | BIOMERIEUX SA | GN00006959 | RS PUSRI PALEMBANG ( PT.GRAHA PUSRI MEDIKA ) | PALEMBANG | SUMATERA SELATAN | PALEMBANG | MAIN UNIT | EMP | - |  | 22 November 2017 |  | - |  | - |  | ACTIVE
IVD5209620 | 99088 | MINI VIDAS | DIAGNOSTIC 1 | BIOMERIEUX SA | GN00000212 | RSUD KAB ROKAN HULU | PEKAN BARU | RIAU | BANGKINANG | MAIN UNIT | CUSTOMER | - |  | 21 April 2021 | RUDI SETIAWAN - TSE | - |  | 21 April 2021 | RUDI SETIAWAN - TSE | ACTIVE
IVD5209621 | 99088 | MINI VIDAS | DIAGNOSTIC 1 | BIOMERIEUX SA | GN00007060 | RSUD MEURAXA | BANDA ACEH | ACEH | BANDA ACEH | MAIN UNIT | CUSTOMER | - |  | 5 March 2018 |  | - |  | - |  | ACTIVE
IVD5209622 | 99088 | MINI VIDAS | DIAGNOSTIC 1 | BIOMERIEUX SA | GN00001216 | RSUD BANJARNEGARA | PURWOKERTO | JAWA TENGAH | BANJARNEGARA | MAIN UNIT | CUSTOMER | - |  | 20 February 2018 |  | - |  | - |  | ACTIVE
IVD5209625 | 99088 | MINI VIDAS | DIAGNOSTIC 1 | BIOMERIEUX SA | GN00000523 | RSUD DR SOETRASNO REMBANG | SEMARANG | JAWA TENGAH | REMBANG | MAIN UNIT | CUSTOMER | - |  | 19 March 2018 |  | - |  | - |  | ACTIVE
IVD5209626 | 99088 | MINI VIDAS | DIAGNOSTIC 1 | BIOMERIEUX SA | GN00001067 | RSUD CILEUNGSI | BOGOR | JAWA BARAT | BOGOR | MAIN UNIT | CUSTOMER | - |  | 7 November 2018 |  | - |  | - |  | ACTIVE
IVD5209627 | 99088 | MINI VIDAS | DIAGNOSTIC 1 | BIOMERIEUX SA | GN00011754 | RSUD LA TEMMAMALA | MAKASSAR | SULAWESI SELATAN | MAKASSAR | MAIN UNIT | CUSTOMER | 24 May 2018 | MIKKI FAHRIZI - TSE | 24 May 2018 |  | 24 May 2018 | MIKKI FAHRIZI - TSE | - |  | ACTIVE
IVD5209628 | 99088 | MINI VIDAS | DIAGNOSTIC 1 | BIOMERIEUX SA | GN00000167 | RSUD H. HANAFI - MUARA BUNGO | JAMBI | JAMBI | MUARA BUNGO | MAIN UNIT | EMP | - |  | 4 April 2018 |  | - |  | - |  | ACTIVE
IVD5209629 | 99088 | MINI VIDAS | DIAGNOSTIC 1 | BIOMERIEUX SA | GN17080006 | PRODIA JAYAPURA | JAYAPURA | PAPUA | JAYAPURA | MAIN UNIT | EMP | - |  | 15 December 2017 |  | - |  | - |  | ACTIVE
IVD5209636 | 9B088 | VC MINIVIDAS | BIOSCIENCE | BIOMERIEUX SA | GN00001125 | RSUD PAMEUNGPEUK GRT SELATAN | TASIKMALAYA | JAWA BARAT | GARUT | MAIN UNIT | CUSTOMER | 10 March 2020 | SUKMA WIJAYA - TSE | 1 January 1900 |  | 10 March 2020 | SUKMA WIJAYA - TSE | - |  | ACTIVE
IVD5210961 | 99088 | MINI VIDAS | DIAGNOSTIC 1 | BIOMERIEUX SA | GN00011700 | RS PRIMA | PEKAN BARU | RIAU | PEKANBARU | MAIN UNIT | CUSTOMER | 12 July 2018 | FAJAR FAHMI - TSE | 12 July 2018 |  | 12 July 2018 | FAJAR FAHMI - TSE | - |  | ACTIVE
IVD5210963 | 99088 | MINI VIDAS | DIAGNOSTIC 1 | BIOMERIEUX SA | GN00002096 | RSUD TARAKAN | JAKARTA-2 | DKI JAKARTA | JAKARTA PUSAT | MAIN UNIT | EMP | 6 September 2018 | ARDI HERMAWAN - TSE CP | 6 September 2018 |  | 6 September 2018 | ARDI HERMAWAN - TSE CP | - |  | ACTIVE
IVD5210965 | 99088 | MINI VIDAS | DIAGNOSTIC 1 | BIOMERIEUX SA | GN00007806 | RSUD KABUPATEN KEPULAUAN MERANTI | PEKAN BARU | RIAU | PEKANBARU | MAIN UNIT | CUSTOMER | 31 July 2018 | FAJAR FAHMI - TSE | 31 July 2018 |  | 31 July 2018 | FAJAR FAHMI - TSE | - |  | ACTIVE
IVD5210968 | 99088 | MINI VIDAS | DIAGNOSTIC 1 | BIOMERIEUX SA | GN00008995 | RSP.DR.H.A.ROTINSULU | BANDUNG-2 | JAWA BARAT | BANDUNG | MAIN UNIT | CUSTOMER | 10 March 2020 | SUKMA WIJAYA - TSE | 30 July 2018 |  | 10 March 2020 | SUKMA WIJAYA - TSE | - |  | ACTIVE
IVD5210969 | 99088 | MINI VIDAS | DIAGNOSTIC 1 | BIOMERIEUX SA | GN00010469 | RSUD BULA | MAKASSAR | SULAWESI SELATAN | MAKASSAR | MAIN UNIT | CUSTOMER | 14 August 2018 | MIKKI FAHRIZI - TSE | 14 August 2018 |  | 14 August 2018 | MIKKI FAHRIZI - TSE | - |  | ACTIVE
IVD5210971 | 99088 | MINI VIDAS | DIAGNOSTIC 1 | BIOMERIEUX SA | GN00000129 | RSUP DR MOHAMMAD HOESIN | PALEMBANG | SUMATERA SELATAN | PALEMBANG | MAIN UNIT | EMP | 22 January 2018 | System Auto | 22 January 2018 |  | 22 January 2018 | System Auto | - |  | ACTIVE
IVD5210972 | 99088 | MINI VIDAS | DIAGNOSTIC 1 | BIOMERIEUX SA | GN00000982 | RSUD JIWA DUREN SAWIT | JAKARTA-1 | DKI JAKARTA | JAKARTA TIMUR | MAIN UNIT | CUSTOMER | 1 October 2018 | LEONARDUS ADI | 1 October 2018 |  | 1 October 2018 | LEONARDUS ADI | - |  | ACTIVE
IVD5210974 | 99088 | MINI VIDAS | DIAGNOSTIC 1 | BIOMERIEUX SA | GN18110018 | PT NEWMONT NUSA TENGGARA | MATARAM | NUSA TENGGARA BARAT | MATARAM | MAIN UNIT | CUSTOMER | - |  | 18 October 2018 |  | - |  | - |  | ACTIVE
IVD5210981 | 99088 | MINI VIDAS | DIAGNOSTIC 1 | BIOMERIEUX SA | GN00006597 | LAB KUALITA MEDICA | SEMARANG | JAWA TENGAH | YOGYAKARTA | MAIN UNIT | CUSTOMER | - |  | 8 January 2019 |  | - |  | - |  | ACTIVE
IVD5210991 | 99088 | MINI VIDAS | DIAGNOSTIC 1 | BIOMERIEUX SA | GN00001356 | RSUD SUMBEREJO | SURABAYA-1 | JAWA TIMUR | BOJONEGORO | MAIN UNIT | CUSTOMER | 11 March 2019 | GANDHI YANRANGGA | 22 January 2018 |  | 11 March 2019 | GANDHI YANRANGGA | - |  | ACTIVE
IVD5211749 | 99088 | MINI VIDAS | DIAGNOSTIC 1 | BIOMERIEUX SA | GN00002503 | RSJ SOEDJARWADI KLATEN | YOGYAKARTA | YOGYAKARTA | KLATEN | MAIN UNIT | CUSTOMER | 12 April 2019 | RIDWAN - TSE | 12 April 2019 |  | 12 April 2019 | RIDWAN - TSE | - |  | ACTIVE
IVD5211751 | 99088 | MINI VIDAS | DIAGNOSTIC 1 | BIOMERIEUX SA | GN19030030 | UNIVERSITAS AISYIYAH YOGYAKARTA | YOGYAKARTA | YOGYAKARTA | YOGYAKARTA | MAIN UNIT | CUSTOMER | 12 April 2019 | DIAN FEBRIYANA - TSE | 21 March 2019 |  | 12 April 2019 | DIAN FEBRIYANA - TSE | - |  | ACTIVE
IVD5213056 | 99088 | MINI VIDAS | DIAGNOSTIC 1 | BIOMERIEUX SA | GN00000873 | RSUD LASINRANG | MAKASSAR | SULAWESI SELATAN | PINRANG | MAIN UNIT | CUSTOMER | - |  | 21 May 2019 |  | - |  | - |  | ACTIVE
IVD5213066 | 99088 | MINI VIDAS | DIAGNOSTIC 1 | BIOMERIEUX SA | GN00000860 | RS HAJI | MAKASSAR | SULAWESI SELATAN | MAKASSAR | MAIN UNIT | CUSTOMER | - |  | 20 May 2019 |  | - |  | - |  | ACTIVE
IVD5213075 | 99088 | MINI VIDAS | DIAGNOSTIC 1 | BIOMERIEUX SA | GN00000616 | RSUD LANDAK | PONTIANAK | KALIMANTAN BARAT | PONTIANAK | MAIN UNIT | CUSTOMER | 7 October 2019 | SAHID DERMAWAN - SPV TSE BARAT | 1 June 2019 |  | 7 October 2019 | SAHID DERMAWAN - SPV TSE BARAT | - |  | ACTIVE
IVD5213077 | 99088 | MINI VIDAS | DIAGNOSTIC 1 | BIOMERIEUX SA | GN19080004 | RSUD Bumi Panua | MANADO | GORONTALO | GORONTALO | MAIN UNIT | CUSTOMER | - |  | 14 August 2019 |  | - |  | - |  | ACTIVE
IVD5213086 | 99088 | MINI VIDAS | DIAGNOSTIC 1 | BIOMERIEUX SA | GN17050026 | RS. GRHASIA | YOGYAKARTA | YOGYAKARTA | YOGYAKARTA | MAIN UNIT | CUSTOMER | - |  | 15 July 2019 |  | - |  | - |  | ACTIVE
IVD5213164 | 9B088 | VC MINIVIDAS | BIOSCIENCE | BIOMERIEUX SA | GN00003383 | Balai Laboratorium Kesehatan Ambon | MAKASSAR | MALUKU |  | MAIN UNIT | CUSTOMER | - |  | 14 January 2021 | AUGESTA NANDA PRADANA - TSE | - |  | 14 January 2021 | AUGESTA NANDA PRADANA - TSE | ACTIVE
IVD5213187 | 9B088 | VC MINIVIDAS | BIOSCIENCE | BIOMERIEUX SA | GN20120005 | Karantina Pertanian Soekarno Hatta | TANGERANG | BANTEN | TANGERANG | MAIN UNIT | EMP | - |  | 22 January 2021 | ADITIYA NOVANDRA - TSE | - |  | 22 January 2021 | ADITIYA NOVANDRA - TSE | ACTIVE
IVD5213192 | 99088 | MINI VIDAS | DIAGNOSTIC 1 | BIOMERIEUX SA | GN00005234 | RSIA ZAINAB | PEKAN BARU | RIAU | PEKANBARU | MAIN UNIT | EMP | 23 December 2019 | ABDI PUTRA - TSE | 13 July 2022 | RUDI SETIAWAN - TSE | 23 December 2019 | ABDI PUTRA - TSE | 13 July 2022 | RUDI SETIAWAN - TSE | ACTIVE
IVD5213197 | 99088 | MINI VIDAS | DIAGNOSTIC 1 | BIOMERIEUX SA | GN00001744 | LAB PRODIA (RE MARTADINATA, TASIKMALAYA) | TASIKMALAYA | JAWA BARAT | TASIKMALAYA | MAIN UNIT | EMP | 11 February 2020 | SUKMA WIJAYA - TSE | 19 July 2022 | SUKMA WIJAYA - TSE | 11 February 2020 | SUKMA WIJAYA - TSE | 19 July 2022 | SUKMA WIJAYA - TSE | ACTIVE
IVD5213198 | 99088 | MINI VIDAS | DIAGNOSTIC 1 | BIOMERIEUX SA | GN00000710 | RS DIRGAHAYU | SAMARINDA | KALIMANTAN TIMUR | SAMARINDA | MAIN UNIT | CUSTOMER | 17 January 2020 | ANDI ISMAIL - SPV TSE TIMUR | 17 January 2020 |  | 17 January 2020 | ANDI ISMAIL - SPV TSE TIMUR | 25 January 2025 | ANDI ISMAIL - SPV TSE TIMUR | ACTIVE
IVD5213212 | 99088 | MINI VIDAS | DIAGNOSTIC 1 | BIOMERIEUX SA | GN00000165 | RSU RADEN MATTAHER | JAMBI | JAMBI | JAMBI | MAIN UNIT | EMP | 9 June 2020 | LEO LANANG SIGIT - TSE CP | 26 February 2022 | ABDI PUTRA - TSE | 9 June 2020 | LEO LANANG SIGIT - TSE CP | 26 February 2022 | ABDI PUTRA - TSE | ACTIVE
IVD5213213 | 99088 | MINI VIDAS | DIAGNOSTIC 1 | BIOMERIEUX SA | GN21010028 | PT. INDONESIA WEDA BAY INDUSTRIAL PARK ( IWIP ) | MANADO | DKI JAKARTA | MANADO | MAIN UNIT | CUSTOMER | - |  | 9 February 2021 | AUGESTA NANDA PRADANA - TSE | 21 January 2021 | LEO LANANG SIGIT - TSE CP | 9 February 2021 | AUGESTA NANDA PRADANA - TSE | ACTIVE
IVD5215292 | 99088 | MINI VIDAS | DIAGNOSTIC 1 | BIOMERIEUX SA | GN19070002 | KLINIK DIAGNOSTIK RAPHA | MAKASSAR | SULAWESI TENGGARA | KENDARI | MAIN UNIT | CUSTOMER | - |  | 6 April 2021 |  | 31 December 2020 | LEO LANANG SIGIT - TSE CP | 23 January 2025 | ANDI ISMAIL - SPV TSE TIMUR | ACTIVE
IVD5215293 | 99088 | MINI VIDAS | DIAGNOSTIC 1 | BIOMERIEUX SA | GN00000930 | RS DUSTIRA | BANDUNG | JAWA BARAT | CIMAHI | MAIN UNIT | EMP | 26 January 2022 | ARBIANSYAH - TSE | 27 June 2021 | ARBIANSYAH - TSE | 31 December 2020 | LEO LANANG SIGIT - TSE CP | 26 January 2022 | ARBIANSYAH - TSE | ACTIVE
IVD5215793 | 99088 | MINI VIDAS | DIAGNOSTIC 1 | BIOMERIEUX SA | GN20020217 | RSIA BINA MEDIKA BINTARO | TANGERANG | BANTEN | TANGERANG | MAIN UNIT | EMP | 26 January 2022 | ADITIYA NOVANDRA - TSE | 31 July 2021 | ADITIYA NOVANDRA - TSE | 16 June 2021 | LEO LANANG SIGIT - TSE CP | 26 January 2022 | ADITIYA NOVANDRA - TSE | ACTIVE
IVD5215794 | 99088 | MINI VIDAS | DIAGNOSTIC 1 | BIOMERIEUX SA | GN00005827 | RSU MADANI | MEDAN | SUMATERA UTARA | MEDAN | MAIN UNIT | EMP | - |  | 19 June 2023 | BARITA P-SIMAMORA - TSE | 16 June 2021 | LEO LANANG SIGIT - TSE CP | 20 October 2023 | SAHID DERMAWAN - SPV TSE BARAT | ACTIVE
IVD5215796 | 99088 | MINI VIDAS | DIAGNOSTIC 1 | BIOMERIEUX SA | GN00000156 | RS ISLAM ARAFAH | JAMBI | JAMBI | JAMBI | MAIN UNIT | EMP | - |  | 31 August 2021 | ABDI PUTRA - TSE | 16 June 2021 | LEO LANANG SIGIT - TSE CP | 31 August 2021 | ABDI PUTRA - TSE | ACTIVE
IVD5215797 | 99088 | MINI VIDAS | DIAGNOSTIC 1 | BIOMERIEUX SA | GN21050021 | PT DIAGNOS LAB UTAMA, Tbk | PADANG | SUMATERA BARAT | PADANG | MAIN UNIT | EMP | - |  | 31 July 2021 | ABDI PUTRA - TSE | 16 June 2021 | LEO LANANG SIGIT - TSE CP | 31 July 2021 | ABDI PUTRA - TSE | ACTIVE
IVD5215853 | 99088 | MINI VIDAS | DIAGNOSTIC 1 | BIOMERIEUX SA | GN00006967 | RSUD LAHAT | PALEMBANG | SUMATERA SELATAN | PALEMBANG | MAIN UNIT | CUSTOMER | - |  | 1 December 2021 | ABDI PUTRA - TSE | 16 June 2021 | LEO LANANG SIGIT - TSE CP | 1 December 2021 | ABDI PUTRA - TSE | ACTIVE
IVD5216057 | 99088 | MINI VIDAS | DIAGNOSTIC 1 | BIOMERIEUX SA | GN00010697 | RSJ. PROF. HB. SAANIN PADANG | PADANG | SUMATERA BARAT | PADANG | MAIN UNIT | CUSTOMER | - |  | 29 April 2022 | ABDI PUTRA - TSE | 25 August 2021 | LEO LANANG SIGIT - TSE CP | 29 April 2022 | ABDI PUTRA - TSE | ACTIVE
IVD5216061 | 99088 | MINI VIDAS | DIAGNOSTIC 1 | BIOMERIEUX SA | GN22050003 | BIOLAB | BANDA ACEH | ACEH | BANDA ACEH | MAIN UNIT | EMP | - |  | 7 July 2023 | AZLI YUDHA - TSE | 25 August 2021 | LEO LANANG SIGIT - TSE CP | 6 August 2024 | SAHID DERMAWAN - SPV TSE BARAT | ACTIVE
IVD5216065 | 99088 | MINI VIDAS | DIAGNOSTIC 1 | BIOMERIEUX SA | GN22040010 | RS MITRA KELUARGA - DELTAMAS | BEKASI | JAWA BARAT | BEKASI | MAIN UNIT | EMP | - |  | 17 June 2022 |  | 25 August 2021 | LEO LANANG SIGIT - TSE CP | 26 January 2024 | SAHID DERMAWAN - SPV TSE BARAT | ACTIVE
IVD5216066 | 99088 | MINI VIDAS | DIAGNOSTIC 1 | BIOMERIEUX SA | GN00001246 | RS BALIMED | DENPASAR | BALI | DENPASAR | MAIN UNIT | EMP | - |  | 22 September 2022 |  | 25 August 2021 | LEO LANANG SIGIT - TSE CP | 12 December 2023 | ANDI ISMAIL - SPV TSE TIMUR | ACTIVE
IVD5216082 | 99088 | MINI VIDAS | DIAGNOSTIC 1 | BIOMERIEUX SA | GN00001162 | RSUD INDRAMAYU | CIREBON | JAWA BARAT | INDRAMAYU | MAIN UNIT | EMP | - |  | 8 April 2022 |  | 25 August 2021 | LEO LANANG SIGIT - TSE CP | 5 August 2024 | SAHID DERMAWAN - SPV TSE BARAT | ACTIVE
IVD5216165 | 99088 | MINI VIDAS | DIAGNOSTIC 1 | BIOMERIEUX SA | GN00002986 | RDC PUSAT - RAWAGELAM | PUSAT | DKI JAKARTA | JAKARTA TIMUR | MAIN UNIT | EMP | - |  | - |  | 25 August 2021 | LEO LANANG SIGIT - TSE CP | - |  | ACTIVE
IVD5216181 | 99088 | MINI VIDAS | DIAGNOSTIC 1 | BIOMERIEUX SA | GN00001656 | LAB PRIMA | JAMBI | JAMBI | JAMBI | MAIN UNIT | EMP | - |  | 26 February 2022 | ABDI PUTRA - TSE | 25 August 2021 | LEO LANANG SIGIT - TSE CP | 26 February 2022 | ABDI PUTRA - TSE | ACTIVE
IVD5216187 | 99088 | MINI VIDAS | DIAGNOSTIC 1 | BIOMERIEUX SA | GN22030001 | LAB KLINIK RISET | BANDA ACEH | ACEH | BANDA ACEH | MAIN UNIT | CUSTOMER | - |  | 28 March 2022 | AZLI YUDHA - TSE | 25 August 2021 | LEO LANANG SIGIT - TSE CP | 28 March 2022 | AZLI YUDHA - TSE | ACTIVE
IVD5216190 | 99088 | MINI VIDAS | DIAGNOSTIC 1 | BIOMERIEUX SA | GN22030028 | LAB DNA | PONTIANAK | KALIMANTAN BARAT | PONTIANAK | MAIN UNIT | CUSTOMER | - |  | 4 March 2022 | GATOT SURYA ADIPUTRA - TSE | 25 August 2021 | LEO LANANG SIGIT - TSE CP | 4 March 2022 | GATOT SURYA ADIPUTRA - TSE | ACTIVE
IVD5216744 | 99088 | MINI VIDAS | DIAGNOSTIC 1 | BIOMERIEUX SA | GN00001126 | RSUD DR SLAMET GARUT | TASIKMALAYA | JAWA BARAT | GARUT | MAIN UNIT | EMP | - |  | 8 June 2022 |  | 15 May 2022 | LEO LANANG SIGIT - TSE CP | 26 January 2024 | SAHID DERMAWAN - SPV TSE BARAT | ACTIVE
IVD5216745 | 99088 | MINI VIDAS | DIAGNOSTIC 1 | BIOMERIEUX SA | GN00000135 | RSUD SEKAYU | PALEMBANG | SUMATERA SELATAN | SEKAYU | MAIN UNIT | EMP | - |  | 30 August 2022 |  | 15 May 2022 | LEO LANANG SIGIT - TSE CP | 10 February 2025 | SAHID DERMAWAN - SPV TSE BARAT | ACTIVE
IVD5216794 | 99088 | MINI VIDAS | DIAGNOSTIC 1 | BIOMERIEUX SA | GN22080054 | RS MITRA KELUARGA PAMULANG | DEPOK | BANTEN | DEPOK | MAIN UNIT | EMP | - |  | 12 September 2022 |  | 15 May 2022 | LEO LANANG SIGIT - TSE CP | 14 March 2024 | SAHID DERMAWAN - SPV TSE BARAT | ACTIVE
IVD5216813 | 99088 | MINI VIDAS | DIAGNOSTIC 1 | BIOMERIEUX SA | GN19020003 | RS PROVITA | JAYAPURA | PAPUA | JAYAPURA | MAIN UNIT | EMP | - |  | 5 February 2024 |  | 29 April 2022 | LEO LANANG SIGIT - TSE CP | 7 February 2024 | ANDI ISMAIL - SPV TSE TIMUR | ACTIVE
IVD5216814 | 99088 | MINI VIDAS | DIAGNOSTIC 1 | BIOMERIEUX SA | GN00000357 | RSUD DR PIRNGADI | MEDAN | SUMATERA UTARA | MEDAN | MAIN UNIT | EMP | - |  | 1 July 2022 | AZLI YUDHA - TSE | 29 April 2022 | LEO LANANG SIGIT - TSE CP | 16 April 2025 | SAHID DERMAWAN - SPV TSE BARAT | ACTIVE
IVD5216816 | 99088 | MINI VIDAS | DIAGNOSTIC 1 | BIOMERIEUX SA | GN00004361 | PT PRODIA WIDYAHUSADA ( LAB PRODIA - JAMBI ) | JAMBI | JAMBI | JAMBI | MAIN UNIT | EMP | - |  | 13 September 2023 | ABDI PUTRA - TSE | 29 April 2022 | LEO LANANG SIGIT - TSE CP | 13 September 2023 | ABDI PUTRA - TSE | ACTIVE
IVD5216951 | 99088 | MINI VIDAS | DIAGNOSTIC 1 | BIOMERIEUX SA | GN21030017 | Lab Klinik Prodia Ambon | MAKASSAR | SULAWESI SELATAN | MAKASSAR | MAIN UNIT | EMP | - |  | 28 November 2022 |  | 12 July 2022 | LEO LANANG SIGIT - TSE CP | 16 October 2023 | ANDI ISMAIL - SPV TSE TIMUR | ACTIVE
IVD5216976 | 99088 | MINI VIDAS | DIAGNOSTIC 1 | BIOMERIEUX SA | GN00011712 | POLTEKKES BANTEN | TANGERANG | BANTEN | TANGERANG | MAIN UNIT | CUSTOMER | - |  | 16 October 2022 | ADITIYA NOVANDRA - TSE | 15 June 2022 | LEO LANANG SIGIT - TSE CP | 16 October 2022 | ADITIYA NOVANDRA - TSE | ACTIVE
IVD5217017 | 99088 | MINI VIDAS | DIAGNOSTIC 1 | BIOMERIEUX SA | GN00001750 | LAB PRODIA - SODIBYO | TEGAL | JAWA TENGAH | TEGAL | MAIN UNIT | EMP | - |  | 2 October 2023 | MUNADI - TSE | 12 July 2022 | LEO LANANG SIGIT - TSE CP | 2 January 2024 | ANDI ISMAIL - SPV TSE TIMUR | ACTIVE
IVD5217022 | 99088 | MINI VIDAS | DIAGNOSTIC 1 | BIOMERIEUX SA | GN00000049 | RS PERMATA HATI | BANDAR LAMPUNG | LAMPUNG | BANDAR LAMPUNG | MAIN UNIT | CUSTOMER | - |  | 27 June 2023 |  | 12 July 2022 | LEO LANANG SIGIT - TSE CP | 12 December 2023 | SAHID DERMAWAN - SPV TSE BARAT | ACTIVE
IVD5217023 | 99088 | MINI VIDAS | DIAGNOSTIC 1 | BIOMERIEUX SA | GN00002299 | LAB PRAMITA MEDAN | MEDAN | SUMATERA UTARA | MEDAN | MAIN UNIT | EMP | - |  | 14 September 2023 | KRISTIANTO - TSE | 12 July 2022 | LEO LANANG SIGIT - TSE CP | 14 September 2023 | KRISTIANTO - TSE | ACTIVE
IVD5217024 | 99088 | MINI VIDAS | DIAGNOSTIC 1 | BIOMERIEUX SA | GN00000514 | RS ST. ELISABETH (RJ) | SEMARANG | JAWA TENGAH | SEMARANG | MAIN UNIT | EMP | - |  | 28 March 2023 | ANDRIAS NUGROHO - TSE | 12 July 2022 | LEO LANANG SIGIT - TSE CP | 16 October 2023 | ANDI ISMAIL - SPV TSE TIMUR | ACTIVE
IVD5217026 | 99088 | MINI VIDAS | DIAGNOSTIC 1 | BIOMERIEUX SA | GN00000588 | PRODIA (KUDUS) | SEMARANG | JAWA TENGAH | KUDUS | MAIN UNIT | EMP | - |  | 30 June 2023 | ANDRIAS NUGROHO - TSE | 12 July 2022 | LEO LANANG SIGIT - TSE CP | 30 June 2023 | ANDRIAS NUGROHO - TSE | ACTIVE
IVD5217028 | 99088 | MINI VIDAS | DIAGNOSTIC 1 | BIOMERIEUX SA | GN00002335 | LAB THAMRIN S.BATANGHARI | MEDAN | SUMATERA UTARA | MEDAN | MAIN UNIT | EMP | - |  | 14 September 2023 | KRISTIANTO - TSE | 12 July 2022 | LEO LANANG SIGIT - TSE CP | 27 March 2025 | SAHID DERMAWAN - SPV TSE BARAT | ACTIVE
IVD5217029 | 99088 | MINI VIDAS | DIAGNOSTIC 1 | BIOMERIEUX SA | GN22080018 | PT GENOMIK SOLIDARITAS INDONESIA | PEJATEN | DKI JAKARTA | JAKARTA TIMUR | MAIN UNIT | EMP | - |  | 13 February 2023 |  | 12 July 2022 | LEO LANANG SIGIT - TSE CP | 14 March 2024 | SAHID DERMAWAN - SPV TSE BARAT | ACTIVE
IVD5217030 | 99088 | MINI VIDAS | DIAGNOSTIC 1 | BIOMERIEUX SA | GN00011456 | RSUD DEPATI BAHRIN | PANGKAL PINANG | KEPULAUAN BANGKA BELITUNG | PANGKAL PINANG | MAIN UNIT | EMP | - |  | 12 September 2022 |  | 12 July 2022 | LEO LANANG SIGIT - TSE CP | 14 March 2024 | SAHID DERMAWAN - SPV TSE BARAT | ACTIVE
IVD5217031 | 99088 | MINI VIDAS | DIAGNOSTIC 1 | BIOMERIEUX SA | GN24060012 | RS MITRA KELUARGA SLAWI | TEGAL | JAWA TENGAH | TEGAL | MAIN UNIT | EMP | - |  | 2 October 2023 | MUNADI - TSE | 12 July 2022 | LEO LANANG SIGIT - TSE CP | 28 March 2025 | SAHID DERMAWAN - SPV TSE BARAT | ACTIVE
IVD5217032 | 99088 | MINI VIDAS | DIAGNOSTIC 1 | BIOMERIEUX SA | GN22030063 | RSU MITRA MEDIKA PREMIERE | MEDAN | SUMATERA UTARA | MEDAN | MAIN UNIT | EMP | - |  | 20 November 2024 | KRISTIANTO - TSE | 12 July 2022 | LEO LANANG SIGIT - TSE CP | 16 April 2025 | SAHID DERMAWAN - SPV TSE BARAT | ACTIVE
IVD5217033 | 99088 | MINI VIDAS | DIAGNOSTIC 1 | BIOMERIEUX SA | GN00004589 | RSUP SARDJITO YOGYAKARTA | YOGYAKARTA | YOGYAKARTA | YOGYAKARTA | MAIN UNIT | CUSTOMER | - |  | 4 April 2023 |  | 12 July 2022 | LEO LANANG SIGIT - TSE CP | 12 October 2023 | ANDI ISMAIL - SPV TSE TIMUR | ACTIVE
IVD5217036 | 99088 | MINI VIDAS | DIAGNOSTIC 1 | BIOMERIEUX SA | GN00008551 | RSUD BAGAS WARAS KLATEN | YOGYAKARTA | YOGYAKARTA | YOGYAKARTA | MAIN UNIT | EMP | - |  | 4 March 2024 |  | 12 July 2022 | LEO LANANG SIGIT - TSE CP | 12 March 2024 | ANDI ISMAIL - SPV TSE TIMUR | ACTIVE
IVD5217037 | 99088 | MINI VIDAS | DIAGNOSTIC 1 | BIOMERIEUX SA | GN19110017 | RSUD Provinsi NTB | MATARAM | NUSA TENGGARA BARAT | MATARAM | MAIN UNIT | EMP | - |  | 29 May 2023 |  | 12 July 2022 | LEO LANANG SIGIT - TSE CP | 16 October 2023 | ANDI ISMAIL - SPV TSE TIMUR | ACTIVE
IVD5217038 | 99088 | MINI VIDAS | DIAGNOSTIC 1 | BIOMERIEUX SA | GN00006455 | LAB KLINIK PRODIA MADIUN | KEDIRI | JAWA TIMUR | MADIUN | MAIN UNIT | EMP | - |  | 3 May 2023 |  | 12 July 2022 | LEO LANANG SIGIT - TSE CP | 16 October 2023 | ANDI ISMAIL - SPV TSE TIMUR | ACTIVE
IVD5217137 | 9B088 | VC MINIVIDAS | BIOSCIENCE | BIOMERIEUX SA | GN00002986 | RDC PUSAT - RAWAGELAM | PUSAT | DKI JAKARTA | JAKARTA TIMUR | MAIN UNIT | EMP | - |  | - |  | 5 August 2022 | LEO LANANG SIGIT - TSE CP | - |  | ACTIVE
IVD5217237 | 9B088 | VC MINIVIDAS | BIOSCIENCE | BIOMERIEUX SA | GN00008110 | PT INTERTEK UTAMA SERVICES | BOGOR | JAWA BARAT | BOGOR |  | EMP | 9 November 2022 | ANTONIUS SAGITA - KALIBRASI | 25 November 2024 |  | 23 March 2023 |  | 19 June 2025 | SAHID DERMAWAN - SPV TSE BARAT | ACTIVE
IVD5217506 | 99088 | MINI VIDAS | DIAGNOSTIC 1 | BIOMERIEUX SA | GN17060064 | UNIVERSITAS MUHAMMADIYAH SEMARANG | SEMARANG | JAWA TENGAH | SEMARANG | MAIN UNIT | CUSTOMER | - |  | 12 September 2023 |  | 16 March 2023 | LEO LANANG SIGIT - TSE CP | 14 October 2023 | ANDI ISMAIL - SPV TSE TIMUR | ACTIVE
IVD5217520 | 99088 | MINI VIDAS | DIAGNOSTIC 1 | BIOMERIEUX SA | GN00002292 | LAB KLINIK THAMRIN MEDAN | MEDAN | SUMATERA UTARA | MEDAN | MAIN UNIT | EMP | - |  | 20 July 2023 |  | 16 March 2023 | LEO LANANG SIGIT - TSE CP | 19 October 2023 | SAHID DERMAWAN - SPV TSE BARAT | ACTIVE
IVD5217521 | 99088 | MINI VIDAS | DIAGNOSTIC 1 | BIOMERIEUX SA | GN00000165 | RSU RADEN MATTAHER | JAMBI | JAMBI | JAMBI | MAIN UNIT | EMP | - |  | 13 September 2023 | ABDI PUTRA - TSE | 16 March 2023 | LEO LANANG SIGIT - TSE CP | 13 September 2023 | ABDI PUTRA - TSE | ACTIVE
IVD5217526 | 9B088 | VC MINIVIDAS | BIOSCIENCE | BIOMERIEUX SA | GN00002986 | RDC PUSAT - RAWAGELAM | PUSAT | DKI JAKARTA | JAKARTA TIMUR | MAIN UNIT | EMP | - |  | - |  | 6 March 2023 | LEO LANANG SIGIT - TSE CP | - |  | ACTIVE
IVD5217529 | 99088 | MINI VIDAS | DIAGNOSTIC 1 | BIOMERIEUX SA | GN00002611 | LAB PRODIA MANADO | MANADO | SULAWESI UTARA | MANADO | MAIN UNIT | EMP | - |  | 10 October 2023 |  | 16 March 2023 | LEO LANANG SIGIT - TSE CP | 16 October 2023 | ANDI ISMAIL - SPV TSE TIMUR | ACTIVE
IVD5217531 | 99088 | MINI VIDAS | DIAGNOSTIC 1 | BIOMERIEUX SA | GN00002609 | LAB PRODIA GORONTALO | MANADO | SULAWESI UTARA | MANADO | MAIN UNIT | EMP | - |  | 13 October 2023 |  | 16 March 2023 | LEO LANANG SIGIT - TSE CP | 16 October 2023 | ANDI ISMAIL - SPV TSE TIMUR | ACTIVE
IVD5217714 | 99088 | MINI VIDAS | DIAGNOSTIC 1 | BIOMERIEUX SA | GN00002674 | LAB BUDI SEHAT | SOLO | JAWA TENGAH | SURAKARTA | MAIN UNIT | EMP | - |  | 12 October 2023 |  | 10 May 2023 | LEO LANANG SIGIT - TSE CP | 23 October 2023 | ANDI ISMAIL - SPV TSE TIMUR | ACTIVE
IVD5217778 | 99088 | MINI VIDAS | DIAGNOSTIC 1 | BIOMERIEUX SA | GN23080008 | RS MITRA KELUARGA GRAND WISATA | BEKASI | JAWA BARAT | BEKASI | MAIN UNIT | EMP | - |  | 16 October 2023 |  | 10 May 2023 | LEO LANANG SIGIT - TSE CP | 24 May 2024 | SAHID DERMAWAN - SPV TSE BARAT | ACTIVE
IVD5217783 | 99088 | MINI VIDAS | DIAGNOSTIC 1 | BIOMERIEUX SA | GN00000944 | RS SANTOSA KEBON JATI | BANDUNG | JAWA BARAT | BANDUNG | MAIN UNIT | EMP | - |  | 20 October 2023 |  | 10 May 2023 | LEO LANANG SIGIT - TSE CP | 26 January 2024 | SAHID DERMAWAN - SPV TSE BARAT | ACTIVE
IVD5217784 | 99088 | MINI VIDAS | DIAGNOSTIC 1 | BIOMERIEUX SA | GN23110009 | KLINIK PRODIA SORONG | SORONG | PAPUA BARAT | SORONG | MAIN UNIT | EMP | - |  | 12 December 2023 |  | 10 May 2023 | LEO LANANG SIGIT - TSE CP | 21 December 2023 | ANDI ISMAIL - SPV TSE TIMUR | ACTIVE
IVD5217789 | 99088 | MINI VIDAS | DIAGNOSTIC 1 | BIOMERIEUX SA | GN23040019 | RS MAYAPADA BANDUNG | BANDUNG | JAWA BARAT | BANDUNG | MAIN UNIT | EMP | - |  | 4 March 2024 |  | 10 May 2023 | LEO LANANG SIGIT - TSE CP | 14 March 2024 | SAHID DERMAWAN - SPV TSE BARAT | ACTIVE
IVD5217791 | 99088 | MINI VIDAS | DIAGNOSTIC 1 | BIOMERIEUX SA | GN23110022 | RS PRIMAYA BEKASI BARAT | BEKASI | JAWA BARAT | BEKASI | MAIN UNIT | EMP | - |  | 26 March 2024 |  | 10 May 2023 | LEO LANANG SIGIT - TSE CP | 1 April 2024 | SAHID DERMAWAN - SPV TSE BARAT | ACTIVE
IVD5217814 | 99088 | MINI VIDAS | DIAGNOSTIC 1 | BIOMERIEUX SA | GN18100024 | RS AWAL BROS UJUNG BATU | PEKAN BARU | RIAU | PEKANBARU | MAIN UNIT | EMP | - |  | 3 April 2024 |  | 10 May 2023 | LEO LANANG SIGIT - TSE CP | 22 April 2024 | SAHID DERMAWAN - SPV TSE BARAT | ACTIVE
IVD5217815 | 99088 | MINI VIDAS | DIAGNOSTIC 1 | BIOMERIEUX SA | GN24040014 | KALGEN INNOLAB BANDUNG | BANDUNG-2 | JAWA BARAT | BANDUNG | MAIN UNIT | EMP | - |  | 6 June 2024 |  | 10 May 2023 | LEO LANANG SIGIT - TSE CP | 24 June 2024 | SAHID DERMAWAN - SPV TSE BARAT | ACTIVE
IVD5217818 | 99088 | MINI VIDAS | DIAGNOSTIC 1 | BIOMERIEUX SA | GN00011873 | RSUD KARUBAGA | JAYAPURA | PAPUA | JAYAPURA | MAIN UNIT | CUSTOMER | - |  | 26 September 2024 |  | 10 May 2023 | LEO LANANG SIGIT - TSE CP | 30 September 2024 | ANDI ISMAIL - SPV TSE TIMUR | ACTIVE
IVD5217820 | 99088 | MINI VIDAS | DIAGNOSTIC 1 | BIOMERIEUX SA | GN24040012 | RS SAMSOE HIDAJAT / SAMSU HIDAYAT | SEMARANG | JAWA TENGAH | SEMARANG | MAIN UNIT | EMP | - |  | 7 June 2024 |  | 10 May 2023 | LEO LANANG SIGIT - TSE CP | 18 June 2024 | ANDI ISMAIL - SPV TSE TIMUR | ACTIVE
IVD5218012 | 9B088 | VC MINIVIDAS | BIOSCIENCE | BIOMERIEUX SA | GN00002986 | RDC PUSAT - RAWAGELAM | PUSAT | DKI JAKARTA | JAKARTA TIMUR | MAIN UNIT | EMP | - |  | - |  | 6 December 2023 | LEO LANANG SIGIT - TSE CP | - |  | ACTIVE
IVD5218013 | 9B088 | VC MINIVIDAS | BIOSCIENCE | BIOMERIEUX SA | GN00002986 | RDC PUSAT - RAWAGELAM | PUSAT | DKI JAKARTA | JAKARTA TIMUR | MAIN UNIT | EMP | - |  | - |  | 6 December 2023 | LEO LANANG SIGIT - TSE CP | - |  | ACTIVE
IVD5218014 | 99088 | MINI VIDAS | DIAGNOSTIC 1 | BIOMERIEUX SA | GN20010018 | RSIA HIKMAH SAWI | SURABAYA-2 | JAWA TIMUR | SURABAYA | MAIN UNIT | CUSTOMER | - |  | 8 October 2024 |  | 11 January 2024 | LEO LANANG SIGIT - TSE CP | 5 November 2024 | ANDI ISMAIL - SPV TSE TIMUR | ACTIVE
IVD5218016 | 99088 | MINI VIDAS | DIAGNOSTIC 1 | BIOMERIEUX SA | GN24120011 | BALI INTERNATIONAL HOSPITAL - RS BIH | DENPASAR | BALI | DENPASAR | MAIN UNIT | EMP | - |  | 6 January 2025 |  | 11 January 2024 | LEO LANANG SIGIT - TSE CP | 16 January 2025 | SAHID DERMAWAN - SPV TSE BARAT | ACTIVE
IVD5218017 | 99088 | MINI VIDAS | DIAGNOSTIC 1 | BIOMERIEUX SA | GN00000535 | RSUP DR KARIADI | SEMARANG | JAWA TENGAH | SEMARANG | MAIN UNIT | EMP | - |  | 29 April 2025 |  | 11 January 2024 | LEO LANANG SIGIT - TSE CP | 30 April 2025 | SAHID DERMAWAN - SPV TSE BARAT | ACTIVE
IVD5218018 | 99088 | MINI VIDAS | DIAGNOSTIC 1 | BIOMERIEUX SA | GN25050005 | RS AWAL BROS BAGAN BATU | PEKAN BARU | RIAU | PEKANBARU | MAIN UNIT | EMP | - |  | 18 June 2025 |  | 11 January 2024 | LEO LANANG SIGIT - TSE CP | 19 June 2025 | SAHID DERMAWAN - SPV TSE BARAT | ACTIVE
IVD5218023 | 9B088 | VC MINIVIDAS | BIOSCIENCE | BIOMERIEUX SA | GN00002986 | RDC PUSAT - RAWAGELAM | PUSAT | DKI JAKARTA | JAKARTA TIMUR | MAIN UNIT | EMP | - |  | - |  | 6 December 2023 | LEO LANANG SIGIT - TSE CP | - |  | ACTIVE
IVD5218029 | 99088 | MINI VIDAS | DIAGNOSTIC 1 | BIOMERIEUX SA | GN00002986 | RDC PUSAT - RAWAGELAM | PUSAT | DKI JAKARTA | JAKARTA TIMUR | MAIN UNIT | EMP | - |  | - |  | 11 January 2024 | LEO LANANG SIGIT - TSE CP | - |  | ACTIVE
IVD5218030 | 99088 | MINI VIDAS | DIAGNOSTIC 1 | BIOMERIEUX SA | GN00002092 | RS PUSAT PERTAMINA | JAKARTA-2 | DKI JAKARTA | JAKARTA SELATAN | MAIN UNIT | EMP | - |  | 13 February 2024 |  | 11 January 2024 | LEO LANANG SIGIT - TSE CP | 14 March 2024 | SAHID DERMAWAN - SPV TSE BARAT | ACTIVE
IVD5218032 | 99088 | MINI VIDAS | DIAGNOSTIC 1 | BIOMERIEUX SA | GN00002986 | RDC PUSAT - RAWAGELAM | PUSAT | DKI JAKARTA | JAKARTA TIMUR | MAIN UNIT | EMP | - |  | - |  | 11 January 2024 | LEO LANANG SIGIT - TSE CP | - |  | ACTIVE
IVD5218033 | 99088 | MINI VIDAS | DIAGNOSTIC 1 | BIOMERIEUX SA | GN00004125 | YAY ATMA JAYA | JAKARTA-2 | DKI JAKARTA | JAKARTA BARAT | MAIN UNIT | EMP | - |  | 10 September 2025 |  | 11 January 2024 | LEO LANANG SIGIT - TSE CP | 2 October 2025 | SAHID DERMAWAN - SPV TSE BARAT | ACTIVE
IVD5218037 | 99088 | MINI VIDAS | DIAGNOSTIC 1 | BIOMERIEUX SA | GN25090005 | LAB PRAMITA AMBON | MAKASSAR | SULAWESI SELATAN | MAKASSAR | MAIN UNIT | EMP | - |  | - |  | 11 January 2024 | LEO LANANG SIGIT - TSE CP | - |  | ACTIVE
IVD5218062 | 99088 | MINI VIDAS | DIAGNOSTIC 1 | BIOMERIEUX SA | GN00002986 | RDC PUSAT - RAWAGELAM | PUSAT | DKI JAKARTA | JAKARTA TIMUR | MAIN UNIT | EMP | - |  | - |  | 11 January 2024 | LEO LANANG SIGIT - TSE CP | - |  | ACTIVE
IVD529636 | 99088 | MINI VIDAS | DIAGNOSTIC 1 | BIOMERIEUX SA | GN00002986 | RDC PUSAT - RAWAGELAM | PUSAT | DKI JAKARTA | JAKARTA TIMUR | MAIN UNIT | EMP | - |  | 1 January 1900 |  | - |  | - |  | INACTIVE
IVD7001270 | 3425R | VIDAS 30 MODULE | DIAGNOSTIC 1 | BIOMERIEUX SA | GN00003001 | PT. ENSEVAL MEDIKA PRIMA - HO | PUSAT | DKI JAKARTA | JAKARTA TIMUR | MAIN UNIT | EMP | 16 May 2017 | SENDRA WIJAYA - IT | 1 January 1900 |  | 16 May 2017 | SENDRA WIJAYA - IT | - |  | ACTIVE
IVD7001273 | 3425R | VIDAS 30 MODULE | DIAGNOSTIC 1 | BIOMERIEUX SA | GN00002985 | WORKSHOOP CSM PUSAT | PUSAT | DKI JAKARTA | JAKARTA TIMUR | MAIN UNIT | EMP | - |  | 31 January 2019 |  | - |  | - |  | ACTIVE
IVD7001277 | 3425R | VIDAS 30 MODULE | DIAGNOSTIC 1 | BIOMERIEUX SA | GN00002193 | RS INTERNATIONAL PREMIER BINTARO | TANGERANG | BANTEN | TANGERANG | MAIN UNIT | EMP | 7 September 2017 | TRIYONO - TSE AREA BARAT | 7 September 2017 |  | 7 September 2017 | TRIYONO - TSE AREA BARAT | - |  | ACTIVE
IVD7001279 | 3425R | VIDAS 30 MODULE | DIAGNOSTIC 1 | BIOMERIEUX SA | GN21030067 | RS Mandaya Puri | JAKARTA-2 | DKI JAKARTA | JAKARTA BARAT | MAIN UNIT | EMP | - |  | 14 March 2024 |  | - |  | 25 March 2024 | SAHID DERMAWAN - SPV TSE BARAT | ACTIVE
IVD7001301 | 3425R | VIDAS 30 MODULE | DIAGNOSTIC 1 | BIOMERIEUX SA | GN21090003 | MAXIMA LABORATORIUM Klinik Makassar | MAKASSAR | SULAWESI SELATAN | MAKASSAR | MAIN UNIT | EMP | 15 May 2019 | BARITA P-SIMAMORA - TSE | 15 June 2013 |  | 15 May 2019 | BARITA P-SIMAMORA - TSE | - |  | ACTIVE
IVD7001302 | 3425R | VIDAS 30 MODULE | DIAGNOSTIC 1 | BIOMERIEUX SA | GN00000009 | RSU DR CIPTO MANGUNKUSUMO | JAKARTA-1 | DKI JAKARTA | JAKARTA PUSAT | MAIN UNIT | EMP | 7 September 2017 | TRIYONO - TSE AREA BARAT | 7 September 2017 |  | 7 September 2017 | TRIYONO - TSE AREA BARAT | - |  | ACTIVE
IVD7001303 | 3425R | VIDAS 30 MODULE | DIAGNOSTIC 1 | BIOMERIEUX SA | GN00002698 | LAB KEDUNGDORO SURABAYA | SURABAYA-2 | JAWA TIMUR | SURABAYA | MAIN UNIT | EMP | 12 May 2017 | FARIDA ADELINA | 1 January 2013 |  | 12 May 2017 | FARIDA ADELINA | - |  | ACTIVE
IVD7001304 | 3425R | VIDAS 30 MODULE | DIAGNOSTIC 1 | BIOMERIEUX SA | GN00000594 | RSU St. Antonius | PONTIANAK | KALIMANTAN BARAT |  | MAIN UNIT | EMP | - |  | 13 October 2018 |  | - |  | - |  | ACTIVE
IVD7001361 | 3425R | VIDAS 30 MODULE | DIAGNOSTIC 1 | BIOMERIEUX SA | GN00001707 | RSUD DR ISKAK TULUNGAGUNG | KEDIRI | JAWA TIMUR | TULUNGAGUNG | MAIN UNIT | EMP | 15 May 2017 | SENDRA WIJAYA - IT | 13 August 2025 |  | 15 May 2017 | SENDRA WIJAYA - IT | 11 September 2025 | SAHID DERMAWAN - SPV TSE BARAT | ACTIVE
IVD7001362 | 3425R | VIDAS 30 MODULE | DIAGNOSTIC 1 | BIOMERIEUX SA | GN00002985 | WORKSHOOP CSM PUSAT | PUSAT | DKI JAKARTA | JAKARTA TIMUR | MAIN UNIT | EMP | 15 May 2017 | SENDRA WIJAYA - IT | 4 April 2024 |  | 15 May 2017 | SENDRA WIJAYA - IT | 3 April 2025 | SAHID DERMAWAN - SPV TSE BARAT | ACTIVE
IVD7001372 | 3425R | VIDAS 30 MODULE | DIAGNOSTIC 1 | BIOMERIEUX SA | GN00006321 | RS PREMIER JATINEGARA | JAKARTA-1 | DKI JAKARTA | JAKARTA TIMUR | MAIN UNIT | EMP | 15 May 2017 | SENDRA WIJAYA - IT | 1 January 2011 |  | 15 May 2017 | SENDRA WIJAYA - IT | - |  | ACTIVE
IVD7001375 | 3425R | VIDAS 30 MODULE | DIAGNOSTIC 1 | BIOMERIEUX SA | GN00002798 | LAB PRODIA PUSAT RUJUKAN NASIONAL (PRN) | JAKARTA-1 | DKI JAKARTA | JAKARTA PUSAT | MAIN UNIT | EMP | - |  | 1 January 2009 |  | - |  | - |  | ACTIVE
IVD7001377 | 3425R | VIDAS 30 MODULE | DIAGNOSTIC 1 | BIOMERIEUX SA | GN18090013 | GRAHA PRODIA SURABAYA ( Lab. Prodia Gedung Baru ) | SURABAYA-1 | JAWA TIMUR |  | MAIN UNIT | EMP | - |  | 27 April 2021 | ARDI HERMAWAN - TSE CP | - |  | 27 April 2021 | ARDI HERMAWAN - TSE CP | ACTIVE
IVD7001380 | 3425R | VIDAS 30 MODULE | DIAGNOSTIC 1 | BIOMERIEUX SA | GN00001673 | BLK JAYAPURA | JAYAPURA | PAPUA | JAYAPURA | MAIN UNIT | EMP | 15 May 2017 | SENDRA WIJAYA - IT | 1 January 1900 |  | 15 May 2017 | SENDRA WIJAYA - IT | - |  | ACTIVE
IVD7001384 | 3425R | VIDAS 30 MODULE | DIAGNOSTIC 1 | BIOMERIEUX SA | GN23110022 | RS PRIMAYA BEKASI BARAT | BEKASI | JAWA BARAT | BEKASI | MAIN UNIT | EMP | 15 May 2017 | SENDRA WIJAYA - IT | 1 December 2014 |  | 15 May 2017 | SENDRA WIJAYA - IT | - |  | ACTIVE
IVD7001385 | 3425R | VIDAS 30 MODULE | DIAGNOSTIC 1 | BIOMERIEUX SA | GN00001684 | LAB PARAHITA JEMBER ( PARAHITA DIAGNOSTIC CENTER ) | JEMBER | JAWA TIMUR | JEMBER | MAIN UNIT | EMP | - |  | 21 April 2022 | AHMAD FATKHUDIN - TSE | - |  | 21 April 2022 | AHMAD FATKHUDIN - TSE | ACTIVE
IVD7001386 | 9B121 | VC VIDAS | BIOSCIENCE | BIOMERIEUX SA | GN00002586 | PT BIOFARMA | BANDUNG | JAWA BARAT | BANDUNG | MAIN UNIT | CUSTOMER | - |  | 20 November 2013 |  | - |  | - |  | ACTIVE
IVD7001387 | 3425R | VIDAS 30 MODULE | DIAGNOSTIC 1 | BIOMERIEUX SA | GN00003001 | PT. ENSEVAL MEDIKA PRIMA - HO | PUSAT | DKI JAKARTA | JAKARTA TIMUR | MAIN UNIT | EMP | 15 May 2017 | SENDRA WIJAYA - IT | 1 January 1900 |  | 15 May 2017 | SENDRA WIJAYA - IT | 31 March 2021 | IBNUL AZIZ - TSE | ACTIVE
IVD7001388 | 3425R | VIDAS 30 MODULE | DIAGNOSTIC 1 | BIOMERIEUX SA | GN00000516 | RS TELOGOREJO | SEMARANG | JAWA TENGAH | SEMARANG | MAIN UNIT | EMP | - |  | 1 January 2000 |  | - |  | - |  | ACTIVE
IVD7001389 | 3425R | VIDAS 30 MODULE | DIAGNOSTIC 1 | BIOMERIEUX SA | GN00001672 | RSUD JAYAPURA | JAYAPURA | PAPUA | JAYAPURA | MAIN UNIT | EMP | - |  | 3 June 2022 | ASRULLAH - TSE | - |  | 3 June 2022 | ASRULLAH - TSE | ACTIVE
IVD7001390 | 3425R | VIDAS 30 MODULE | DIAGNOSTIC 1 | BIOMERIEUX SA | GN00002080 | RS PURI CINERE | JAKARTA-2 | DKI JAKARTA | DEPOK | MAIN UNIT | EMP | - |  | 14 August 2014 |  | - |  | - |  | ACTIVE
IVD7001392 | 3425R | VIDAS 30 MODULE | DIAGNOSTIC 1 | BIOMERIEUX SA | GN00000506 | RS MARDI RAHAYU | SEMARANG | JAWA TENGAH | KUDUS | MAIN UNIT | EMP | - |  | 22 April 2017 |  | - |  | - |  | ACTIVE
IVD7001395 | 3425R | VIDAS 30 MODULE | DIAGNOSTIC 1 | BIOMERIEUX SA | GN00001205 | RSUD BANYUMAS | PURWOKERTO | JAWA TENGAH | BANYUMAS | MAIN UNIT | EMP | - |  | 1 January 1900 |  | - |  | - |  | ACTIVE
IVD7001396 | 3425R | VIDAS 30 MODULE | DIAGNOSTIC 1 | BIOMERIEUX SA | GN00001972 | RS MITRA KELUARGA BEKASI TIMUR | BEKASI | JAWA BARAT | BEKASI | MAIN UNIT | EMP | 15 May 2017 | SENDRA WIJAYA - IT | 2 February 2014 |  | 15 May 2017 | SENDRA WIJAYA - IT | - |  | ACTIVE
IVD7001397 | 3425R | VIDAS 30 MODULE | DIAGNOSTIC 1 | BIOMERIEUX SA | GN00003554 | RSUD EMBUNG FATIMAH | BATAM | KEPULAUAN RIAU | BATAM | MAIN UNIT | CUSTOMER | 12 January 2018 | TRIYONO - TSE AREA BARAT | 3 May 2014 |  | 12 January 2018 | TRIYONO - TSE AREA BARAT | - |  | ACTIVE
IVD7001400 | 3425R | VIDAS 30 MODULE | DIAGNOSTIC 1 | BIOMERIEUX SA | GN21060008 | PRIMAYA HOSPITAL TANGERANG | TANGERANG | BANTEN | TANGERANG | MAIN UNIT | EMP | 14 November 2019 | SUKMA WIJAYA - TSE | 31 July 2021 | ADITIYA NOVANDRA - TSE | 14 November 2019 | SUKMA WIJAYA - TSE | 31 July 2021 | ADITIYA NOVANDRA - TSE | ACTIVE
IVD7001401 | 3425R | VIDAS 30 MODULE | DIAGNOSTIC 1 | BIOMERIEUX SA | GN00000003 | RSUD KAB BEKASI | BEKASI | JAWA BARAT | BEKASI | MAIN UNIT | CUSTOMER | 15 May 2017 | SENDRA WIJAYA - IT | 1 June 2013 |  | 15 May 2017 | SENDRA WIJAYA - IT | - |  | ACTIVE
IVD7001402 | 3425R | VIDAS 30 MODULE | DIAGNOSTIC 1 | BIOMERIEUX SA | GN00002917 | RS BRAWIJAYA | PEJATEN | DKI JAKARTA | JAKARTA SELATAN | MAIN UNIT | EMP | - |  | 31 January 2019 |  | - |  | - |  | ACTIVE
IVD7001403 | 3425R | VIDAS 30 MODULE | DIAGNOSTIC 1 | BIOMERIEUX SA | GN00001717 | RSUD KOTA MATARAM | MATARAM | NUSA TENGGARA BARAT | MATARAM | MAIN UNIT | CUSTOMER | - |  | 5 June 2016 |  | - |  | - |  | ACTIVE
IVD7001405 | 3425R | VIDAS 30 MODULE | DIAGNOSTIC 1 | BIOMERIEUX SA | GN00003252 | LAB QUANTUM ( KLINIK QUANTUM LAB ) | DENPASAR | BALI | DENPASAR | MAIN UNIT | EMP | - |  | 10 September 2013 |  | - |  | - |  | ACTIVE
IVD7001413 | 3425R | VIDAS 30 MODULE | DIAGNOSTIC 1 | BIOMERIEUX SA | GN00001774 | BALAI BESAR LABORATORIUM KESEHATAN (BBLK) BANDUNG | BANDUNG | JAWA BARAT | BANDUNG | MAIN UNIT | EMP | - |  | 11 July 2025 |  | - |  | 4 August 2025 | SAHID DERMAWAN - SPV TSE BARAT | ACTIVE
IVD7001697 | 3425R | VIDAS 30 MODULE | DIAGNOSTIC 1 | BIOMERIEUX SA | GN00001025 | RS Husada | JAKARTA-1 | DKI JAKARTA | JAKARTA PUSAT | MAIN UNIT | EMP | 12 July 2017 | ARDI HERMAWAN - TSE CP | 12 July 2017 |  | 12 July 2017 | ARDI HERMAWAN - TSE CP | - |  | ACTIVE
IVD7001700 | 3425R | VIDAS 30 MODULE | DIAGNOSTIC 1 | BIOMERIEUX SA | GN00001819 | RS PKU MUHAMMADIYAH DELANGGU | SOLO | JAWA TENGAH | KLATEN | MAIN UNIT | EMP | - |  | 18 July 2023 |  | - |  | 16 October 2023 | ANDI ISMAIL - SPV TSE TIMUR | ACTIVE
IVD7001701 | 3425R | VIDAS 30 MODULE | DIAGNOSTIC 1 | BIOMERIEUX SA | GN00003001 | PT. ENSEVAL MEDIKA PRIMA - HO | PUSAT | DKI JAKARTA | JAKARTA TIMUR | MAIN UNIT | EMP | 15 May 2017 | SENDRA WIJAYA - IT | 3 May 2017 |  | 15 May 2017 | SENDRA WIJAYA - IT | 29 January 2021 | ABDI PUTRA - TSE | ACTIVE
IVD7001702 | 3425R | VIDAS 30 MODULE | DIAGNOSTIC 1 | BIOMERIEUX SA | GN00002463 | RSUD DR SOEDONO | KEDIRI | JAWA TIMUR | MADIUN | MAIN UNIT | CUSTOMER | - |  | 11 December 2013 |  | - |  | - |  | ACTIVE
IVD7001703 | 3425R | VIDAS 30 MODULE | DIAGNOSTIC 1 | BIOMERIEUX SA | GN00004665 | LAB KLINIK PRAMITA-RE.M. | BANDUNG | JAWA BARAT | BANDUNG | MAIN UNIT | EMP | - |  | 21 January 2015 |  | - |  | - |  | ACTIVE
IVD7001707 | 3425R | VIDAS 30 MODULE | DIAGNOSTIC 1 | BIOMERIEUX SA | GN00001730 | Lab Utama Pangkal Pinang - Prodia Pangkal Pinang | PANGKAL PINANG | KEPULAUAN BANGKA BELITUNG | BANGKA | MAIN UNIT | EMP | 16 May 2017 | SENDRA WIJAYA - IT | 1 January 2010 |  | 16 May 2017 | SENDRA WIJAYA - IT | - |  | ACTIVE
IVD7001764 | 3425R | VIDAS 30 MODULE | DIAGNOSTIC 1 | BIOMERIEUX SA | GN00002165 | RSUD Dr R Koesma tuban pop | SURABAYA-1 | JAWA TIMUR | TUBAN | MAIN UNIT | CUSTOMER | - |  | 3 December 2013 |  | - |  | - |  | ACTIVE
IVD7001767 | 3425R | VIDAS 30 MODULE | DIAGNOSTIC 1 | BIOMERIEUX SA | GN00003001 | PT. ENSEVAL MEDIKA PRIMA - HO | PUSAT | DKI JAKARTA | JAKARTA TIMUR | MAIN UNIT | EMP | - |  | 20 December 2013 |  | - |  | 4 October 2020 | MIKKI FAHRIZI - TSE | ACTIVE
IVD7001769 | 3425R | VIDAS 30 MODULE | DIAGNOSTIC 1 | BIOMERIEUX SA | GN00001782 | RSU KASIH IBU SURAKARTA | SOLO | JAWA TENGAH | SURAKARTA | MAIN UNIT | EMP | - |  | 20 November 2020 |  | - |  | 30 October 2023 | ANDI ISMAIL - SPV TSE TIMUR | ACTIVE
IVD7001773 | 3425R | VIDAS 30 MODULE | DIAGNOSTIC 1 | BIOMERIEUX SA | GN00000674 | RSUD ABDUL WAHAB SJAHRANIE | SAMARINDA | KALIMANTAN TIMUR | SAMARINDA | MAIN UNIT | EMP | - |  | 23 February 2014 |  | - |  | - |  | ACTIVE
IVD7001882 | 3425R | VIDAS 30 MODULE | DIAGNOSTIC 1 | BIOMERIEUX SA | GN00000996 | RS Medistra | JAKARTA-1 | DKI JAKARTA | JAKARTA SELATAN | MAIN UNIT | EMP | 15 May 2017 | SENDRA WIJAYA - IT | 13 May 2014 |  | 15 May 2017 | SENDRA WIJAYA - IT | 23 January 2025 | SAHID DERMAWAN - SPV TSE BARAT | ACTIVE
IVD7001885 | 3425R | VIDAS 30 MODULE | DIAGNOSTIC 1 | BIOMERIEUX SA | GN00001160 | RSUD Arjawinangun | CIREBON | JAWA BARAT | CIREBON | MAIN UNIT | EMP | - |  | 16 September 2014 |  | - |  | - |  | ACTIVE
IVD7001907 | 3425R | VIDAS 30 MODULE | DIAGNOSTIC 1 | BIOMERIEUX SA | GN00000234 | RSU DR ACHMAD MOCHTAR | PADANG | SUMATERA BARAT | BUKITTINGGI | MAIN UNIT | EMP | 15 May 2017 | FARIDA ADELINA | 15 June 2020 | ABDI PUTRA - TSE | 15 May 2017 | FARIDA ADELINA | 15 June 2020 | ABDI PUTRA - TSE | ACTIVE
IVD7001908 | 3425R | VIDAS 30 MODULE | DIAGNOSTIC 1 | BIOMERIEUX SA | GN00000786 | RS PENDIDIKAN UNHAS | MAKASSAR | SULAWESI SELATAN | MAKASSAR | MAIN UNIT | EMP | - |  | 25 November 2024 |  | - |  | 2 December 2024 | SAHID DERMAWAN - SPV TSE BARAT | ACTIVE
IVD7001910 | 3425R | VIDAS 30 MODULE | DIAGNOSTIC 1 | BIOMERIEUX SA | GN00000955 | RSIA LIMIJATI | BANDUNG | JAWA BARAT | BANDUNG | MAIN UNIT | EMP | - |  | 24 April 2014 |  | - |  | - |  | ACTIVE
IVD7001913 | 3425R | VIDAS 30 MODULE | DIAGNOSTIC 1 | BIOMERIEUX SA | GN00002047 | LAB CITO RS ASIH ( RSB ASIH ) | JAKARTA-2 | DKI JAKARTA | JAKARTA SELATAN | MAIN UNIT | EMP | 15 May 2017 | SENDRA WIJAYA - IT | 21 July 2020 | IBNUL AZIZ - TSE | 15 May 2017 | SENDRA WIJAYA - IT | 21 July 2020 | IBNUL AZIZ - TSE | ACTIVE
IVD7001914 | 3425R | VIDAS 30 MODULE | DIAGNOSTIC 1 | BIOMERIEUX SA | GN00001552 | RS BAPTIS | MALANG | JAWA TIMUR | MALANG | MAIN UNIT | EMP | - |  | 25 February 2022 | AHMAD FATKHUDIN - TSE | - |  | 25 February 2022 | AHMAD FATKHUDIN - TSE | ACTIVE
IVD7001915 | 3425R | VIDAS 30 MODULE | DIAGNOSTIC 1 | BIOMERIEUX SA | GN00001126 | RSUD DR SLAMET GARUT | TASIKMALAYA | JAWA BARAT | GARUT | MAIN UNIT | EMP | - |  | 2 September 2025 |  | - |  | 29 September 2025 | SAHID DERMAWAN - SPV TSE BARAT | ACTIVE
IVD7001917 | 3425R | VIDAS 30 MODULE | DIAGNOSTIC 1 | BIOMERIEUX SA | GN00003344 | LABORATORIUM TERPADU FKUI ( MAKMAL FKUI RSCM ) | JAKARTA-1 | DKI JAKARTA | JAKARTA PUSAT | MAIN UNIT | EMP | - |  | 25 February 2019 |  | - |  | - |  | ACTIVE
IVD7001932 | 3425R | VIDAS 30 MODULE | DIAGNOSTIC 1 | BIOMERIEUX SA | GN00001786 | RSUD DR SOEDIRAN MS WONOGIRI | SOLO | JAWA TENGAH | WONOGIRI | MAIN UNIT | EMP | 1 August 2017 |  | 1 August 2017 |  | 1 August 2017 |  | - |  | ACTIVE
IVD7001933 | 3425R | VIDAS 30 MODULE | DIAGNOSTIC 1 | BIOMERIEUX SA | GN00002985 | WORKSHOOP CSM PUSAT | PUSAT | DKI JAKARTA | JAKARTA TIMUR | MAIN UNIT | EMP | 16 May 2017 | SENDRA WIJAYA - IT | 14 January 2015 |  | 16 May 2017 | SENDRA WIJAYA - IT | - |  | ACTIVE
IVD7001937 | 3425R | VIDAS 30 MODULE | DIAGNOSTIC 1 | BIOMERIEUX SA | GN00002985 | WORKSHOOP CSM PUSAT | PUSAT | DKI JAKARTA | JAKARTA TIMUR | MAIN UNIT | EMP | 16 May 2017 | SENDRA WIJAYA - IT | 20 August 2014 |  | 16 May 2017 | SENDRA WIJAYA - IT | - |  | ACTIVE
IVD7001938 | 3425R | VIDAS 30 MODULE | DIAGNOSTIC 1 | BIOMERIEUX SA | GN00001493 | RS SITI KHODIJAH (KHOTIJAH) | SURABAYA-1 | JAWA TIMUR | SIDOARJO | MAIN UNIT | EMP | - |  | 26 February 2025 | ARDI HERMAWAN - TSE CP | - |  | 17 March 2025 | ANDI ISMAIL - SPV TSE TIMUR | ACTIVE
IVD7001939 | 3425R | VIDAS 30 MODULE | DIAGNOSTIC 1 | BIOMERIEUX SA | GN00000838 | RSUD SINJAI | MAKASSAR | SULAWESI SELATAN | SINJAI | MAIN UNIT | CUSTOMER | - |  | 28 November 2014 |  | - |  | - |  | ACTIVE
IVD7001940 | 3425R | VIDAS 30 MODULE | DIAGNOSTIC 1 | BIOMERIEUX SA | GN00002459 | RSUD PACITAN | KEDIRI | JAWA TIMUR | PACITAN | MAIN UNIT | CUSTOMER | 22 December 2017 | ANDRIAS NUGROHO - TSE | 22 December 2017 |  | 22 December 2017 | ANDRIAS NUGROHO - TSE | - |  | ACTIVE
IVD7001942 | 3425R | VIDAS 30 MODULE | DIAGNOSTIC 1 | BIOMERIEUX SA | GN00001923 | RS PANTI RAPIH | YOGYAKARTA | YOGYAKARTA | YOGYAKARTA | MAIN UNIT | EMP | - |  | 30 March 2015 |  | - |  | - |  | ACTIVE
IVD7001943 | 3425R | VIDAS 30 MODULE | DIAGNOSTIC 1 | BIOMERIEUX SA | GN00001160 | RSUD Arjawinangun | CIREBON | JAWA BARAT | CIREBON | MAIN UNIT | EMP | - |  | 24 March 2015 |  | - |  | - |  | ACTIVE
IVD7001944 | 3425R | VIDAS 30 MODULE | DIAGNOSTIC 1 | BIOMERIEUX SA | GN00007764 | HI LAB | YOGYAKARTA | YOGYAKARTA | YOGYAKARTA | MAIN UNIT | EMP | - |  | 14 July 2014 |  | - |  | - |  | ACTIVE
IVD7001945 | 3425R | VIDAS 30 MODULE | DIAGNOSTIC 1 | BIOMERIEUX SA | GN00003001 | PT. ENSEVAL MEDIKA PRIMA - HO | PUSAT | DKI JAKARTA | JAKARTA TIMUR | MAIN UNIT | EMP | - |  | 30 July 2020 | GANDHI YANRANGGA | - |  | 19 December 2023 | ANDI ISMAIL - SPV TSE TIMUR | ACTIVE
IVD7002499 | 3425R | VIDAS 30 MODULE | DIAGNOSTIC 1 | BIOMERIEUX SA | GN00001880 | LAB PRODIA MAGELANG | YOGYAKARTA | YOGYAKARTA | YOGYAKARTA | MAIN UNIT | EMP | - |  | 14 April 2015 |  | - |  | - |  | ACTIVE
IVD7002501 | 3425R | VIDAS 30 MODULE | DIAGNOSTIC 1 | BIOMERIEUX SA | GN00000925 | RS AL ISLAM BANDUNG | BANDUNG | JAWA BARAT | BANDUNG | MAIN UNIT | EMP | 2 March 2020 | FARIDA ADELINA | 2 March 2020 |  | 2 March 2020 | FARIDA ADELINA | - |  | ACTIVE
IVD7002507 | 3425R | VIDAS 30 MODULE | DIAGNOSTIC 1 | BIOMERIEUX SA | GN00001026 | RS ISLAM CEMPAKA PUTIH ( RS. ISLAM JAKARTA ) | JAKARTA-1 | DKI JAKARTA | JAKARTA PUSAT | MAIN UNIT | EMP | - |  | 30 June 2015 |  | - |  | - |  | ACTIVE
IVD7002510 | 3425R | VIDAS 30 MODULE | DIAGNOSTIC 1 | BIOMERIEUX SA | GN00000674 | RSUD ABDUL WAHAB SJAHRANIE | SAMARINDA | KALIMANTAN TIMUR | SAMARINDA | MAIN UNIT | EMP | - |  | 30 June 2015 |  | - |  | - |  | ACTIVE
IVD7002512 | 3425R | VIDAS 30 MODULE | DIAGNOSTIC 1 | BIOMERIEUX SA | GN00001799 | RS Dr Oen Solo Baru | SOLO | JAWA TENGAH | SUKOHARJO | MAIN UNIT | EMP | - |  | 7 July 2015 |  | - |  | - |  | ACTIVE
IVD7002515 | 3425R | VIDAS 30 MODULE | DIAGNOSTIC 1 | BIOMERIEUX SA | GN00000629 | RSUD ULIN | BANJARMASIN | KALIMANTAN SELATAN | BANJARMASIN | MAIN UNIT | EMP | - |  | 6 August 2015 |  | - |  | - |  | ACTIVE
IVD7002517 | 3425R | VIDAS 30 MODULE | DIAGNOSTIC 1 | BIOMERIEUX SA | GN00008545 | BP2GAKI (BALAI PEN DAN PENGEM AKIBAT KEKURANGAN IODIUM) | YOGYAKARTA | YOGYAKARTA | YOGYAKARTA | MAIN UNIT | CUSTOMER | - |  | 28 October 2015 |  | - |  | - |  | ACTIVE
IVD7002518 | 3425R | VIDAS 30 MODULE | DIAGNOSTIC 1 | BIOMERIEUX SA | GN00000008 | RSPAD GATOT SOEBROTO | JAKARTA-1 | DKI JAKARTA | JAKARTA PUSAT | MAIN UNIT | EMP | - |  | 12 July 2017 |  | - |  | - |  | ACTIVE
IVD7002521 | 3425R | VIDAS 30 MODULE | DIAGNOSTIC 1 | BIOMERIEUX SA | GN00002121 | RS Premier Surabaya (PT AFFINITY HEALTH INDONESIA) | SURABAYA-1 | JAWA TIMUR |  | MAIN UNIT | EMP | 17 May 2017 | SENDRA WIJAYA - IT | 12 January 2016 |  | 17 May 2017 | SENDRA WIJAYA - IT | - |  | ACTIVE
IVD7002523 | 3425R | VIDAS 30 MODULE | DIAGNOSTIC 1 | BIOMERIEUX SA | GN00001759 | BALAI BESAR LABORATORIUM KESEHATAN (BBLK) MAKASSAR | MAKASSAR | SULAWESI SELATAN | MAKASSAR | MAIN UNIT | CUSTOMER | - |  | 26 October 2015 |  | - |  | - |  | ACTIVE
IVD7002894 | 3425R | VIDAS 30 MODULE | DIAGNOSTIC 1 | BIOMERIEUX SA | GN00000516 | RS TELOGOREJO | SEMARANG | JAWA TENGAH | SEMARANG | MAIN UNIT | EMP | - |  | 14 March 2016 |  | - |  | - |  | ACTIVE
IVD7002896 | 3425R | VIDAS 30 MODULE | DIAGNOSTIC 1 | BIOMERIEUX SA | GN00002985 | WORKSHOOP CSM PUSAT | PUSAT | DKI JAKARTA | JAKARTA TIMUR | MAIN UNIT | EMP | - |  | 27 May 2018 |  | - |  | - |  | ACTIVE
IVD7002897 | 3425R | VIDAS 30 MODULE | DIAGNOSTIC 1 | BIOMERIEUX SA | GN00002674 | LAB BUDI SEHAT | SOLO | JAWA TENGAH | SURAKARTA | MAIN UNIT | EMP | 7 September 2017 | TRIYONO - TSE AREA BARAT | 7 September 2017 |  | 7 September 2017 | TRIYONO - TSE AREA BARAT | - |  | ACTIVE
IVD7002898 | 3425R | VIDAS 30 MODULE | DIAGNOSTIC 1 | BIOMERIEUX SA | GN00002708 | Lab Parahita Dharmawangsa Sby | SURABAYA-2 | JAWA TIMUR |  | MAIN UNIT | EMP | - |  | 25 February 2016 |  | - |  | - |  | ACTIVE
IVD7002899 | 3425R | VIDAS 30 MODULE | DIAGNOSTIC 1 | BIOMERIEUX SA | GN00006782 | RS MITRA KELUARGA WARU | SURABAYA-1 | JAWA TIMUR | SURABAYA | MAIN UNIT | EMP | - |  | 25 February 2016 |  | - |  | - |  | ACTIVE
IVD7002902 | 3425R | VIDAS 30 MODULE | DIAGNOSTIC 1 | BIOMERIEUX SA | GN00000516 | RS TELOGOREJO | SEMARANG | JAWA TENGAH | SEMARANG | MAIN UNIT | EMP | 16 May 2017 |  | 3 August 2016 |  | 16 May 2017 |  | - |  | ACTIVE
IVD7002928 | 3425R | VIDAS 30 MODULE | DIAGNOSTIC 1 | BIOMERIEUX SA | GN00002985 | WORKSHOOP CSM PUSAT | PUSAT | DKI JAKARTA | JAKARTA TIMUR | MAIN UNIT | EMP | 16 May 2017 | SENDRA WIJAYA - IT | 26 February 2024 |  | 16 May 2017 | SENDRA WIJAYA - IT | 25 August 2025 | SAHID DERMAWAN - SPV TSE BARAT | ACTIVE
IVD7002942 | 3425R | VIDAS 30 MODULE | DIAGNOSTIC 1 | BIOMERIEUX SA | GN25080009 | LAB MITRA DIAGNOSTIC DENPASAR | DENPASAR | BALI | DENPASAR | MAIN UNIT | EMP | - |  | 18 November 2015 |  | - |  | - |  | ACTIVE
IVD7002948 | 3425R | VIDAS 30 MODULE | DIAGNOSTIC 1 | BIOMERIEUX SA | GN00002695 | LAB GLENEAGLES, SURABAYA | SURABAYA-2 | JAWA TIMUR | SURABAYA | MAIN UNIT | EMP | 17 May 2017 | SENDRA WIJAYA - IT | 13 January 2016 |  | 17 May 2017 | SENDRA WIJAYA - IT | - |  | ACTIVE
IVD7002950 | 3425R | VIDAS 30 MODULE | DIAGNOSTIC 1 | BIOMERIEUX SA | GN00002688 | LAB BIOGEN SURABAYA | SURABAYA-2 | JAWA TIMUR | SURABAYA | MAIN UNIT | EMP | - |  | 3 May 2018 |  | - |  | - |  | ACTIVE
IVD7003130 | 3425R | VIDAS 30 MODULE | DIAGNOSTIC 1 | BIOMERIEUX SA | GN00002464 | RSUD DR HARJONO S PONOROGO | KEDIRI | JAWA TIMUR | PONOROGO | MAIN UNIT | CUSTOMER | - |  | 27 May 2016 |  | - |  | - |  | ACTIVE
IVD7003137 | 3425R | VIDAS 30 MODULE | DIAGNOSTIC 1 | BIOMERIEUX SA | GN00001696 | LAB SARANA MEDIKA, MADIUN | KEDIRI | JAWA TIMUR | MADIUN | MAIN UNIT | EMP | - |  | 11 August 2016 |  | - |  | - |  | ACTIVE
IVD7003138 | 3425R | VIDAS 30 MODULE | DIAGNOSTIC 1 | BIOMERIEUX SA | GN00000973 | RSUD SUMEDANG | BANDUNG | JAWA BARAT | SUMEDANG | MAIN UNIT | EMP | - |  | 18 January 2018 |  | - |  | - |  | ACTIVE
IVD7003139 | 3425R | VIDAS 30 MODULE | DIAGNOSTIC 1 | BIOMERIEUX SA | GN00007323 | UNIVERSITAS NEGERI SOLO | SOLO | JAWA TENGAH | SURAKARTA | MAIN UNIT | CUSTOMER | - |  | 20 July 2017 |  | - |  | - |  | ACTIVE
IVD7003140 | 3425R | VIDAS 30 MODULE | DIAGNOSTIC 1 | BIOMERIEUX SA | GN00002660 | LAB PRODIA S. PARMAN | PURWOKERTO | JAWA TENGAH | PURWOKERTO | MAIN UNIT | EMP | - |  | 8 August 2016 |  | - |  | - |  | ACTIVE
IVD7003141 | 9B121 | VC VIDAS | BIOSCIENCE | BIOMERIEUX SA | GN00003001 | PT. ENSEVAL MEDIKA PRIMA - HO | PUSAT | DKI JAKARTA | JAKARTA TIMUR | MAIN UNIT | EMP | 29 December 2016 | GATOT SURYA ADIPUTRA - TSE | 21 July 2020 | IBNUL AZIZ - TSE | 29 December 2016 | GATOT SURYA ADIPUTRA - TSE | 7 February 2022 | NURIL MAGHFIROH - TSE CSR | ACTIVE
IVD7003143 | 3425R | VIDAS 30 MODULE | DIAGNOSTIC 1 | BIOMERIEUX SA | GN00000007 | RSUD KOJA | JAKARTA-1 | DKI JAKARTA | JAKARTA UTARA | MAIN UNIT | EMP | 14 February 2018 | LEONARDUS ADI | 14 February 2018 |  | 14 February 2018 | LEONARDUS ADI | - |  | ACTIVE
IVD7003144 | 9B121 | VC VIDAS | BIOSCIENCE | BIOMERIEUX SA | GN00008516 | PT MARS INDONESIA (PT MARS SYMBIOSCIENCE INDONESIA ) | MAKASSAR | SULAWESI SELATAN | MAKASSAR | MAIN UNIT | EMP | 23 August 2018 | PHILIP LAKRISNA - TSE | 23 August 2018 |  | 23 August 2018 | PHILIP LAKRISNA - TSE | - |  | ACTIVE
IVD7003146 | 9B121 | VC VIDAS | BIOSCIENCE | BIOMERIEUX SA | GN19020026 | UPT PMP2KP - SURABAYA | SURABAYA-1 | JAWA TIMUR | SURABAYA | MAIN UNIT | CUSTOMER | 28 February 2019 | AHMAD FATKHUDIN - TSE | 28 February 2019 |  | 28 February 2019 | AHMAD FATKHUDIN - TSE | - |  | ACTIVE
IVD7003147 | 3425R | VIDAS 30 MODULE | DIAGNOSTIC 1 | BIOMERIEUX SA | GN00004673 | RSUD AL-IHSAN BANDUNG | BANDUNG | JAWA BARAT | BANDUNG | MAIN UNIT | EMP | 5 April 2019 |  | 11 March 2015 |  | 5 April 2019 |  | - |  | ACTIVE
IVD7003149 | 3425R | VIDAS 30 MODULE | DIAGNOSTIC 1 | BIOMERIEUX SA | GN00005094 | RSU PANGKALAN BUN | BANJARMASIN | KALIMANTAN TENGAH | BANJARMASIN | MAIN UNIT | CUSTOMER | 2 August 2018 | TRIYONO - TSE AREA BARAT | 21 November 2016 |  | 2 August 2018 | TRIYONO - TSE AREA BARAT | - |  | ACTIVE
IVD7003150 | 3425R | VIDAS 30 MODULE | DIAGNOSTIC 1 | BIOMERIEUX SA | GN00009328 | RSUD. UMBU RARA MEHA | KUPANG | NUSA TENGGARA TIMUR | WAINGAPU | MAIN UNIT | CUSTOMER | - |  | 13 December 2016 |  | - |  | - |  | ACTIVE
IVD7003151 | 3425R | VIDAS 30 MODULE | DIAGNOSTIC 1 | BIOMERIEUX SA | GN00000968 | RSUD KOTA BANDUNG | BANDUNG | JAWA BARAT | BANDUNG | MAIN UNIT | CUSTOMER | - |  | 20 December 2016 |  | - |  | - |  | ACTIVE
IVD7003153 | 3425R | VIDAS 30 MODULE | DIAGNOSTIC 1 | BIOMERIEUX SA | GN00009160 | RSUD KAB BOMBANA | MAKASSAR | SULAWESI SELATAN | KENDARI | MAIN UNIT | CUSTOMER | 16 May 2017 | SENDRA WIJAYA - IT | 15 December 2016 |  | 16 May 2017 | SENDRA WIJAYA - IT | - |  | ACTIVE
IVD7003159 | 3425R | VIDAS 30 MODULE | DIAGNOSTIC 1 | BIOMERIEUX SA | GN00002875 | RSUD PASAR MINGGU | PEJATEN | DKI JAKARTA | JAKARTA SELATAN | MAIN UNIT | CUSTOMER | 16 June 2017 | AGUS FAUZI | 16 June 2017 |  | 16 June 2017 | AGUS FAUZI | - |  | ACTIVE
IVD7003982 | 3425R | VIDAS 30 MODULE | DIAGNOSTIC 1 | BIOMERIEUX SA | GN00012197 | RS INDRIATI SOLO BARU | SOLO | JAWA TENGAH | SUKOHARJO | MAIN UNIT | CUSTOMER | 14 June 2017 | SAHID DERMAWAN - SPV TSE BARAT | 11 April 2017 |  | 14 June 2017 | SAHID DERMAWAN - SPV TSE BARAT | - |  | ACTIVE
IVD7003983 | 3425R | VIDAS 30 MODULE | DIAGNOSTIC 1 | BIOMERIEUX SA | GN00003382 | RSU DR M HAULUSSY AMBON | MAKASSAR | SULAWESI SELATAN | AMBON | MAIN UNIT | CUSTOMER | - |  | 27 April 2017 |  | - |  | - |  | ACTIVE
IVD7003984 | 3425R | VIDAS 30 MODULE | DIAGNOSTIC 1 | BIOMERIEUX SA | GN00000633 | RSUD KOTA BARU | BANJARMASIN | KALIMANTAN SELATAN | BANJARMASIN | MAIN UNIT | CUSTOMER | - |  | 19 April 2017 |  | - |  | - |  | ACTIVE
IVD7003985 | 3425R | VIDAS 30 MODULE | DIAGNOSTIC 1 | BIOMERIEUX SA | GN00000584 | LAB. CITO ( INDRAPRASTA ) | SEMARANG | JAWA TENGAH | SEMARANG | MAIN UNIT | EMP | - |  | 31 March 2017 |  | - |  | - |  | ACTIVE
IVD7003986 | 3425R | VIDAS 30 MODULE | DIAGNOSTIC 1 | BIOMERIEUX SA | GN00008121 | RSUD H.A. SULTAN DAENG RAJA | MAKASSAR | SULAWESI SELATAN | MAKASSAR | MAIN UNIT | CUSTOMER | - |  | 12 December 2017 |  | - |  | - |  | ACTIVE
IVD7003995 | 3425R | VIDAS 30 MODULE | DIAGNOSTIC 1 | BIOMERIEUX SA | GN19110017 | RSUD Provinsi NTB | MATARAM | NUSA TENGGARA BARAT | MATARAM | MAIN UNIT | EMP | 30 October 2018 | FARIDA ADELINA | 1 February 2018 |  | 30 October 2018 | FARIDA ADELINA | - |  | ACTIVE
IVD7003996 | 9B121 | VC VIDAS | BIOSCIENCE | BIOMERIEUX SA | GN00001935 | PT SARI HUSADA | YOGYAKARTA | YOGYAKARTA | YOGYAKARTA | MAIN UNIT | CUSTOMER | - |  | 11 June 2018 |  | - |  | - |  | ACTIVE
IVD7003997 | 3425R | VIDAS 30 MODULE | DIAGNOSTIC 1 | BIOMERIEUX SA | GN00001085 | RSAB HARAPAN KITA | JAKARTA-2 | DKI JAKARTA | JAKARTA BARAT | MAIN UNIT | EMP | 11 October 2017 | AGUS FAUZI | 11 October 2017 |  | 11 October 2017 | AGUS FAUZI | - |  | ACTIVE
IVD7003998 | 3425R | VIDAS 30 MODULE | DIAGNOSTIC 1 | BIOMERIEUX SA | GN24070002 | RSUD Drs H AMRI TAMBUNAN | MEDAN | SUMATERA UTARA | MEDAN | MAIN UNIT | EMP | 18 April 2018 | TRIYONO - TSE AREA BARAT | 1 February 2018 |  | 18 April 2018 | TRIYONO - TSE AREA BARAT | - |  | ACTIVE
IVD7003999 | 3425R | VIDAS 30 MODULE | DIAGNOSTIC 1 | BIOMERIEUX SA | GN00001471 | RSU DR MOEWARDI SURAKARTA | SOLO | JAWA TENGAH | SURAKARTA | MAIN UNIT | EMP | 23 January 2018 | System Auto | 23 May 2017 |  | 23 January 2018 | System Auto | - |  | ACTIVE
IVD7004034 | 9B121 | VC VIDAS | BIOSCIENCE | BIOMERIEUX SA | GN18040042 | BTKL AMBON | MAKASSAR | MALUKU | AMBON | MAIN UNIT | CUSTOMER | 29 April 2019 | MIKKI FAHRIZI - TSE | 29 April 2019 |  | 29 April 2019 | MIKKI FAHRIZI - TSE | - |  | ACTIVE
IVD7004037 | 3425R | VIDAS 30 MODULE | DIAGNOSTIC 1 | BIOMERIEUX SA | GN00001901 | RSUP SOERADJI KLATEN | YOGYAKARTA | YOGYAKARTA | YOGYAKARTA | MAIN UNIT | CUSTOMER | - |  | 23 March 2018 |  | - |  | - |  | ACTIVE
IVD7004038 | 9B121 | VC VIDAS | BIOSCIENCE | BIOMERIEUX SA | GN00011782 | LABORATORIUM BALAI KARANTINA IKAN KELAS I DAN II | JAKARTA-1 | DKI JAKARTA | JAKARTA UTARA | MAIN UNIT | EMP | 23 May 2017 | System Auto | 23 May 2017 |  | 23 May 2017 | System Auto | - |  | ACTIVE
IVD7004092 | 3425R | VIDAS 30 MODULE | DIAGNOSTIC 1 | BIOMERIEUX SA | GN00007761 | RS LIRA MEDIKA | BEKASI | JAWA BARAT | KARAWANG | MAIN UNIT | CUSTOMER | - |  | 23 August 2017 |  | - |  | - |  | ACTIVE
IVD7004095 | 3425R | VIDAS 30 MODULE | DIAGNOSTIC 1 | BIOMERIEUX SA | GN00001030 | RS OMNI MEDICAL CENTER | JAKARTA-1 | DKI JAKARTA | JAKARTA TIMUR | MAIN UNIT | EMP | 18 April 2018 | TRIYONO - TSE AREA BARAT | 4 February 2018 |  | 18 April 2018 | TRIYONO - TSE AREA BARAT | - |  | ACTIVE
IVD7004096 | 3425R | VIDAS 30 MODULE | DIAGNOSTIC 1 | BIOMERIEUX SA | GN00000201 | RSUD ARIFIN ACHMAD - PEKANBARU | PEKAN BARU | RIAU | PEKANBARU | MAIN UNIT | EMP | - |  | 23 November 2017 |  | - |  | - |  | ACTIVE
IVD7004097 | 3425R | VIDAS 30 MODULE | DIAGNOSTIC 1 | BIOMERIEUX SA | GN17080012 | POLIKLINIK POLITEKNIK ILMU PELAYARAN SEMARANG | SEMARANG | JAWA TENGAH | SEMARANG | MAIN UNIT | CUSTOMER | 4 September 2017 | MUNADI - TSE | 4 September 2017 |  | 4 September 2017 | MUNADI - TSE | - |  | ACTIVE
IVD7004099 | 3425R | VIDAS 30 MODULE | DIAGNOSTIC 1 | BIOMERIEUX SA | GN00000813 | RS ANDI MAKASSAU | MAKASSAR | SULAWESI SELATAN | PAREPARE | MAIN UNIT | CUSTOMER | 25 August 2017 | MIKKI FAHRIZI - TSE | 25 August 2017 |  | 25 August 2017 | MIKKI FAHRIZI - TSE | - |  | ACTIVE
IVD7004101 | 3425R | VIDAS 30 MODULE | DIAGNOSTIC 1 | BIOMERIEUX SA | GN00002986 | RDC PUSAT - RAWAGELAM | PUSAT | DKI JAKARTA | JAKARTA TIMUR | MAIN UNIT | EMP | 6 September 2017 | LEO LANANG SIGIT - TSE CP | 1 January 1900 |  | 6 September 2017 | LEO LANANG SIGIT - TSE CP | - |  | ACTIVE
IVD7004102 | 3425R | VIDAS 30 MODULE | DIAGNOSTIC 1 | BIOMERIEUX SA | GN00011232 | RS H.L. MANAMBAI ABDUL KADIR | MATARAM | NUSA TENGGARA BARAT | MATARAM | MAIN UNIT | CUSTOMER | - |  | 1 January 2018 |  | - |  | - |  | ACTIVE
IVD7004104 | 3425R | VIDAS 30 MODULE | DIAGNOSTIC 1 | BIOMERIEUX SA | GN00000658 | RSUD DR DORIS SYLVANUS | BANJARMASIN | KALIMANTAN TENGAH | PALANGKA RAYA | MAIN UNIT | EMP | 18 January 2019 | INDRA BUDI GUNAWAN | 18 January 2019 |  | 18 January 2019 | INDRA BUDI GUNAWAN | - |  | ACTIVE
IVD7004105 | 3425R | VIDAS 30 MODULE | DIAGNOSTIC 1 | BIOMERIEUX SA | GN00000596 | RSU DR SOEDARSO PONTIANAK | PONTIANAK | KALIMANTAN BARAT | PONTIANAK | MAIN UNIT | CUSTOMER | 15 November 2017 | LEONARDUS ADI | 15 November 2017 |  | 15 November 2017 | LEONARDUS ADI | - |  | ACTIVE
IVD7004110 | 3425R | VIDAS 30 MODULE | DIAGNOSTIC 1 | BIOMERIEUX SA | GN00001320 | RSUD MANGUSADA BADUNG | DENPASAR | BALI | BADUNG | MAIN UNIT | EMP | 22 May 2018 | TRIYONO - TSE AREA BARAT | 22 May 2018 |  | 22 May 2018 | TRIYONO - TSE AREA BARAT | - |  | ACTIVE
IVD7004182 | 3425R | VIDAS 30 MODULE | DIAGNOSTIC 1 | BIOMERIEUX SA | GN00000630 | RSUD ANSYARI SALEH | BANJARMASIN | KALIMANTAN SELATAN | BANJARMASIN | MAIN UNIT | CUSTOMER | 2 April 2018 | TEGAR PANDU - TSE | 2 April 2018 |  | 2 April 2018 | TEGAR PANDU - TSE | - |  | ACTIVE
IVD7004184 | 3425R | VIDAS 30 MODULE | DIAGNOSTIC 1 | BIOMERIEUX SA | GN00002986 | RDC PUSAT - RAWAGELAM | PUSAT | DKI JAKARTA | JAKARTA TIMUR | MAIN UNIT | EMP | 11 January 2018 | ARIEF SETIAWAN - TSE CP | 1 January 1900 |  | 11 January 2018 | ARIEF SETIAWAN - TSE CP | - |  | ACTIVE
IVD7004185 | 3425R | VIDAS 30 MODULE | DIAGNOSTIC 1 | BIOMERIEUX SA | GN00000033 | RSUD NATUNA | BATAM | KEPULAUAN RIAU | NATUNA | MAIN UNIT | CUSTOMER | 26 April 2018 | SATRIA KUSUMA - TSE | 26 April 2018 |  | 26 April 2018 | SATRIA KUSUMA - TSE | - |  | ACTIVE
IVD7004186 | 3425R | VIDAS 30 MODULE | DIAGNOSTIC 1 | BIOMERIEUX SA | GN00001070 | RSU CIANJUR | BOGOR | JAWA BARAT | CIANJUR | MAIN UNIT | CUSTOMER | 18 September 2017 | TRIYONO - TSE AREA BARAT | 13 September 2017 |  | 18 September 2017 | TRIYONO - TSE AREA BARAT | - |  | ACTIVE
IVD7004187 | 3425R | VIDAS 30 MODULE | DIAGNOSTIC 1 | BIOMERIEUX SA | GN00000649 | RSUD BALANGAN | BANJARMASIN | KALIMANTAN SELATAN | BALANGAN | MAIN UNIT | CUSTOMER | 18 September 2017 | TRIYONO - TSE AREA BARAT | 13 September 2017 |  | 18 September 2017 | TRIYONO - TSE AREA BARAT | - |  | ACTIVE
IVD7004188 | 3425R | VIDAS 30 MODULE | DIAGNOSTIC 1 | BIOMERIEUX SA | GN00002812 | RSU BUNDA MENTENG | JAKARTA-1 | DKI JAKARTA | JAKARTA PUSAT | MAIN UNIT | EMP | 18 September 2017 | System Auto | 9 February 2021 | ARDI HERMAWAN - TSE CP | 18 September 2017 | System Auto | 9 February 2021 | ARDI HERMAWAN - TSE CP | ACTIVE
IVD7004189 | 3425R | VIDAS 30 MODULE | DIAGNOSTIC 1 | BIOMERIEUX SA | GN00002967 | RSUD H. ABDUL MANAN SIMATUPANG | MEDAN | SUMATERA UTARA | MEDAN | MAIN UNIT | CUSTOMER | 18 September 2017 | ANTONIUS SAGITA - KALIBRASI | 13 September 2017 |  | 18 September 2017 | ANTONIUS SAGITA - KALIBRASI | - |  | ACTIVE
IVD7004190 | 3425R | VIDAS 30 MODULE | DIAGNOSTIC 1 | BIOMERIEUX SA | GN00000250 | RSUD PADANG PARIAMAN | PADANG | SUMATERA BARAT | PADANG | MAIN UNIT | CUSTOMER | 4 June 2018 | FAJAR FAHMI - TSE | 4 June 2018 |  | 4 June 2018 | FAJAR FAHMI - TSE | - |  | ACTIVE
IVD7004191 | 3425R | VIDAS 30 MODULE | DIAGNOSTIC 1 | BIOMERIEUX SA | GN17050029 | RS BALI MANDARA | DENPASAR | BALI | DENPASAR | MAIN UNIT | CUSTOMER | - |  | 7 May 2018 |  | - |  | - |  | ACTIVE
IVD7004192 | 3425R | VIDAS 30 MODULE | DIAGNOSTIC 1 | BIOMERIEUX SA | GN00000150 | RSUD OKU TIMUR (GUMAWANG) | PALEMBANG | SUMATERA SELATAN | BELITUNG | MAIN UNIT | CUSTOMER | - |  | 13 September 2017 |  | - |  | - |  | ACTIVE
IVD7004193 | 3425R | VIDAS 30 MODULE | DIAGNOSTIC 1 | BIOMERIEUX SA | GN00000972 | RSUD SUBANG | BANDUNG | JAWA BARAT | SUBANG | MAIN UNIT | CUSTOMER | 29 June 2018 | SUKMA WIJAYA - TSE | 29 June 2018 |  | 29 June 2018 | SUKMA WIJAYA - TSE | - |  | ACTIVE
IVD7004542 | 3425R | VIDAS 30 MODULE | DIAGNOSTIC 1 | BIOMERIEUX SA | GN00000465 | RSUD TAMIANG | BANDA ACEH | ACEH | TAMIANG | MAIN UNIT | CUSTOMER | - |  | 31 October 2018 |  | - |  | - |  | ACTIVE
IVD7004546 | 3425R | VIDAS 30 MODULE | DIAGNOSTIC 1 | BIOMERIEUX SA | GN00000276 | RSUD PARIAMAN | PADANG | SUMATERA BARAT | PARIAMAN | MAIN UNIT | CUSTOMER | - |  | 3 December 2018 |  | - |  | - |  | ACTIVE
IVD7004548 | 3425R | VIDAS 30 MODULE | DIAGNOSTIC 1 | BIOMERIEUX SA | GN00001784 | RSUD SALATIGA | SOLO | JAWA TENGAH | SALATIGA | MAIN UNIT | CUSTOMER | - |  | 1 August 2018 |  | - |  | - |  | ACTIVE
IVD7004553 | 3425R | VIDAS 30 MODULE | DIAGNOSTIC 1 | BIOMERIEUX SA | GN00000840 | RSUD LANTO DR PASEWANG KAB JENEPONTO | MAKASSAR | SULAWESI SELATAN | JENEPONTO | MAIN UNIT | CUSTOMER | 11 July 2018 | MIKKI FAHRIZI - TSE | 11 July 2018 |  | 11 July 2018 | MIKKI FAHRIZI - TSE | - |  | ACTIVE
IVD7004555 | 3425R | VIDAS 30 MODULE | DIAGNOSTIC 1 | BIOMERIEUX SA | GN18080015 | RS GRHA MM2100 | BEKASI | JAWA BARAT | BEKASI | MAIN UNIT | CUSTOMER | 16 August 2018 | GATOT SURYA ADIPUTRA - TSE | 16 August 2018 |  | 16 August 2018 | GATOT SURYA ADIPUTRA - TSE | - |  | ACTIVE
IVD7004740 | 3425R | VIDAS 30 MODULE | DIAGNOSTIC 1 | BIOMERIEUX SA | GN00000125 | RS CHARITAS PALEMBANG | PALEMBANG | SUMATERA SELATAN | PALEMBANG | MAIN UNIT | EMP | - |  | 18 July 2019 |  | - |  | - |  | ACTIVE
IVD7004746 | 3425R | VIDAS 30 MODULE | DIAGNOSTIC 1 | BIOMERIEUX SA | GN00001656 | LAB PRIMA | JAMBI | JAMBI | JAMBI | MAIN UNIT | EMP | 13 January 2020 | AGUS FAUZI | 13 January 2020 |  | 13 January 2020 | AGUS FAUZI | - |  | ACTIVE
IVD7004747 | 3425R | VIDAS 30 MODULE | DIAGNOSTIC 1 | BIOMERIEUX SA | GN00002813 | RS Universitas Yarsi | JAKARTA-1 | DKI JAKARTA |  | MAIN UNIT | EMP | - |  | 3 October 2018 |  | - |  | - |  | ACTIVE
IVD7004749 | 3425R | VIDAS 30 MODULE | DIAGNOSTIC 1 | BIOMERIEUX SA | GN00002660 | LAB PRODIA S. PARMAN | PURWOKERTO | JAWA TENGAH | PURWOKERTO | MAIN UNIT | EMP | - |  | 14 September 2023 | KRISTIANTO - TSE | - |  | 19 August 2025 | SAHID DERMAWAN - SPV TSE BARAT | ACTIVE
IVD7004751 | 3425R | VIDAS 30 MODULE | DIAGNOSTIC 1 | BIOMERIEUX SA | GN00003837 | PT PRAMITA (LAB PRAMITA) | SURABAYA-2 | JAWA TIMUR | SURABAYA | MAIN UNIT | EMP | 5 November 2019 | System Auto | 5 November 2019 |  | 5 November 2019 | System Auto | - |  | ACTIVE
IVD7004755 | 3425R | VIDAS 30 MODULE | DIAGNOSTIC 1 | BIOMERIEUX SA | GN00001931 | RS BETHESDA YOGYAKARTA | YOGYAKARTA | YOGYAKARTA | YOGYAKARTA | MAIN UNIT | EMP | 23 December 2019 | SAHID DERMAWAN - SPV TSE BARAT | 5 November 2019 |  | 23 December 2019 | SAHID DERMAWAN - SPV TSE BARAT | - |  | ACTIVE
IVD7004791 | 3425R | VIDAS 30 MODULE | DIAGNOSTIC 1 | BIOMERIEUX SA | GN00001317 | RS Delta Surya | SURABAYA-1 | JAWA TIMUR |  | MAIN UNIT | EMP | - |  | 13 December 2023 |  | - |  | 7 February 2024 | ANDI ISMAIL - SPV TSE TIMUR | ACTIVE
IVD7004792 | 3425R | VIDAS 30 MODULE | DIAGNOSTIC 1 | BIOMERIEUX SA | GN24010001 | LAB KLINIK BUDI SEHAT | SURABAYA-2 | JAWA TIMUR | SURABAYA | MAIN UNIT | EMP | - |  | 8 November 2022 |  | - |  | 18 January 2024 | ANDI ISMAIL - SPV TSE TIMUR | ACTIVE
IVD7004793 | 3425R | VIDAS 30 MODULE | DIAGNOSTIC 1 | BIOMERIEUX SA | GN00003140 | RS ADHYAKSA | JAKARTA-1 | DKI JAKARTA | JAKARTA TIMUR | MAIN UNIT | CUSTOMER | - |  | 8 October 2018 |  | - |  | - |  | ACTIVE
IVD7004801 | 3425R | VIDAS 30 MODULE | DIAGNOSTIC 1 | BIOMERIEUX SA | GN00002985 | WORKSHOOP CSM PUSAT | PUSAT | DKI JAKARTA | JAKARTA TIMUR | MAIN UNIT | EMP | - |  | 19 October 2018 |  | - |  | - |  | ACTIVE
IVD7004808 | 3425R | VIDAS 30 MODULE | DIAGNOSTIC 1 | BIOMERIEUX SA | GN19110020 | LABORATORIUM KALIBRASI - PT. EMP | PUSAT | DKI JAKARTA | JAKARTA TIMUR | MAIN UNIT | EMP | - |  | 19 October 2018 |  | - |  | - |  | ACTIVE
IVD7005363 | 3425R | VIDAS 30 MODULE | DIAGNOSTIC 1 | BIOMERIEUX SA | GN00002139 | RS PARU DR. ARIO WIRAWAN SALATIGA | SEMARANG | JAWA TENGAH | SALATIGA | MAIN UNIT | CUSTOMER | - |  | 30 December 2020 | ANDRIAS NUGROHO - TSE | - |  | 30 December 2020 | ANDRIAS NUGROHO - TSE | ACTIVE
IVD7005376 | 3425R | VIDAS 30 MODULE | DIAGNOSTIC 1 | BIOMERIEUX SA | GN18060005 | RSUD Madani Kota Pekanbaru | PEKAN BARU | RIAU |  | MAIN UNIT | CUSTOMER | - |  | 5 June 2020 | RUDI SETIAWAN - TSE | - |  | 5 June 2020 | RUDI SETIAWAN - TSE | ACTIVE
IVD7005378 | 3425R | VIDAS 30 MODULE | DIAGNOSTIC 1 | BIOMERIEUX SA | GN00000369 | RSUD.DR. DJASAMAN SARAGIH | PEMATANG SIANTAR | SUMATERA UTARA | PEMATANG SIANTAR | MAIN UNIT | CUSTOMER | - |  | 27 June 2019 |  | - |  | - |  | ACTIVE
IVD7005386 | 3425R | VIDAS 30 MODULE | DIAGNOSTIC 1 | BIOMERIEUX SA | GN00011268 | RSUD SK LERIK | KUPANG | NUSA TENGGARA TIMUR | KUPANG | MAIN UNIT | CUSTOMER | - |  | 18 July 2019 |  | - |  | - |  | ACTIVE
IVD7005431 | 3425R | VIDAS 30 MODULE | DIAGNOSTIC 1 | BIOMERIEUX SA | GN00002796 | LAB PRAMITA MATRAMAN | JAKARTA-1 | DKI JAKARTA | JAKARTA TIMUR | MAIN UNIT | EMP | 17 June 2020 | LEO LANANG SIGIT - TSE CP | 26 October 2020 | ARDI HERMAWAN - TSE CP | 17 June 2020 | LEO LANANG SIGIT - TSE CP | 26 October 2020 | ARDI HERMAWAN - TSE CP | ACTIVE
IVD7005432 | 3425R | VIDAS 30 MODULE | DIAGNOSTIC 1 | BIOMERIEUX SA | GN00002341 | RS MURNI TEGUH MEMORIAL HOSPITAL ( PT. MURNI SADAR ) | MEDAN | SUMATERA UTARA | MEDAN | MAIN UNIT | EMP | 9 December 2019 | BARITA P-SIMAMORA - TSE | 9 December 2019 |  | 9 December 2019 | BARITA P-SIMAMORA - TSE | - |  | ACTIVE
IVD7005440 | 3425R | VIDAS 30 MODULE | DIAGNOSTIC 1 | BIOMERIEUX SA | GN00002626 | RSI YARSI | PADANG | SUMATERA BARAT | PADANG | MAIN UNIT | EMP | - |  | 15 June 2020 | ABDI PUTRA - TSE | 4 June 2020 | LEO LANANG SIGIT - TSE CP | 14 August 2025 | SAHID DERMAWAN - SPV TSE BARAT | ACTIVE
IVD7005441 | 3425R | VIDAS 30 MODULE | DIAGNOSTIC 1 | BIOMERIEUX SA | GN00002108 | RS MITRA SATELIT SURABAYA | SURABAYA-1 | JAWA TIMUR | SURABAYA | MAIN UNIT | EMP | - |  | 1 March 2021 | YUNAN ARIMUNTIAN - TSE | 21 January 2021 | LEO LANANG SIGIT - TSE CP | 1 March 2021 | YUNAN ARIMUNTIAN - TSE | ACTIVE
IVD7005447 | 3425R | VIDAS 30 MODULE | DIAGNOSTIC 1 | BIOMERIEUX SA | GN00001122 | RSUD KAB CIAMIS | TASIKMALAYA | JAWA BARAT | CIAMIS | MAIN UNIT | EMP | 26 January 2022 | SUKMA WIJAYA - TSE | 18 July 2021 | SUKMA WIJAYA - TSE | 4 February 2021 | LEO LANANG SIGIT - TSE CP | 26 January 2022 | SUKMA WIJAYA - TSE | ACTIVE
IVD7005448 | 9B121 | VC VIDAS | BIOSCIENCE | BIOMERIEUX SA | GN17070046 | PT. NUTRICIA | BOGOR | JAWA BARAT | BOGOR | MAIN UNIT | CUSTOMER | 11 November 2019 | SAHID DERMAWAN - SPV TSE BARAT | 1 August 2019 |  | 11 November 2019 | SAHID DERMAWAN - SPV TSE BARAT | - |  | ACTIVE
IVD7005587 | 3425R | VIDAS 30 MODULE | DIAGNOSTIC 1 | BIOMERIEUX SA | GN19090016 | UPTD LABORATORIUM KESEHATAN KAB.LAMPUNG SELATAN | BANDAR LAMPUNG | LAMPUNG | BANDAR LAMPUNG | MAIN UNIT | CUSTOMER | 24 September 2019 | GATOT SURYA ADIPUTRA - TSE | 23 June 2022 | SELAMAT SIPAHUTAR - TSE | 24 September 2019 | GATOT SURYA ADIPUTRA - TSE | 23 June 2022 | SELAMAT SIPAHUTAR - TSE | ACTIVE
IVD7005756 | 9B121 | VC VIDAS | BIOSCIENCE | BIOMERIEUX SA | GN18050025 | POLTEKES JAMBI | JAMBI | JAMBI | JAMBI | MAIN UNIT | CUSTOMER | 25 November 2019 | LEO LANANG SIGIT - TSE CP | 30 September 2021 | ABDI PUTRA - TSE | 25 November 2019 | LEO LANANG SIGIT - TSE CP | 30 September 2021 | ABDI PUTRA - TSE | ACTIVE
IVD7006485 | 3425R | VIDAS 30 MODULE | DIAGNOSTIC 1 | BIOMERIEUX SA | GN00003135 | RSA UGM YOGYAKARTA | YOGYAKARTA | YOGYAKARTA | YOGYAKARTA | MAIN UNIT | EMP | - |  | 14 June 2021 | HARI UDI RAHARJO - TSE | 31 December 2020 | LEO LANANG SIGIT - TSE CP | 14 June 2021 | HARI UDI RAHARJO - TSE | ACTIVE
IVD7006491 | 3425R | VIDAS 30 MODULE | DIAGNOSTIC 1 | BIOMERIEUX SA | GN00000581 | PRODIA (SEMARANG) | SEMARANG | JAWA TENGAH | SEMARANG | MAIN UNIT | EMP | - |  | 27 May 2021 | MUNADI - TSE | 31 December 2020 | LEO LANANG SIGIT - TSE CP | 27 May 2021 | MUNADI - TSE | ACTIVE
IVD7006586 | 3425R | VIDAS 30 MODULE | DIAGNOSTIC 1 | BIOMERIEUX SA | GN00002025 | LAB BIOMEDIKA | JAKARTA-2 | DKI JAKARTA | JAKARTA BARAT | MAIN UNIT | EMP | 26 January 2022 | ADITIYA NOVANDRA - TSE | 31 July 2021 | ADITIYA NOVANDRA - TSE | 16 June 2021 | LEO LANANG SIGIT - TSE CP | 26 January 2022 | ADITIYA NOVANDRA - TSE | ACTIVE
IVD7006587 | 3425R | VIDAS 30 MODULE | DIAGNOSTIC 1 | BIOMERIEUX SA | GN00002798 | LAB PRODIA PUSAT RUJUKAN NASIONAL (PRN) | JAKARTA-1 | DKI JAKARTA | JAKARTA PUSAT | MAIN UNIT | EMP | - |  | 30 July 2021 | ARDI HERMAWAN - TSE CP | 16 June 2021 | LEO LANANG SIGIT - TSE CP | 30 July 2021 | ARDI HERMAWAN - TSE CP | ACTIVE
IVD7006596 | 3425R | VIDAS 30 MODULE | DIAGNOSTIC 1 | BIOMERIEUX SA | GN00000222 | RSUD SELASIH RIAU | PEKAN BARU | RIAU | PANGKALAN KERINCI | MAIN UNIT | CUSTOMER | - |  | 10 September 2021 | RUDI SETIAWAN - TSE | 16 June 2021 | LEO LANANG SIGIT - TSE CP | 10 September 2021 | RUDI SETIAWAN - TSE | ACTIVE
IVD7006610 | 3425R | VIDAS 30 MODULE | DIAGNOSTIC 1 | BIOMERIEUX SA | GN00007593 | RSUD DR.ABD. RIVAI | SAMARINDA | KALIMANTAN TIMUR | SAMARINDA | MAIN UNIT | CUSTOMER | - |  | 30 September 2021 | SARWANDI - TSE | 16 June 2021 | LEO LANANG SIGIT - TSE CP | 30 September 2021 | SARWANDI - TSE | ACTIVE
IVD7006724 | 3425R | VIDAS 30 MODULE | DIAGNOSTIC 1 | BIOMERIEUX SA | GN00004282 | RS Columbia Asia - Medan | MEDAN | SUMATERA UTARA |  | MAIN UNIT | EMP | - |  | 14 September 2023 | KRISTIANTO - TSE | 16 June 2021 | LEO LANANG SIGIT - TSE CP | 14 September 2023 | KRISTIANTO - TSE | ACTIVE
IVD7006835 | 9B121 | VC VIDAS | BIOSCIENCE | BIOMERIEUX SA | GN00001936 | POLTEKKES YOGYAKARTA | YOGYAKARTA | YOGYAKARTA | YOGYAKARTA | MAIN UNIT | CUSTOMER | - |  | 31 August 2021 | DIAN FEBRIYANA - TSE | 25 August 2021 | LEO LANANG SIGIT - TSE CP | 31 August 2021 | DIAN FEBRIYANA - TSE | ACTIVE
IVD7006875 | 3425R | VIDAS 30 MODULE | DIAGNOSTIC 1 | BIOMERIEUX SA | GN00005812 | DINAS KESEHATAN KAB/ KOTA. MEDAN | MEDAN | SUMATERA UTARA | MEDAN | MAIN UNIT | CUSTOMER | - |  | 30 November 2021 | BARITA P-SIMAMORA - TSE | 25 August 2021 | LEO LANANG SIGIT - TSE CP | 30 November 2021 | BARITA P-SIMAMORA - TSE | ACTIVE
IVD7006879 | 3425R | VIDAS 30 MODULE | DIAGNOSTIC 1 | BIOMERIEUX SA | GN00000450 | RSUD SABANG | BANDA ACEH | ACEH | SABANG | MAIN UNIT | CUSTOMER | - |  | 29 November 2021 |  | 25 August 2021 | LEO LANANG SIGIT - TSE CP | 24 January 2024 | SAHID DERMAWAN - SPV TSE BARAT | ACTIVE
IVD7006880 | 3425R | VIDAS 30 MODULE | DIAGNOSTIC 1 | BIOMERIEUX SA | GN21110009 | Tzu Chi Hospital PIK | JAKARTA-2 | DKI JAKARTA | JAKARTA UTARA | MAIN UNIT | EMP | - |  | 15 March 2022 | ARDI HERMAWAN - TSE CP | 25 August 2021 | LEO LANANG SIGIT - TSE CP | 15 March 2022 | ARDI HERMAWAN - TSE CP | ACTIVE
IVD7006881 | 3425R | VIDAS 30 MODULE | DIAGNOSTIC 1 | BIOMERIEUX SA | GN00001299 | RSUD BANGLI ( BANGLI MEDICAL CENTER ) | DENPASAR | BALI | BANGLI | MAIN UNIT | EMP | - |  | 7 November 2023 | I KADEK - TSE | 25 August 2021 | LEO LANANG SIGIT - TSE CP | 29 November 2023 | ANDI ISMAIL - SPV TSE TIMUR | ACTIVE
IVD7006884 | 3425R | VIDAS 30 MODULE | DIAGNOSTIC 1 | BIOMERIEUX SA | GN00000945 | RS ST BORROMEUS | BANDUNG | JAWA BARAT | BANDUNG | MAIN UNIT | EMP | - |  | 24 March 2022 |  | 25 August 2021 | LEO LANANG SIGIT - TSE CP | 17 January 2024 | SAHID DERMAWAN - SPV TSE BARAT | ACTIVE
IVD7007015 | 9B121 | VC VIDAS | BIOSCIENCE | BIOMERIEUX SA | GN00011486 | POLTEKKES DENPASAR | DENPASAR | BALI |  | MAIN UNIT | CUSTOMER | - |  | 16 July 2022 | I KADEK - TSE | 20 January 2022 | LEO LANANG SIGIT - TSE CP | 16 July 2022 | I KADEK - TSE | ACTIVE
IVD7007153 | 3425R | VIDAS 30 MODULE | DIAGNOSTIC 1 | BIOMERIEUX SA | GN00001471 | RSU DR MOEWARDI SURAKARTA | SOLO | JAWA TENGAH | SURAKARTA | MAIN UNIT | EMP | - |  | 23 June 2022 | RIDWAN - TSE | 29 April 2022 | LEO LANANG SIGIT - TSE CP | 23 June 2022 | RIDWAN - TSE | ACTIVE
IVD7007156 | 3425R | VIDAS 30 MODULE | DIAGNOSTIC 1 | BIOMERIEUX SA | GN00000054 | RSUD AHMAD YANI METRO | BANDAR LAMPUNG | LAMPUNG | BANDAR LAMPUNG | MAIN UNIT | EMP | - |  | 25 March 2025 | RUDI SETIAWAN - TSE | 29 April 2022 |  | 28 March 2025 | SAHID DERMAWAN - SPV TSE BARAT | ACTIVE
IVD7007165 | 3425R | VIDAS 30 MODULE | DIAGNOSTIC 1 | BIOMERIEUX SA | GN00002985 | WORKSHOOP CSM PUSAT | PUSAT | DKI JAKARTA | JAKARTA TIMUR | MAIN UNIT | EMP | - |  | 17 September 2022 | RAFLY A CHALID - TSE | 29 April 2022 | LEO LANANG SIGIT - TSE CP | 26 November 2024 | SAHID DERMAWAN - SPV TSE BARAT | ACTIVE
IVD7007172 | 3425R | VIDAS 30 MODULE | DIAGNOSTIC 1 | BIOMERIEUX SA | GN00000351 | RS SANTA ELISABETH MEDAN | MEDAN | SUMATERA UTARA | MEDAN | MAIN UNIT | EMP | - |  | 13 September 2023 | BARITA P-SIMAMORA - TSE | 10 October 2022 | LEO LANANG SIGIT - TSE CP | 13 September 2023 | BARITA P-SIMAMORA - TSE | ACTIVE
IVD7007174 | 3425R | VIDAS 30 MODULE | DIAGNOSTIC 1 | BIOMERIEUX SA | GN00001338 | RS BALI ROYAL HOSPITAL | DENPASAR | BALI | DENPASAR | MAIN UNIT | EMP | - |  | 22 July 2022 |  | 29 April 2022 | LEO LANANG SIGIT - TSE CP | 13 March 2024 | ANDI ISMAIL - SPV TSE TIMUR | ACTIVE
IVD7007206 | 3425R | VIDAS 30 MODULE | DIAGNOSTIC 1 | BIOMERIEUX SA | GN00002986 | RDC PUSAT - RAWAGELAM | PUSAT | DKI JAKARTA | JAKARTA TIMUR | MAIN UNIT | EMP | - |  | - |  | 29 April 2022 | LEO LANANG SIGIT - TSE CP | - |  | ACTIVE
IVD7007207 | 3425R | VIDAS 30 MODULE | DIAGNOSTIC 1 | BIOMERIEUX SA | GN00001783 | RS PKU Muhammadiyah Surakarta | SOLO | JAWA TENGAH | SURAKARTA | MAIN UNIT | EMP | - |  | 24 June 2022 | TEGAR PANDU - TSE | 18 May 2022 | LEO LANANG SIGIT - TSE CP | 24 June 2022 | TEGAR PANDU - TSE | ACTIVE
IVD7007209 | 3425R | VIDAS 30 MODULE | DIAGNOSTIC 1 | BIOMERIEUX SA | GN00009084 | RSU CUT MUTIA LHOKSEUMAWE | LHOKSEUMAWE | ACEH | LHOKSEUMAWE | MAIN UNIT | EMP | - |  | 8 September 2022 | I KADEK - TSE | 29 April 2022 | LEO LANANG SIGIT - TSE CP | 13 March 2025 | SAHID DERMAWAN - SPV TSE BARAT | ACTIVE
IVD7007212 | 3425R | VIDAS 30 MODULE | DIAGNOSTIC 1 | BIOMERIEUX SA | GN00000060 | RS ADVENT | BANDAR LAMPUNG | LAMPUNG | BANDAR LAMPUNG | MAIN UNIT | EMP | - |  | 21 January 2025 |  | 29 April 2022 | LEO LANANG SIGIT - TSE CP | 9 September 2025 | SAHID DERMAWAN - SPV TSE BARAT | ACTIVE
IVD7007214 | 3425R | VIDAS 30 MODULE | DIAGNOSTIC 1 | BIOMERIEUX SA | GN00001011 | RS MATA JKT EYE CENTRE | JAKARTA-1 | DKI JAKARTA | JAKARTA PUSAT | MAIN UNIT | EMP | - |  | 22 September 2022 |  | 29 April 2022 | LEO LANANG SIGIT - TSE CP | 17 January 2024 | SAHID DERMAWAN - SPV TSE BARAT | ACTIVE
IVD7007217 | 3425R | VIDAS 30 MODULE | DIAGNOSTIC 1 | BIOMERIEUX SA | GN00002788 | LAB BIOTEST MENTENG | JAKARTA-1 | DKI JAKARTA | JAKARTA PUSAT | MAIN UNIT | EMP | - |  | 22 September 2022 |  | 29 April 2022 | LEO LANANG SIGIT - TSE CP | 17 January 2024 | SAHID DERMAWAN - SPV TSE BARAT | ACTIVE
IVD7007321 | 3425R | VIDAS 30 MODULE | DIAGNOSTIC 1 | BIOMERIEUX SA | GN00012137 | RS PKU MUHAMMADIYAH GAMPING | YOGYAKARTA | YOGYAKARTA | YOGYAKARTA | MAIN UNIT | EMP | - |  | 27 September 2022 |  | 28 June 2022 | LEO LANANG SIGIT - TSE CP | 17 January 2024 | SAHID DERMAWAN - SPV TSE BARAT | ACTIVE
IVD7007323 | 3425R | VIDAS 30 MODULE | DIAGNOSTIC 1 | BIOMERIEUX SA | GN00002986 | RDC PUSAT - RAWAGELAM | PUSAT | DKI JAKARTA | JAKARTA TIMUR | MAIN UNIT | EMP | - |  | - |  | 28 June 2022 | LEO LANANG SIGIT - TSE CP | - |  | ACTIVE
IVD7007328 | 3425R | VIDAS 30 MODULE | DIAGNOSTIC 1 | BIOMERIEUX SA | GN22030030 | LABKESDA PROV KALIMANTAN SELATAN | BANJARMASIN | KALIMANTAN SELATAN | BANJARMASIN | MAIN UNIT | CUSTOMER | - |  | 16 November 2022 |  | 28 June 2022 | LEO LANANG SIGIT - TSE CP | 11 October 2023 | ANDI ISMAIL - SPV TSE TIMUR | ACTIVE
IVD7007330 | 3425R | VIDAS 30 MODULE | DIAGNOSTIC 1 | BIOMERIEUX SA | GN00002726 | National Hospital Surabaya | SURABAYA-2 | JAWA TIMUR |  | MAIN UNIT | EMP | - |  | 20 February 2023 |  | 28 June 2022 | LEO LANANG SIGIT - TSE CP | 17 January 2024 | SAHID DERMAWAN - SPV TSE BARAT | ACTIVE
IVD7007341 | 3425R | VIDAS 30 MODULE | DIAGNOSTIC 1 | BIOMERIEUX SA | GN00001471 | RSU DR MOEWARDI SURAKARTA | SOLO | JAWA TENGAH | SURAKARTA | MAIN UNIT | EMP | - |  | 18 March 2023 |  | 28 June 2022 | LEO LANANG SIGIT - TSE CP | 16 October 2023 | ANDI ISMAIL - SPV TSE TIMUR | ACTIVE
IVD7007342 | 3425R | VIDAS 30 MODULE | DIAGNOSTIC 1 | BIOMERIEUX SA | GN00002020 | RSJ SOEROJO MAGELANG | YOGYAKARTA | YOGYAKARTA | YOGYAKARTA | MAIN UNIT | CUSTOMER | - |  | 4 May 2023 |  | 28 June 2022 | LEO LANANG SIGIT - TSE CP | 12 October 2023 | ANDI ISMAIL - SPV TSE TIMUR | ACTIVE
IVD7007343 | 3425R | VIDAS 30 MODULE | DIAGNOSTIC 1 | BIOMERIEUX SA | GN00002670 | LAB PRODIA SOLO | SOLO | JAWA TENGAH | SURAKARTA | MAIN UNIT | EMP | - |  | 9 August 2022 |  | 28 June 2022 | LEO LANANG SIGIT - TSE CP | 17 January 2024 | SAHID DERMAWAN - SPV TSE BARAT | ACTIVE
IVD7007344 | 3425R | VIDAS 30 MODULE | DIAGNOSTIC 1 | BIOMERIEUX SA | GN20010068 | Bogor Senior Hospital | BOGOR | JAWA BARAT | BOGOR | MAIN UNIT | EMP | - |  | 2 May 2023 |  | 28 June 2022 | LEO LANANG SIGIT - TSE CP | 20 October 2023 | SAHID DERMAWAN - SPV TSE BARAT | ACTIVE
IVD7007351 | 3425R | VIDAS 30 MODULE | DIAGNOSTIC 1 | BIOMERIEUX SA | GN00001888 | LAB PRODIA YOGYAKARTA | YOGYAKARTA | YOGYAKARTA | YOGYAKARTA | MAIN UNIT | EMP | - |  | 7 June 2023 | RIDWAN - TSE | 28 June 2022 | LEO LANANG SIGIT - TSE CP | 16 October 2023 | ANDI ISMAIL - SPV TSE TIMUR | ACTIVE
IVD7007352 | 3425R | VIDAS 30 MODULE | DIAGNOSTIC 1 | BIOMERIEUX SA | GN00001799 | RS Dr Oen Solo Baru | SOLO | JAWA TENGAH | SUKOHARJO | MAIN UNIT | EMP | - |  | 28 February 2023 |  | 28 June 2022 | LEO LANANG SIGIT - TSE CP | 16 October 2023 | ANDI ISMAIL - SPV TSE TIMUR | ACTIVE
IVD7007480 | 3425R | VIDAS 30 MODULE | DIAGNOSTIC 1 | BIOMERIEUX SA | GN00010970 | RSUD KOTA TANJUNG PINANG | PEMATANG SIANTAR | SUMATERA UTARA | PEMATANG SIANTAR | MAIN UNIT | CUSTOMER | - |  | 14 December 2022 |  | 24 October 2022 | LEO LANANG SIGIT - TSE CP | 17 January 2025 | SAHID DERMAWAN - SPV TSE BARAT | ACTIVE
IVD7007487 | 3425R | VIDAS 30 MODULE | DIAGNOSTIC 1 | BIOMERIEUX SA | GN00008615 | DOCTOR'S LAB | MEDAN | SUMATERA UTARA | MEDAN | MAIN UNIT | EMP | - |  | 28 November 2021 |  | 20 October 2022 | LEO LANANG SIGIT - TSE CP | 21 January 2025 | SAHID DERMAWAN - SPV TSE BARAT | ACTIVE
IVD7007489 | 3425R | VIDAS 30 MODULE | DIAGNOSTIC 1 | BIOMERIEUX SA | GN00001994 | LAB PRODIA DENPASAR | DENPASAR | BALI | DENPASAR | MAIN UNIT | EMP | - |  | 20 December 2022 |  | 20 October 2022 | LEO LANANG SIGIT - TSE CP | 17 January 2024 | SAHID DERMAWAN - SPV TSE BARAT | ACTIVE
IVD7007491 | 3425R | VIDAS 30 MODULE | DIAGNOSTIC 1 | BIOMERIEUX SA | GN18090013 | GRAHA PRODIA SURABAYA ( Lab. Prodia Gedung Baru ) | SURABAYA-1 | JAWA TIMUR |  | MAIN UNIT | EMP | - |  | 2 March 2023 |  | 20 October 2022 | LEO LANANG SIGIT - TSE CP | 16 October 2023 | ANDI ISMAIL - SPV TSE TIMUR | ACTIVE
IVD7007510 | 3425R | VIDAS 30 MODULE | DIAGNOSTIC 1 | BIOMERIEUX SA | GN00001694 | LAB PRODIA, KEDIRI | KEDIRI | JAWA TIMUR | KEDIRI | MAIN UNIT | EMP | - |  | 21 July 2023 |  | 20 October 2022 | LEO LANANG SIGIT - TSE CP | 16 October 2023 | ANDI ISMAIL - SPV TSE TIMUR | ACTIVE
IVD7007516 | 9B121 | VC VIDAS | BIOSCIENCE | BIOMERIEUX SA | GN00002986 | RDC PUSAT - RAWAGELAM | PUSAT | DKI JAKARTA | JAKARTA TIMUR | MAIN UNIT | EMP | - |  | - |  | 16 March 2023 | LEO LANANG SIGIT - TSE CP | - |  | ACTIVE
IVD7007523 | 9B121 | VC VIDAS | BIOSCIENCE | BIOMERIEUX SA | GN00002986 | RDC PUSAT - RAWAGELAM | PUSAT | DKI JAKARTA | JAKARTA TIMUR | MAIN UNIT | EMP | 9 November 2022 | ANTONIUS SAGITA - KALIBRASI | - |  | 23 March 2023 |  | - |  | ACTIVE
IVD7007696 | 3425R | VIDAS 30 MODULE | DIAGNOSTIC 1 | BIOMERIEUX SA | GN00002726 | National Hospital Surabaya | SURABAYA-2 | JAWA TIMUR |  | MAIN UNIT | EMP | - |  | 13 July 2023 |  | 11 April 2023 | LEO LANANG SIGIT - TSE CP | 5 February 2024 | SENDRA WIJAYA - IT | ACTIVE
IVD7007697 | 3425R | VIDAS 30 MODULE | DIAGNOSTIC 1 | BIOMERIEUX SA | GN00002292 | LAB KLINIK THAMRIN MEDAN | MEDAN | SUMATERA UTARA | MEDAN | MAIN UNIT | EMP | - |  | 20 July 2023 |  | 11 April 2023 | LEO LANANG SIGIT - TSE CP | 19 October 2023 | SAHID DERMAWAN - SPV TSE BARAT | ACTIVE
IVD7007699 | 3425R | VIDAS 30 MODULE | DIAGNOSTIC 1 | BIOMERIEUX SA | GN00000099 | RSUD M YUNUS | BENGKULU | BENGKULU | BENGKULU | MAIN UNIT | CUSTOMER | - |  | 31 July 2023 |  | 11 April 2023 | LEO LANANG SIGIT - TSE CP | 17 January 2025 | SAHID DERMAWAN - SPV TSE BARAT | ACTIVE
IVD7007701 | 3425R | VIDAS 30 MODULE | DIAGNOSTIC 1 | BIOMERIEUX SA | GN00008624 | CIPUTRA MEDICAL CENTER | JAKARTA-2 | DKI JAKARTA | JAKARTA SELATAN | MAIN UNIT | EMP | - |  | 14 September 2023 | ADITIYA NOVANDRA - TSE | 11 April 2023 | LEO LANANG SIGIT - TSE CP | 14 September 2023 | ADITIYA NOVANDRA - TSE | ACTIVE
IVD7007702 | 3425R | VIDAS 30 MODULE | DIAGNOSTIC 1 | BIOMERIEUX SA | GN00002629 | RSUP DR M DJAMIL | PADANG | SUMATERA BARAT | PADANG | MAIN UNIT | EMP | - |  | 13 September 2023 | ABDI PUTRA - TSE | 11 April 2023 | LEO LANANG SIGIT - TSE CP | 13 September 2023 | ABDI PUTRA - TSE | ACTIVE
IVD7007703 | 3425R | VIDAS 30 MODULE | DIAGNOSTIC 1 | BIOMERIEUX SA | GN00001732 | LAB PRODIA P.SIANTAR | PEMATANG SIANTAR | SUMATERA UTARA | PEMATANG SIANTAR | MAIN UNIT | EMP | - |  | 15 November 2023 |  | 11 April 2023 | LEO LANANG SIGIT - TSE CP | 6 December 2023 | SAHID DERMAWAN - SPV TSE BARAT | ACTIVE
IVD7007705 | 3425R | VIDAS 30 MODULE | DIAGNOSTIC 1 | BIOMERIEUX SA | GN00002986 | RDC PUSAT - RAWAGELAM | PUSAT | DKI JAKARTA | JAKARTA TIMUR | MAIN UNIT | EMP | - |  | - |  | 11 April 2023 | LEO LANANG SIGIT - TSE CP | - |  | ACTIVE
IVD7007707 | 3425R | VIDAS 30 MODULE | DIAGNOSTIC 1 | BIOMERIEUX SA | GN21030011 | Lab Klinik Prodia Makassar | MAKASSAR | SULAWESI SELATAN | MAKASSAR | MAIN UNIT | EMP | - |  | 23 February 2024 |  | 11 April 2023 | LEO LANANG SIGIT - TSE CP | 23 February 2024 | ANDI ISMAIL - SPV TSE TIMUR | ACTIVE
IVD7007712 | 3425R | VIDAS 30 MODULE | DIAGNOSTIC 1 | BIOMERIEUX SA | GN00002629 | RSUP DR M DJAMIL | PADANG | SUMATERA BARAT | PADANG | MAIN UNIT | EMP | - |  | 25 January 2024 |  | 11 April 2023 | LEO LANANG SIGIT - TSE CP | 13 March 2024 | SAHID DERMAWAN - SPV TSE BARAT | ACTIVE
IVD7007716 | 3425R | VIDAS 30 MODULE | DIAGNOSTIC 1 | BIOMERIEUX SA | GN00002569 | PT. PRODIA WIDYAHUSADA ( LAB PRODIA - WASTU KENCANA ) | BANDUNG | JAWA BARAT | BANDUNG | MAIN UNIT | EMP | - |  | 6 March 2024 |  | 11 April 2023 | LEO LANANG SIGIT - TSE CP | 20 March 2024 | System Auto | ACTIVE
IVD7007875 | 3425R | VIDAS 30 MODULE | DIAGNOSTIC 1 | BIOMERIEUX SA | GN00000188 | RS AWAL BROS PEKANBARU | PEKAN BARU | RIAU | PEKANBARU | MAIN UNIT | EMP | - |  | 24 January 2024 |  | 3 January 2024 | LEO LANANG SIGIT - TSE CP | 31 January 2024 | SAHID DERMAWAN - SPV TSE BARAT | ACTIVE
IVD7007878 | 3425R | VIDAS 30 MODULE | DIAGNOSTIC 1 | BIOMERIEUX SA | GN00002027 | RSUD TJITROWARDOJO Purworejo | YOGYAKARTA | YOGYAKARTA |  | MAIN UNIT | EMP | - |  | 18 March 2024 |  | 31 October 2023 | LEO LANANG SIGIT - TSE CP | 26 July 2024 | SAHID DERMAWAN - SPV TSE BARAT | ACTIVE
IVD7007883 | 3425R | VIDAS 30 MODULE | DIAGNOSTIC 1 | BIOMERIEUX SA | GN00000173 | RSUD HAMBA BATANG HARI | JAMBI | JAMBI | MUARA BULIAN | MAIN UNIT | CUSTOMER | - |  | 8 August 2024 |  | 1 November 2023 | LEO LANANG SIGIT - TSE CP | 26 August 2024 | SAHID DERMAWAN - SPV TSE BARAT | ACTIVE
IVD7007886 | 3425R | VIDAS 30 MODULE | DIAGNOSTIC 1 | BIOMERIEUX SA | GN00001021 | RS Abdi Waluyo | JAKARTA-1 | DKI JAKARTA | JAKARTA PUSAT | MAIN UNIT | EMP | - |  | 22 July 2024 |  | 31 October 2023 | LEO LANANG SIGIT - TSE CP | 26 August 2024 | SAHID DERMAWAN - SPV TSE BARAT | ACTIVE
IVD7007888 | 3425R | VIDAS 30 MODULE | DIAGNOSTIC 1 | BIOMERIEUX SA | GN25060002 | RSIA BALI ROYAL (BROS Ina) | DENPASAR | BALI | DENPASAR | MAIN UNIT | EMP | - |  | 3 October 2024 |  | 31 October 2023 | LEO LANANG SIGIT - TSE CP | 21 August 2025 | SAHID DERMAWAN - SPV TSE BARAT | ACTIVE
IVD7007890 | 3425R | VIDAS 30 MODULE | DIAGNOSTIC 1 | BIOMERIEUX SA | GN00007939 | RS SANTOSA KOPO | BANDUNG | JAWA BARAT | BANDUNG | MAIN UNIT | EMP | - |  | 25 September 2024 |  | 31 October 2023 | LEO LANANG SIGIT - TSE CP | 22 November 2024 | SAHID DERMAWAN - SPV TSE BARAT | ACTIVE
IVD7007892 | 3425R | VIDAS 30 MODULE | DIAGNOSTIC 1 | BIOMERIEUX SA | GN00000460 | RSUD DR ZAINOEL ABIDIN | BANDA ACEH | ACEH | BANDA ACEH | MAIN UNIT | EMP | - |  | 6 January 2025 |  | 31 October 2023 | LEO LANANG SIGIT - TSE CP | 16 January 2025 | SAHID DERMAWAN - SPV TSE BARAT | ACTIVE
IVD7007893 | 3425R | VIDAS 30 MODULE | DIAGNOSTIC 1 | BIOMERIEUX SA | GN00011134 | RSUD DR. H. ANDI ABDURRAHMAN NOOR | BANJARMASIN | KALIMANTAN SELATAN | BANJARMASIN | MAIN UNIT | CUSTOMER | - |  | 23 September 2025 |  | 31 October 2023 | LEO LANANG SIGIT - TSE CP | 2 October 2025 | SAHID DERMAWAN - SPV TSE BARAT | ACTIVE
IVD7007894 | 3425R | VIDAS 30 MODULE | DIAGNOSTIC 1 | BIOMERIEUX SA | GN25090002 | RS AMANAH MEDICAL CENTRE | BANJARMASIN | KALIMANTAN SELATAN | BANJARMASIN | MAIN UNIT | EMP | - |  | 30 October 2025 |  | 31 October 2023 | LEO LANANG SIGIT - TSE CP | 3 November 2025 | SAHID DERMAWAN - SPV TSE BARAT | ACTIVE
IVD7007895 | 3425R | VIDAS 30 MODULE | DIAGNOSTIC 1 | BIOMERIEUX SA | GN00002986 | RDC PUSAT - RAWAGELAM | PUSAT | DKI JAKARTA | JAKARTA TIMUR | MAIN UNIT | EMP | - |  | - |  | 1 November 2023 | LEO LANANG SIGIT - TSE CP | - |  | ACTIVE
IVD7007896 | 9B121 | VC VIDAS | BIOSCIENCE | BIOMERIEUX SA | GN00002986 | RDC PUSAT - RAWAGELAM | PUSAT | DKI JAKARTA | JAKARTA TIMUR | MAIN UNIT | EMP | - |  | - |  | 6 December 2023 | LEO LANANG SIGIT - TSE CP | - |  | ACTIVE
IVD7007897 | 9B121 | VC VIDAS | BIOSCIENCE | BIOMERIEUX SA | GN00002986 | RDC PUSAT - RAWAGELAM | PUSAT | DKI JAKARTA | JAKARTA TIMUR | MAIN UNIT | EMP | - |  | - |  | 6 December 2023 | LEO LANANG SIGIT - TSE CP | - |  | ACTIVE
IVD7007920 | 3425R | VIDAS 30 MODULE | DIAGNOSTIC 1 | BIOMERIEUX SA | GN24060002 | CIPUTRA HOSPITAL SURABAYA | SURABAYA-1 | JAWA TIMUR | SURABAYA | MAIN UNIT | EMP | - |  | 2 September 2024 |  | 31 October 2023 | LEO LANANG SIGIT - TSE CP | 9 September 2024 | ANDI ISMAIL - SPV TSE TIMUR | ACTIVE
J300BTKV | EFPAA | Synapse PACS (Advance Package) | IMAGING | FUJIFILM INDONESIA, PT. | GN00002986 | RDC PUSAT - RAWAGELAM | PUSAT | DKI JAKARTA | JAKARTA TIMUR | MAIN UNIT | EMP | 21 April 2022 | ANTONIUS SAGITA - KALIBRASI | - |  | 15 September 2021 | ANTONIUS SAGITA - KALIBRASI | - |  | ACTIVE
J440506P | E4024 | REFERENCE 2 VAR0.5-10 UL | DIAGNOSTIC 2 | EPPENDORF SE (EPPENDORF AG) | GN00002986 | RDC PUSAT - RAWAGELAM | PUSAT | DKI JAKARTA | JAKARTA TIMUR | ACCESSORIES | EMP | 21 April 2022 | ANTONIUS SAGITA - KALIBRASI | - |  | 15 September 2021 | ANTONIUS SAGITA - KALIBRASI | - |  | ACTIVE
JEZVV7330 | F0080 | VERTICAL FLOOR ATV 80 | DIAGNOSTIC 2 | FALC INSTRUMENT S.R.L. | GN00002986 | RDC PUSAT - RAWAGELAM | PUSAT | DKI JAKARTA | JAKARTA TIMUR | MAIN UNIT | EMP | 9 October 2017 | HARI UDI RAHARJO - TSE | 9 October 2017 |  | 9 October 2017 | HARI UDI RAHARJO - TSE | - |  | ACTIVE
JJPR16/1422 | JOL30 | MOBILE X RAY JOLLY 30 | IMAGING | BMI BIOMED. INT. SRL | GN00002986 | RDC PUSAT - RAWAGELAM | PUSAT | DKI JAKARTA | JAKARTA TIMUR | MAIN UNIT | EMP | 28 October 2016 | ANTONIUS SAGITA - KALIBRASI | 27 October 2016 |  | 28 October 2016 | ANTONIUS SAGITA - KALIBRASI | - |  | ACTIVE
JPF212117 | JOL4P | JOLLY 4 PLUS MOBILE X RAY | IMAGING | BMI BIOMED. INT. SRL | GN00000122 | RS ISLAM SITI KHODIJAH | PALEMBANG | SUMATERA SELATAN | PALEMBANG | MAIN UNIT | CUSTOMER | 31 May 2021 | ANTONIUS SAGITA - KALIBRASI | 30 April 2021 | AZLI YUDHA - TSE | 21 April 2021 | ANTONIUS SAGITA - KALIBRASI | 31 May 2021 | ANTONIUS SAGITA - KALIBRASI | ACTIVE
JPF212201 | JOL4P | JOLLY 4 PLUS MOBILE X RAY | IMAGING | BMI BIOMED. INT. SRL | GN00010908 | RSI MUHAMMADIYAH MOJOAGUNG | JEMBER | JAWA TIMUR |  | MAIN UNIT | CUSTOMER | 31 May 2021 | ANTONIUS SAGITA - KALIBRASI | 23 July 2021 | GANDHI YANRANGGA | 21 April 2021 | ANTONIUS SAGITA - KALIBRASI | 23 July 2021 | GANDHI YANRANGGA | ACTIVE
JPF212221 | JOL4P | JOLLY 4 PLUS MOBILE X RAY | IMAGING | BMI BIOMED. INT. SRL | GN21080014 | RSU Bioklinik Gorontalo | MANADO | SULAWESI UTARA | MANADO | MAIN UNIT | CUSTOMER | 31 May 2021 | ANTONIUS SAGITA - KALIBRASI | 25 February 2022 | YUNAN ARIMUNTIAN - TSE | 21 April 2021 | ANTONIUS SAGITA - KALIBRASI | 25 February 2022 | YUNAN ARIMUNTIAN - TSE | ACTIVE
JPF212222 | JOL4P | JOLLY 4 PLUS MOBILE X RAY | IMAGING | BMI BIOMED. INT. SRL | GN21080001 | RS. Hikmah Citra Medika Sengkang | MAKASSAR | SULAWESI SELATAN | MAKASSAR | MAIN UNIT | CUSTOMER | 31 May 2021 | ANTONIUS SAGITA - KALIBRASI | 29 August 2021 | PHILIP LAKRISNA - TSE | 28 April 2021 | ANTONIUS SAGITA - KALIBRASI | 29 August 2021 | PHILIP LAKRISNA - TSE | ACTIVE
JPF212224 | JOL4P | JOLLY 4 PLUS MOBILE X RAY | IMAGING | BMI BIOMED. INT. SRL | GN00002145 | RSIA AMINAH, BLITAR | MALANG | JAWA TIMUR | BLITAR | MAIN UNIT | CUSTOMER | 31 May 2021 | ANTONIUS SAGITA - KALIBRASI | 13 June 2021 | AHMAD FATKHUDIN - TSE | 28 April 2021 | ANTONIUS SAGITA - KALIBRASI | 13 June 2021 | AHMAD FATKHUDIN - TSE | ACTIVE
JPF212228 | JOL30 | MOBILE X RAY JOLLY 30 | IMAGING | BMI BIOMED. INT. SRL | GN00002986 | RDC PUSAT - RAWAGELAM | PUSAT | DKI JAKARTA | JAKARTA TIMUR | MAIN UNIT | EMP | 31 May 2021 | ANTONIUS SAGITA - KALIBRASI | - |  | 24 May 2021 | ANTONIUS SAGITA - KALIBRASI | - |  | ACTIVE
JPF212230 | JOL30 | MOBILE X RAY JOLLY 30 | IMAGING | BMI BIOMED. INT. SRL | GN00002986 | RDC PUSAT - RAWAGELAM | PUSAT | DKI JAKARTA | JAKARTA TIMUR | MAIN UNIT | EMP | 31 May 2021 | ANTONIUS SAGITA - KALIBRASI | - |  | 24 May 2021 | ANTONIUS SAGITA - KALIBRASI | - |  | ACTIVE
JPF212284 | JOL4P | JOLLY 4 PLUS MOBILE X RAY | IMAGING | BMI BIOMED. INT. SRL | GN00002986 | RDC PUSAT - RAWAGELAM | PUSAT | DKI JAKARTA | JAKARTA TIMUR | MAIN UNIT | EMP | 21 April 2022 | ANTONIUS SAGITA - KALIBRASI | - |  | 17 January 2022 | ANTONIUS SAGITA - KALIBRASI | - |  | ACTIVE
JPF222467 | JOL4P | JOLLY 4 PLUS MOBILE X RAY | IMAGING | BMI BIOMED. INT. SRL | GN23090028 | KLINIK MASVET | DENPASAR | BALI | DENPASAR | MAIN UNIT | CUSTOMER | - |  | 4 September 2023 |  | 22 June 2022 | ARIEF SETIAWAN - TSE CP | 14 October 2023 | ANDI ISMAIL - SPV TSE TIMUR | ACTIVE
JPF222468 | JOL4P | JOLLY 4 PLUS MOBILE X RAY | IMAGING | BMI BIOMED. INT. SRL | GN00002986 | RDC PUSAT - RAWAGELAM | PUSAT | DKI JAKARTA | JAKARTA TIMUR | MAIN UNIT | EMP | - |  | - |  | 22 June 2022 | ARIEF SETIAWAN - TSE CP | - |  | ACTIVE
JPF222469 | JOL4P | JOLLY 4 PLUS MOBILE X RAY | IMAGING | BMI BIOMED. INT. SRL | GN00002986 | RDC PUSAT - RAWAGELAM | PUSAT | DKI JAKARTA | JAKARTA TIMUR | MAIN UNIT | EMP | - |  | - |  | 22 June 2022 | ARIEF SETIAWAN - TSE CP | - |  | ACTIVE
JPF222604 | JOL4P | JOLLY 4 PLUS MOBILE X RAY | IMAGING | BMI BIOMED. INT. SRL | GN00006706 | RSU MAMAMI | KUPANG | NUSA TENGGARA TIMUR | KUPANG | MAIN UNIT | CUSTOMER | - |  | 29 June 2022 | ANDRIAS NUGROHO - TSE | 19 April 2022 | ARIEF SETIAWAN - TSE CP | 29 June 2022 | ANDRIAS NUGROHO - TSE | ACTIVE
JPF232814 | JOL4P | JOLLY 4 PLUS MOBILE X RAY | IMAGING | BMI BIOMED. INT. SRL | GN00011690 | SHOWROOM PT EMP | PUSAT | DKI JAKARTA | JAKARTA TIMUR | MAIN UNIT | EMP | - |  | 6 January 2025 |  | 22 January 2024 | ARIEF SETIAWAN - TSE CP | 29 July 2025 | SAHID DERMAWAN - SPV TSE BARAT | ACTIVE
JPF232815 | JOL4P | JOLLY 4 PLUS MOBILE X RAY | IMAGING | BMI BIOMED. INT. SRL | GN00002986 | RDC PUSAT - RAWAGELAM | PUSAT | DKI JAKARTA | JAKARTA TIMUR | MAIN UNIT | EMP | - |  | - |  | 22 January 2024 | ARIEF SETIAWAN - TSE CP | - |  | ACTIVE
JPH750SVDH | FCA11 | CONSOLE ADVANCE A12 V11 | IMAGING | FUJIFILM INDONESIA, PT. | GN00002986 | RDC PUSAT - RAWAGELAM | PUSAT | DKI JAKARTA | JAKARTA TIMUR | MAIN UNIT | EMP | - |  | 22 August 2019 |  | - |  | - |  | ACTIVE
JPH806ZXYP | FCONA | CONSOLE ADVANCE | IMAGING | FUJIFILM INDONESIA, PT. | GN00002986 | RDC PUSAT - RAWAGELAM | PUSAT | DKI JAKARTA | JAKARTA TIMUR | MAIN UNIT | EMP | 10 August 2020 | ANTONIUS SAGITA - KALIBRASI | - |  | 1 July 2020 | ANTONIUS SAGITA - KALIBRASI | - |  | INACTIVE
JPR116/1393 | JOL15 |  |  |  | GN00002986 | RDC PUSAT - RAWAGELAM | PUSAT | DKI JAKARTA | JAKARTA TIMUR | MAIN UNIT | EMP | 28 June 2016 | ANTONIUS SAGITA - KALIBRASI | 27 June 2016 |  | 28 June 2016 | ANTONIUS SAGITA - KALIBRASI | - |  | INACTIVE
JPR116/1394 | JOL30 | MOBILE X RAY JOLLY 30 | IMAGING | BMI BIOMED. INT. SRL | GN00002986 | RDC PUSAT - RAWAGELAM | PUSAT | DKI JAKARTA | JAKARTA TIMUR | MAIN UNIT | EMP | 28 June 2016 | ANTONIUS SAGITA - KALIBRASI | 27 June 2016 |  | 28 June 2016 | ANTONIUS SAGITA - KALIBRASI | - |  | ACTIVE
JPR12/816 | JOL30 | MOBILE X RAY JOLLY 30 | IMAGING | BMI BIOMED. INT. SRL | GN00002396 | RSUD MARIA WALANDA MARAMIS | MANADO | SULAWESI UTARA | MINAHASA | MAIN UNIT | CUSTOMER | 13 April 2015 |  | 1 January 1900 |  | 13 April 2015 |  | - |  | ACTIVE
JPR12/817 | JOL30 | MOBILE X RAY JOLLY 30 | IMAGING | BMI BIOMED. INT. SRL | GN00001736 | PUSKESMAS TELUK DALAM | PEMATANG SIANTAR | SUMATERA UTARA | PEMATANG SIANTAR | MAIN UNIT | CUSTOMER | 23 June 2016 |  | 1 January 2013 |  | 23 June 2016 |  | - |  | ACTIVE
JPR13/1004 | JOL30 | MOBILE X RAY JOLLY 30 | IMAGING | BMI BIOMED. INT. SRL | GN00000964 | RSUD CIBABAT, CIMAHI | BANDUNG | JAWA BARAT | CIMAHI | MAIN UNIT | CUSTOMER | 1 February 1990 | SUKMA WIJAYA - TSE | 21 May 2010 |  | 1 February 1990 | SUKMA WIJAYA - TSE | - |  | ACTIVE
JPR13/1005 | JOL30 | MOBILE X RAY JOLLY 30 | IMAGING | BMI BIOMED. INT. SRL | GN00007404 | RSUD TABANAN | DENPASAR | BALI | DENPASAR | MAIN UNIT | CUSTOMER | 15 November 2016 |  | 30 November 2013 |  | 15 November 2016 |  | - |  | ACTIVE
JPR13/1006 | JOL30 | MOBILE X RAY JOLLY 30 | IMAGING | BMI BIOMED. INT. SRL | GN00003165 | LABKESDA TANA GROGOT-BALIKPAPAN | BALIKPAPAN | KALIMANTAN TIMUR | BALIKPAPAN | MAIN UNIT | CUSTOMER | - |  | 13 December 2013 |  | - |  | - |  | ACTIVE
JPR13/1010 | JOL30 | MOBILE X RAY JOLLY 30 | IMAGING | BMI BIOMED. INT. SRL | GN00000004 | RSUD BEKASI ( RSUD PEMERINTAH KOTA BEKASI ) | BEKASI | JAWA BARAT | BEKASI | MAIN UNIT | CUSTOMER | - |  | 2 December 2013 |  | - |  | - |  | ACTIVE
JPR13/1012 | JOL30 | MOBILE X RAY JOLLY 30 | IMAGING | BMI BIOMED. INT. SRL | GN00000004 | RSUD BEKASI ( RSUD PEMERINTAH KOTA BEKASI ) | BEKASI | JAWA BARAT | BEKASI | MAIN UNIT | CUSTOMER | - |  | 2 December 2014 |  | - |  | - |  | ACTIVE
JPR13/1013 | JOL30 | MOBILE X RAY JOLLY 30 | IMAGING | BMI BIOMED. INT. SRL | GN00000972 | RSUD SUBANG | BANDUNG | JAWA BARAT | SUBANG | MAIN UNIT | CUSTOMER | 29 October 2014 | SUKMA WIJAYA - TSE | 4 December 2013 |  | 29 October 2014 | SUKMA WIJAYA - TSE | - |  | ACTIVE
JPR13/1014 | JOL30 | MOBILE X RAY JOLLY 30 | IMAGING | BMI BIOMED. INT. SRL | GN00007060 | RSUD MEURAXA | BANDA ACEH | ACEH | BANDA ACEH | MAIN UNIT | CUSTOMER | - |  | 13 December 2013 |  | - |  | - |  | ACTIVE
JPR13/1015 | JOL30 | MOBILE X RAY JOLLY 30 | IMAGING | BMI BIOMED. INT. SRL | GN00005775 | RS PKU MUHAMMADIYAH WONOSOBO | YOGYAKARTA | YOGYAKARTA | WONOSOBO | MAIN UNIT | CUSTOMER | 26 September 2014 | DIAN FEBRIYANA - TSE | 30 May 2014 |  | 26 September 2014 | DIAN FEBRIYANA - TSE | - |  | ACTIVE
JPR13/2015 | JOL30 | MOBILE X RAY JOLLY 30 | IMAGING | BMI BIOMED. INT. SRL | GN00005775 | RS PKU MUHAMMADIYAH WONOSOBO | YOGYAKARTA | YOGYAKARTA | WONOSOBO | MAIN UNIT | CUSTOMER | 25 September 2014 | ANTONIUS SAGITA - KALIBRASI | 30 May 2014 |  | 25 September 2014 | ANTONIUS SAGITA - KALIBRASI | - |  | ACTIVE
JPR13/995 | JOL30 | MOBILE X RAY JOLLY 30 | IMAGING | BMI BIOMED. INT. SRL | GN00000085 | RSUD SUKADANA | BANDAR LAMPUNG | LAMPUNG | BANDAR LAMPUNG | MAIN UNIT | CUSTOMER | - |  | 18 December 2013 |  | - |  | - |  | ACTIVE
JPR13/998 | JOL30 | MOBILE X RAY JOLLY 30 | IMAGING | BMI BIOMED. INT. SRL | GN00003166 | POLIKLINIK KORPRI TANA GROGOT-BALIKPAPAN | BALIKPAPAN | KALIMANTAN TIMUR | BALIKPAPAN | MAIN UNIT | CUSTOMER | - |  | 27 December 2013 |  | - |  | - |  | ACTIVE
JPR14/1089 | JOL30 | MOBILE X RAY JOLLY 30 | IMAGING | BMI BIOMED. INT. SRL | GN00001066 | RSUD CIBINONG | BOGOR | JAWA BARAT | BOGOR | MAIN UNIT | CUSTOMER | 6 October 2014 | IBNUL AZIZ - TSE | 6 October 2014 |  | 6 October 2014 | IBNUL AZIZ - TSE | - |  | ACTIVE
JPR14/1090 | JOL30 | MOBILE X RAY JOLLY 30 | IMAGING | BMI BIOMED. INT. SRL | GN00005718 | RSUD TONGAS | MALANG | JAWA TIMUR | MALANG | MAIN UNIT | CUSTOMER | - |  | 9 September 2014 |  | - |  | - |  | ACTIVE
JPR14/1133 | JOL30 | MOBILE X RAY JOLLY 30 | IMAGING | BMI BIOMED. INT. SRL | GN00000312 | RS SARAH | MEDAN | SUMATERA UTARA | MEDAN | MAIN UNIT | CUSTOMER | 6 January 2015 | ARBIANSYAH - TSE | 6 January 2015 |  | 6 January 2015 | ARBIANSYAH - TSE | - |  | ACTIVE
JPR14/1154 | JOL30 | MOBILE X RAY JOLLY 30 | IMAGING | BMI BIOMED. INT. SRL | GN00008397 | RS TK II DR. SOEPRAOEN | MALANG | JAWA TIMUR | MALANG | MAIN UNIT | CUSTOMER | - |  | 30 January 2015 |  | - |  | - |  | ACTIVE
JPR14/1172 | JOL30 | MOBILE X RAY JOLLY 30 | IMAGING | BMI BIOMED. INT. SRL | GN00008729 | PUSKESMAS PANGANDARAN | TASIKMALAYA | JAWA BARAT | TASIKMALAYA | MAIN UNIT | CUSTOMER | 24 June 2015 | SUKMA WIJAYA - TSE | 24 June 2015 |  | 24 June 2015 | SUKMA WIJAYA - TSE | - |  | ACTIVE
JPR15/1259 | JOL30 | MOBILE X RAY JOLLY 30 | IMAGING | BMI BIOMED. INT. SRL | GN00000223 | RSUD TENGKU SULUNG | PEKAN BARU | RIAU | INDRAGIRI HILIR | MAIN UNIT | CUSTOMER | 3 August 2016 | TRIYONO - TSE AREA BARAT | 1 August 2015 |  | 3 August 2016 | TRIYONO - TSE AREA BARAT | - |  | ACTIVE
JPR15/1260 | JOL30 | MOBILE X RAY JOLLY 30 | IMAGING | BMI BIOMED. INT. SRL | GN00006562 | DINAS KESEHATAN PROVINSI ACEH | BANDA ACEH | ACEH | BANDA ACEH | MAIN UNIT | CUSTOMER | 10 November 2016 | ARBIANSYAH - TSE | 27 August 2015 |  | 10 November 2016 | ARBIANSYAH - TSE | - |  | ACTIVE
JPR15/1261 | JOL30 | MOBILE X RAY JOLLY 30 | IMAGING | BMI BIOMED. INT. SRL | GN00010162 | RSUD KAB. BOVEN DIGOEL | JAYAPURA | PAPUA | JAYAPURA | MAIN UNIT | CUSTOMER | 16 September 2016 | DEA MASJA SADALI - TSE | 1 January 1900 |  | 16 September 2016 | DEA MASJA SADALI - TSE | - |  | ACTIVE
JPR15/1306 | JOL30 | MOBILE X RAY JOLLY 30 | IMAGING | BMI BIOMED. INT. SRL | GN00009559 | PUSKESMAS PURWOSARI | MALANG | JAWA TIMUR | MALANG | MAIN UNIT | CUSTOMER | 22 December 2015 | ZENZEN | 15 December 2015 |  | 22 December 2015 | ZENZEN | - |  | ACTIVE
JPR15/1307 | JOL30 | MOBILE X RAY JOLLY 30 | IMAGING | BMI BIOMED. INT. SRL | GN00001829 | RSUD BANGIL | MALANG | JAWA TIMUR | MALANG | MAIN UNIT | CUSTOMER | 16 December 2015 | ZENZEN | 14 December 2015 |  | 16 December 2015 | ZENZEN | - |  | ACTIVE
JPR15/1308 | JOL30 | MOBILE X RAY JOLLY 30 | IMAGING | BMI BIOMED. INT. SRL | GN00007059 | RSUD SAHUDIN KUTA CANE | BANDA ACEH | ACEH | KUTACANE | MAIN UNIT | CUSTOMER | 21 June 2016 | SATRIA KUSUMA - TSE | 21 June 2016 |  | 21 June 2016 | SATRIA KUSUMA - TSE | - |  | ACTIVE
JPR16/1393 | JOL30 | MOBILE X RAY JOLLY 30 | IMAGING | BMI BIOMED. INT. SRL | GN00000271 | RSU LUBUK SIKAPING | PADANG | SUMATERA BARAT | LUBUK SIKAPING | MAIN UNIT | CUSTOMER | 19 August 2016 | GATOT SURYA ADIPUTRA - TSE | 19 August 2016 |  | 19 August 2016 | GATOT SURYA ADIPUTRA - TSE | - |  | ACTIVE
JPR16/1394 | JOL30 | MOBILE X RAY JOLLY 30 | IMAGING | BMI BIOMED. INT. SRL | GN00011729 | RS PRATAMA BATU ENGAU | BALIKPAPAN | KALIMANTAN TIMUR | BALIKPAPAN | MAIN UNIT | CUSTOMER | 30 August 2016 | ANTONIUS SAGITA - KALIBRASI | 10 August 2016 |  | 30 August 2016 | ANTONIUS SAGITA - KALIBRASI | - |  | ACTIVE
JPR16/1422 | JOL30 | MOBILE X RAY JOLLY 30 | IMAGING | BMI BIOMED. INT. SRL | GN00008021 | RSUD Kabupaten BIMA | MATARAM | NUSA TENGGARA BARAT | BIMA | MAIN UNIT | CUSTOMER | 1 December 2016 | I KADEK - TSE | 31 October 2016 |  | 1 December 2016 | I KADEK - TSE | - |  | ACTIVE
JPR16/1448 | JOL30 | MOBILE X RAY JOLLY 30 | IMAGING | BMI BIOMED. INT. SRL | GN00011905 | RSUD PANIAI | JAYAPURA | PAPUA | JAYAPURA | MAIN UNIT | CUSTOMER | 20 December 2016 | SAHID DERMAWAN - SPV TSE BARAT | 1 January 1900 |  | 20 December 2016 | SAHID DERMAWAN - SPV TSE BARAT | - |  | ACTIVE
JPR18-1631 | JOL30 | MOBILE X RAY JOLLY 30 | IMAGING | BMI BIOMED. INT. SRL | GN00002986 | RDC PUSAT - RAWAGELAM | PUSAT | DKI JAKARTA | JAKARTA TIMUR | MAIN UNIT | EMP | - |  | 8 October 2018 |  | - |  | - |  | ACTIVE
JPR18-1658 | JOL30 | MOBILE X RAY JOLLY 30 | IMAGING | BMI BIOMED. INT. SRL | GN00002986 | RDC PUSAT - RAWAGELAM | PUSAT | DKI JAKARTA | JAKARTA TIMUR | MAIN UNIT | EMP | - |  | 8 October 2018 |  | - |  | - |  | ACTIVE
JPR18/1621 | JOL30 | MOBILE X RAY JOLLY 30 | IMAGING | BMI BIOMED. INT. SRL | GN00000796 | RSUD SALEWANGAN MAROS | MAKASSAR | SULAWESI SELATAN | MAKASSAR | MAIN UNIT | CUSTOMER | 18 September 2018 | MIKKI FAHRIZI - TSE | 18 September 2018 |  | 18 September 2018 | MIKKI FAHRIZI - TSE | - |  | ACTIVE
JPR18/1622 | JOL30 | MOBILE X RAY JOLLY 30 | IMAGING | BMI BIOMED. INT. SRL | GN00002096 | RSUD TARAKAN | JAKARTA-2 | DKI JAKARTA | JAKARTA PUSAT | MAIN UNIT | CUSTOMER | 2 November 2018 | TRIYONO - TSE AREA BARAT | 2 November 2018 |  | 2 November 2018 | TRIYONO - TSE AREA BARAT | - |  | ACTIVE
JPR18/1623 | JOL30 | MOBILE X RAY JOLLY 30 | IMAGING | BMI BIOMED. INT. SRL | GN00002096 | RSUD TARAKAN | JAKARTA-2 | DKI JAKARTA | JAKARTA PUSAT | MAIN UNIT | CUSTOMER | 2 November 2018 | TRIYONO - TSE AREA BARAT | 2 November 2018 |  | 2 November 2018 | TRIYONO - TSE AREA BARAT | - |  | ACTIVE
JPR181658 | JOL30 | MOBILE X RAY JOLLY 30 | IMAGING | BMI BIOMED. INT. SRL | GN18100028 | RSUD BATU BARA | MEDAN | SUMATERA UTARA | MEDAN | MAIN UNIT | CUSTOMER | - |  | 31 October 2018 |  | - |  | - |  | ACTIVE
JPR19-1798 | JOL30 | MOBILE X RAY JOLLY 30 | IMAGING | BMI BIOMED. INT. SRL | GN00000176 | RSUD SULTAN THOHA SAEFUDIN | JAMBI | JAMBI | TEBO | MAIN UNIT | CUSTOMER | - |  | 31 July 2019 |  | - |  | - |  | ACTIVE
JPR191778 | JOL30 | MOBILE X RAY JOLLY 30 | IMAGING | BMI BIOMED. INT. SRL | GN00004589 | RSUP SARDJITO YOGYAKARTA | YOGYAKARTA | YOGYAKARTA | YOGYAKARTA | MAIN UNIT | CUSTOMER | - |  | 10 April 2019 |  | - |  | - |  | ACTIVE
JPR191779 | JOL30 | MOBILE X RAY JOLLY 30 | IMAGING | BMI BIOMED. INT. SRL | GN00004589 | RSUP SARDJITO YOGYAKARTA | YOGYAKARTA | YOGYAKARTA | YOGYAKARTA | MAIN UNIT | CUSTOMER | - |  | 15 July 2019 |  | - |  | - |  | ACTIVE
jpr191808 | JOL30 | MOBILE X RAY JOLLY 30 | IMAGING | BMI BIOMED. INT. SRL | GN00004209 | RSU PROV. NUSA TENGGARA BARAT ( NTB ) | MATARAM | NUSA TENGGARA BARAT | MATARAM | MAIN UNIT | CUSTOMER | 21 October 2019 | RIDWAN - TSE | 21 October 2019 |  | 21 October 2019 | RIDWAN - TSE | - |  | ACTIVE
JPR191823 | JOL30 | MOBILE X RAY JOLLY 30 | IMAGING | BMI BIOMED. INT. SRL | GN00001408 | RSU RUTENG - DR BEN MBOI | KUPANG | NUSA TENGGARA TIMUR | MANGGARAI | MAIN UNIT | CUSTOMER | 23 December 2019 | PHILIP LAKRISNA - TSE | 23 December 2019 |  | 23 December 2019 | PHILIP LAKRISNA - TSE | - |  | ACTIVE
JPR191825 | JOL30 | MOBILE X RAY JOLLY 30 | IMAGING | BMI BIOMED. INT. SRL | GN00001707 | RSUD DR ISKAK TULUNGAGUNG | KEDIRI | JAWA TIMUR | TULUNGAGUNG | MAIN UNIT | CUSTOMER | 15 January 2020 | AHMAD FATKHUDIN - TSE | 15 January 2020 |  | 15 January 2020 | AHMAD FATKHUDIN - TSE | - |  | ACTIVE
JPR191874 | JOL30 | MOBILE X RAY JOLLY 30 | IMAGING | BMI BIOMED. INT. SRL | GN19030030 | UNIVERSITAS AISYIYAH YOGYAKARTA | YOGYAKARTA | YOGYAKARTA | YOGYAKARTA | MAIN UNIT | CUSTOMER | 2 January 2020 | RIDWAN - TSE | 2 January 2020 |  | 2 January 2020 | RIDWAN - TSE | - |  | ACTIVE
JPR201881 | JOL30 | MOBILE X RAY JOLLY 30 | IMAGING | BMI BIOMED. INT. SRL | GN00001968 | RS GLOBAL AWAL BROS | BEKASI | JAWA BARAT | BEKASI | MAIN UNIT | CUSTOMER | 13 April 2020 | SAHID DERMAWAN - SPV TSE BARAT | 23 March 2020 |  | 13 April 2020 | SAHID DERMAWAN - SPV TSE BARAT | - |  | ACTIVE
JPR201882 | JOL30 | MOBILE X RAY JOLLY 30 | IMAGING | BMI BIOMED. INT. SRL | GN19100096 | Klinik Merah Putih | KEDIRI | JAWA TIMUR | KEDIRI | MAIN UNIT | CUSTOMER | 30 March 2020 | ANDI ISMAIL - SPV TSE TIMUR | 26 March 2020 |  | 30 March 2020 | ANDI ISMAIL - SPV TSE TIMUR | - |  | ACTIVE
JPR201918 | JOL30 | MOBILE X RAY JOLLY 30 | IMAGING | BMI BIOMED. INT. SRL | GN20050010 | RS. HERMINA KARAWANG | BEKASI | JAWA BARAT | BEKASI | MAIN UNIT | CUSTOMER | - |  | 20 May 2020 |  | 26 May 2020 | System Auto | 20 March 2025 | SAHID DERMAWAN - SPV TSE BARAT | ACTIVE
JPR201919 | JOL30 | MOBILE X RAY JOLLY 30 | IMAGING | BMI BIOMED. INT. SRL | GN00001970 | RSIA HERMINA BEKASI | BEKASI | JAWA BARAT | BEKASI | MAIN UNIT | CUSTOMER | - |  | 20 May 2020 |  | 26 May 2020 | System Auto | 16 December 2024 | SAHID DERMAWAN - SPV TSE BARAT | ACTIVE
JPR201920 | JOL30 | MOBILE X RAY JOLLY 30 | IMAGING | BMI BIOMED. INT. SRL | GN00001080 | RS HERMINA GALAXY | BEKASI | JAWA BARAT | BEKASI | MAIN UNIT | CUSTOMER | - |  | 20 May 2020 |  | 26 May 2020 | System Auto | 17 January 2025 | SAHID DERMAWAN - SPV TSE BARAT | ACTIVE
JPR201995 | JOL30 | MOBILE X RAY JOLLY 30 | IMAGING | BMI BIOMED. INT. SRL | GN20050014 | RS HERMINA MANADO | MANADO | SULAWESI UTARA | MANADO | MAIN UNIT | CUSTOMER | 10 August 2020 | ANTONIUS SAGITA - KALIBRASI | 3 September 2020 | AUGESTA NANDA PRADANA - TSE | 4 August 2020 | ANTONIUS SAGITA - KALIBRASI | 3 September 2020 | AUGESTA NANDA PRADANA - TSE | ACTIVE
JPR201996 | JOL30 | MOBILE X RAY JOLLY 30 | IMAGING | BMI BIOMED. INT. SRL | GN20110002 | RSU HERMINA LAMPUNG | BANDAR LAMPUNG | LAMPUNG | BANDAR LAMPUNG | MAIN UNIT | CUSTOMER | 10 August 2020 | ANTONIUS SAGITA - KALIBRASI | 31 May 2021 | AZLI YUDHA - TSE | 4 August 2020 | ANTONIUS SAGITA - KALIBRASI | 31 May 2021 | AZLI YUDHA - TSE | ACTIVE
JPR201997 | JOL30 | MOBILE X RAY JOLLY 30 | IMAGING | BMI BIOMED. INT. SRL | GN00000518 | RSUD BATANG | SEMARANG | JAWA TENGAH | BATANG | MAIN UNIT | CUSTOMER | 10 August 2020 | ANTONIUS SAGITA - KALIBRASI | 29 August 2020 | ANDRIAS NUGROHO - TSE | 4 August 2020 | ANTONIUS SAGITA - KALIBRASI | 29 August 2020 | ANDRIAS NUGROHO - TSE | ACTIVE
JPR202002 | JOL30 | MOBILE X RAY JOLLY 30 | IMAGING | BMI BIOMED. INT. SRL | GN19030035 | RSU PARAMOUNT | MAKASSAR | SULAWESI SELATAN | MAKASSAR | MAIN UNIT | CUSTOMER | 22 July 2020 | ARIEF SETIAWAN - TSE CP | 4 August 2020 | AUGESTA NANDA PRADANA - TSE | 22 July 2020 | ARIEF SETIAWAN - TSE CP | 4 August 2020 | AUGESTA NANDA PRADANA - TSE | ACTIVE
JPR202003 | JOL30 | MOBILE X RAY JOLLY 30 | IMAGING | BMI BIOMED. INT. SRL | GN00000532 | RSUD SUNAN KALIJAGA DEMAK | SEMARANG | JAWA TENGAH | DEMAK | MAIN UNIT | CUSTOMER | 13 August 2020 | ARIEF SETIAWAN - TSE CP | 29 August 2020 | ANDRIAS NUGROHO - TSE | 13 August 2020 | ARIEF SETIAWAN - TSE CP | 29 August 2020 | ANDRIAS NUGROHO - TSE | ACTIVE
JPR202053 | JOL30 | MOBILE X RAY JOLLY 30 | IMAGING | BMI BIOMED. INT. SRL | GN00000584 | LAB. CITO ( INDRAPRASTA ) | SEMARANG | JAWA TENGAH | SEMARANG | MAIN UNIT | CUSTOMER | 15 April 2021 | ANTONIUS SAGITA - KALIBRASI | 19 April 2021 | ANDRIAS NUGROHO - TSE | 15 March 2021 | ANTONIUS SAGITA - KALIBRASI | 19 April 2021 | ANDRIAS NUGROHO - TSE | ACTIVE
JPR202054 | JOL30 | MOBILE X RAY JOLLY 30 | IMAGING | BMI BIOMED. INT. SRL | GN18010021 | RS. Hermina Medan | MEDAN | SUMATERA UTARA | MEDAN | MAIN UNIT | CUSTOMER | 15 April 2021 | ANTONIUS SAGITA - KALIBRASI | 31 March 2021 | BARITA P-SIMAMORA - TSE | 15 March 2021 | ANTONIUS SAGITA - KALIBRASI | 15 April 2021 | ANTONIUS SAGITA - KALIBRASI | ACTIVE
JPR202055 | JOL30 | MOBILE X RAY JOLLY 30 | IMAGING | BMI BIOMED. INT. SRL | GN20110001 | RS HERMINA PERIUK TANGERANG | TANGERANG | BANTEN | TANGERANG | MAIN UNIT | CUSTOMER | 15 April 2021 | ANTONIUS SAGITA - KALIBRASI | 17 March 2021 | ADITIYA NOVANDRA - TSE | 8 March 2021 | ANTONIUS SAGITA - KALIBRASI | - |  | ACTIVE
JPR202084 | JOL30 | MOBILE X RAY JOLLY 30 | IMAGING | BMI BIOMED. INT. SRL | GN00002986 | RDC PUSAT - RAWAGELAM | PUSAT | DKI JAKARTA | JAKARTA TIMUR | MAIN UNIT | EMP | 13 August 2020 | ARIEF SETIAWAN - TSE CP | - |  | 13 August 2020 | ARIEF SETIAWAN - TSE CP | - |  | ACTIVE
JPR202119 | JOL30 | MOBILE X RAY JOLLY 30 | IMAGING | BMI BIOMED. INT. SRL | GN00002811 | RSIA HERMINA JATINEGARA | JAKARTA-1 | DKI JAKARTA | JAKARTA TIMUR | MAIN UNIT | CUSTOMER | 15 April 2021 | ANTONIUS SAGITA - KALIBRASI | 9 March 2021 | ARDI HERMAWAN - TSE CP | 8 March 2021 | ANTONIUS SAGITA - KALIBRASI | 15 April 2021 | ANTONIUS SAGITA - KALIBRASI | ACTIVE
JPR202124 | JOL30 | MOBILE X RAY JOLLY 30 | IMAGING | BMI BIOMED. INT. SRL | GN17050023 | RS HERMINA BALIKPAPAN | BALIKPAPAN | KALIMANTAN TIMUR | BALIKPAPAN | MAIN UNIT | CUSTOMER | 15 April 2021 | ANTONIUS SAGITA - KALIBRASI | 28 April 2021 | SARWANDI - TSE | 17 March 2021 | ANTONIUS SAGITA - KALIBRASI | 28 April 2021 | SARWANDI - TSE | ACTIVE
JPR202127 | JOL30 | MOBILE X RAY JOLLY 30 | IMAGING | BMI BIOMED. INT. SRL | GN00003004 | RS HERMINA CIPUTAT | TANGERANG | BANTEN | TANGERANG | MAIN UNIT | CUSTOMER | 15 April 2021 | ANTONIUS SAGITA - KALIBRASI | 31 March 2021 | IBNUL AZIZ - TSE | 17 March 2021 | ANTONIUS SAGITA - KALIBRASI | 15 April 2021 | ANTONIUS SAGITA - KALIBRASI | ACTIVE
JPR202128 | JOL30 | MOBILE X RAY JOLLY 30 | IMAGING | BMI BIOMED. INT. SRL | GN00001328 | RS Islam Siti Aminah | PURWOKERTO | JAWA TENGAH | BREBES | MAIN UNIT | CUSTOMER | 15 April 2021 | ANTONIUS SAGITA - KALIBRASI | 13 August 2021 | DIAN FEBRIYANA - TSE | 17 March 2021 | ANTONIUS SAGITA - KALIBRASI | 13 August 2021 | DIAN FEBRIYANA - TSE | ACTIVE
JPR212195 | JOL30 | MOBILE X RAY JOLLY 30 | IMAGING | BMI BIOMED. INT. SRL | GN20110016 | RS HERMINA WONOGIRI | SOLO | JAWA TENGAH | SURAKARTA | MAIN UNIT | CUSTOMER | 15 April 2021 | ANTONIUS SAGITA - KALIBRASI | 14 April 2021 | TEGAR PANDU - TSE | 31 March 2021 | ANTONIUS SAGITA - KALIBRASI | 15 April 2021 | ANTONIUS SAGITA - KALIBRASI | ACTIVE
JPR212196 | JOL30 | MOBILE X RAY JOLLY 30 | IMAGING | BMI BIOMED. INT. SRL | GN19010005 | RS HERMINA MAKASSAR | MAKASSAR | SULAWESI SELATAN | MAKASSAR | MAIN UNIT | CUSTOMER | 15 April 2021 | ANTONIUS SAGITA - KALIBRASI | 23 April 2021 | AHMAD FATKHUDIN - TSE | 31 March 2021 | ANTONIUS SAGITA - KALIBRASI | 23 April 2021 | AHMAD FATKHUDIN - TSE | ACTIVE
JPR212202 | JOL30 | MOBILE X RAY JOLLY 30 | IMAGING | BMI BIOMED. INT. SRL | GN00001246 | RS BALIMED | DENPASAR | BALI | DENPASAR | MAIN UNIT | CUSTOMER | 15 April 2021 | ANTONIUS SAGITA - KALIBRASI | 8 April 2021 | I KADEK - TSE | 31 March 2021 | ANTONIUS SAGITA - KALIBRASI | 15 April 2021 | ANTONIUS SAGITA - KALIBRASI | ACTIVE
JPR212228 | JOL30 | MOBILE X RAY JOLLY 30 | IMAGING | BMI BIOMED. INT. SRL | GN00000513 | RS ROEMANI SEMARANG | SEMARANG | JAWA TENGAH | SEMARANG | MAIN UNIT | CUSTOMER | 21 April 2022 | ANTONIUS SAGITA - KALIBRASI | 28 June 2021 | ANDRIAS NUGROHO - TSE | 9 June 2021 | ANTONIUS SAGITA - KALIBRASI | 21 April 2022 | ANTONIUS SAGITA - KALIBRASI | ACTIVE
JPR212229 | JOL3P | JOLLY PLUS STD | IMAGING | BMI BIOMED. INT. SRL | GN21050011 | RS HERMINA CILEDUG | JAKARTA-2 | DKI JAKARTA | TANGERANG | MAIN UNIT | CUSTOMER | 21 April 2022 | ANTONIUS SAGITA - KALIBRASI | 13 February 2022 | ADITIYA NOVANDRA - TSE | 10 August 2021 | ANTONIUS SAGITA - KALIBRASI | 21 April 2022 | ANTONIUS SAGITA - KALIBRASI | ACTIVE
JPR212231 | JOL3P | JOLLY PLUS STD | IMAGING | BMI BIOMED. INT. SRL | GN21030006 | RS HERMINA MEKAR SARI | BEKASI | JAWA BARAT | BEKASI | MAIN UNIT | CUSTOMER | 21 April 2022 | ANTONIUS SAGITA - KALIBRASI | 7 March 2022 | GATOT SURYA ADIPUTRA - TSE | 10 August 2021 | ANTONIUS SAGITA - KALIBRASI | 21 April 2022 | ANTONIUS SAGITA - KALIBRASI | ACTIVE
JPR212232 | JOL3P | JOLLY PLUS STD | IMAGING | BMI BIOMED. INT. SRL | GN00002326 | RS HERMINA PANDANARAN | SEMARANG | JAWA TENGAH | SEMARANG | MAIN UNIT | CUSTOMER | 21 April 2022 | ANTONIUS SAGITA - KALIBRASI | 28 June 2022 | TEGAR PANDU - TSE | 10 August 2021 | ANTONIUS SAGITA - KALIBRASI | 28 June 2022 | TEGAR PANDU - TSE | ACTIVE
JPR212233 | JOL3P | JOLLY PLUS STD | IMAGING | BMI BIOMED. INT. SRL | GN00001051 | RS HERMINA BOGOR | BOGOR | JAWA BARAT | BOGOR | MAIN UNIT | CUSTOMER | 25 January 2022 | IBNUL AZIZ - TSE | 31 August 2021 | IBNUL AZIZ - TSE | 10 August 2021 | ANTONIUS SAGITA - KALIBRASI | 25 January 2022 | IBNUL AZIZ - TSE | ACTIVE
JPR212234 | JOL3P | JOLLY PLUS STD | IMAGING | BMI BIOMED. INT. SRL | GN21060020 | RSIA Hermina Mutiara Bunda Salatiga | SEMARANG | JAWA TENGAH | SEMARANG | MAIN UNIT | CUSTOMER | 21 April 2022 | ANTONIUS SAGITA - KALIBRASI | 9 September 2021 | ANDRIAS NUGROHO - TSE | 10 August 2021 | ANTONIUS SAGITA - KALIBRASI | 21 April 2022 | ANTONIUS SAGITA - KALIBRASI | ACTIVE
JPR212241 | JOL3P | JOLLY PLUS STD | IMAGING | BMI BIOMED. INT. SRL | GN21030007 | RS Hermina Cibitung | BEKASI | JAWA BARAT | BEKASI | MAIN UNIT | CUSTOMER | 21 April 2022 | ANTONIUS SAGITA - KALIBRASI | 9 March 2022 | GATOT SURYA ADIPUTRA - TSE | 10 August 2021 | ANTONIUS SAGITA - KALIBRASI | 21 April 2022 | ANTONIUS SAGITA - KALIBRASI | ACTIVE
JPR212242 | JOL3P | JOLLY PLUS STD | IMAGING | BMI BIOMED. INT. SRL | GN21050009 | RSU ISLAM - BOYOLALI | SOLO | JAWA TENGAH | SURAKARTA | MAIN UNIT | CUSTOMER | 21 April 2022 | ANTONIUS SAGITA - KALIBRASI | 24 August 2021 |  | 10 August 2021 | ANTONIUS SAGITA - KALIBRASI | 23 January 2025 | ANDI ISMAIL - SPV TSE TIMUR | ACTIVE
JPR212243 | JOL20 | JOLLY 20 PLUS | IMAGING | BMI BIOMED. INT. SRL | GN21010027 | Klinik Dr. Prasetyo Budi ( KLINIK RADIODIAGNOSTIK ) | SOLO | JAWA TENGAH | SURAKARTA | MAIN UNIT | CUSTOMER | 25 January 2022 | TEGAR PANDU - TSE | 25 January 2022 | TEGAR PANDU - TSE | 18 May 2021 | ARIEF SETIAWAN - TSE CP | 25 January 2022 | TEGAR PANDU - TSE | ACTIVE
JPR212244 | JOL20 | JOLLY 20 PLUS | IMAGING | BMI BIOMED. INT. SRL | GN00001455 | RSU BUNDA | PURWOKERTO | JAWA TENGAH | PURWOKERTO | MAIN UNIT | CUSTOMER | - |  | 28 May 2021 | RIDWAN - TSE | 18 May 2021 | ARIEF SETIAWAN - TSE CP | 28 May 2021 | RIDWAN - TSE | ACTIVE
JPR212245 | JOL20 | JOLLY 20 PLUS | IMAGING | BMI BIOMED. INT. SRL | GN00011557 | RS TONSEA | MANADO | SULAWESI UTARA | MANADO | MAIN UNIT | CUSTOMER | 21 April 2022 | ANTONIUS SAGITA - KALIBRASI | 25 February 2022 | AHMAD FATKHUDIN - TSE | 27 July 2021 | ANTONIUS SAGITA - KALIBRASI | 21 April 2022 | ANTONIUS SAGITA - KALIBRASI | ACTIVE
JPR212246 | JOL20 | JOLLY 20 PLUS | IMAGING | BMI BIOMED. INT. SRL | GN00002986 | RDC PUSAT - RAWAGELAM | PUSAT | DKI JAKARTA | JAKARTA TIMUR | MAIN UNIT | EMP | - |  | - |  | 18 May 2021 | ARIEF SETIAWAN - TSE CP | - |  | ACTIVE
JPR212247 | JOL30 | MOBILE X RAY JOLLY 30 | IMAGING | BMI BIOMED. INT. SRL | GN00001005 | RS ANANDA | BEKASI | JAWA BARAT | BEKASI | MAIN UNIT | CUSTOMER | 21 April 2022 | ANTONIUS SAGITA - KALIBRASI | 24 August 2021 | GATOT SURYA ADIPUTRA - TSE | 10 August 2021 | ANTONIUS SAGITA - KALIBRASI | 21 April 2022 | ANTONIUS SAGITA - KALIBRASI | ACTIVE
JPR212248 | JOL3P | JOLLY PLUS STD | IMAGING | BMI BIOMED. INT. SRL | GN00011822 | RSIA HUMANA PRIMA | BANDUNG | JAWA BARAT | BANDUNG | MAIN UNIT | CUSTOMER | 21 April 2022 | ANTONIUS SAGITA - KALIBRASI | 12 September 2021 | ARBIANSYAH - TSE | 10 August 2021 | ANTONIUS SAGITA - KALIBRASI | 21 April 2022 | ANTONIUS SAGITA - KALIBRASI | ACTIVE
JPR212280 | JOL20 | JOLLY 20 PLUS | IMAGING | BMI BIOMED. INT. SRL | GN00001265 | RS Husada Utama | SURABAYA-1 | JAWA TIMUR | SURABAYA | MAIN UNIT | CUSTOMER | - |  | 31 January 2022 | FAJAR LESMANA - TSE | 4 January 2022 | ARIEF SETIAWAN - TSE CP | 31 January 2022 | FAJAR LESMANA - TSE | ACTIVE
JPR212282 | JOL20 | JOLLY 20 PLUS | IMAGING | BMI BIOMED. INT. SRL | GN21070003 | Laboratorium & Klinik Harapan Mulya | SEMARANG | JAWA TENGAH | SEMARANG | MAIN UNIT | CUSTOMER | 21 April 2022 | ANTONIUS SAGITA - KALIBRASI | 23 July 2021 | MUNADI - TSE | 16 June 2021 | ANTONIUS SAGITA - KALIBRASI | 21 April 2022 | ANTONIUS SAGITA - KALIBRASI | ACTIVE
JPR212283 | JOL20 | JOLLY 20 PLUS | IMAGING | BMI BIOMED. INT. SRL | GN00000782 | RS HATIVE | MAKASSAR | MALUKU | AMBON | MAIN UNIT | CUSTOMER | 21 April 2022 | ANTONIUS SAGITA - KALIBRASI | 16 September 2021 | AHMAD FATKHUDIN - TSE | 16 June 2021 | ANTONIUS SAGITA - KALIBRASI | 21 April 2022 | ANTONIUS SAGITA - KALIBRASI | ACTIVE
JPR212344 | JOL30 | MOBILE X RAY JOLLY 30 | IMAGING | BMI BIOMED. INT. SRL | GN00001918 | RS ISLAM KLATEN | YOGYAKARTA | YOGYAKARTA | YOGYAKARTA | MAIN UNIT | CUSTOMER | 21 April 2022 | ANTONIUS SAGITA - KALIBRASI | 16 December 2021 | RIDWAN - TSE | 15 December 2021 | ANTONIUS SAGITA - KALIBRASI | 21 April 2022 | ANTONIUS SAGITA - KALIBRASI | ACTIVE
JPR212345 | JOL20 | JOLLY 20 PLUS | IMAGING | BMI BIOMED. INT. SRL | GN20010044 | RS Siloam GMIM Sonder | MANADO | SULAWESI UTARA | MANADO | MAIN UNIT | CUSTOMER | 21 April 2022 | ANTONIUS SAGITA - KALIBRASI | 16 March 2022 | MIKKI FAHRIZI - TSE | 6 January 2022 | ANTONIUS SAGITA - KALIBRASI | 21 April 2022 | ANTONIUS SAGITA - KALIBRASI | ACTIVE
JPR212346 | JOL30 | MOBILE X RAY JOLLY 30 | IMAGING | BMI BIOMED. INT. SRL | GN21110013 | RS. Jember Klinik | SURABAYA-1 | JAWA TIMUR | SURABAYA | MAIN UNIT | CUSTOMER | 21 April 2022 | ANTONIUS SAGITA - KALIBRASI | 9 December 2021 | AHMAD FATKHUDIN - TSE | 3 November 2021 | ANTONIUS SAGITA - KALIBRASI | 21 April 2022 | ANTONIUS SAGITA - KALIBRASI | ACTIVE
JPR212347 | JOL20 | JOLLY 20 PLUS | IMAGING | BMI BIOMED. INT. SRL | GN24110005 | RS NURLIMA | PEKAN BARU | RIAU | PEKANBARU | MAIN UNIT | CUSTOMER | - |  | 13 December 2024 | FAJAR LESMANA - TSE | 4 January 2022 | ARIEF SETIAWAN - TSE CP | 6 January 2025 | SAHID DERMAWAN - SPV TSE BARAT | ACTIVE
JPR212348 | JOL20 | JOLLY 20 PLUS | IMAGING | BMI BIOMED. INT. SRL | GN20040002 | KLINIK JANTUNG HASNA MEDIKA INDRAMAYU | CIREBON | JAWA BARAT | CIREBON | MAIN UNIT | CUSTOMER | 21 April 2022 | ANTONIUS SAGITA - KALIBRASI | 13 September 2023 | ARBIANSYAH - TSE | 16 November 2021 | ANTONIUS SAGITA - KALIBRASI | 13 September 2023 | ARBIANSYAH - TSE | ACTIVE
JPR212349 | JOL30 | MOBILE X RAY JOLLY 30 | IMAGING | BMI BIOMED. INT. SRL | GN00000716 | RS RESTU IBU-BALIKPAPAN | BALIKPAPAN | KALIMANTAN TIMUR | BALIKPAPAN | MAIN UNIT | CUSTOMER | 21 April 2022 | ANTONIUS SAGITA - KALIBRASI | 31 December 2021 | SARWANDI - TSE | 3 November 2021 | ANTONIUS SAGITA - KALIBRASI | 21 April 2022 | ANTONIUS SAGITA - KALIBRASI | ACTIVE
JPR212350 | JOL30 | MOBILE X RAY JOLLY 30 | IMAGING | BMI BIOMED. INT. SRL | GN00011238 | RS. GATOEL | SURABAYA-1 | JAWA TIMUR | SURABAYA | MAIN UNIT | CUSTOMER | 21 April 2022 | ANTONIUS SAGITA - KALIBRASI | 6 December 2021 | FAJAR LESMANA - TSE | 3 November 2021 | ANTONIUS SAGITA - KALIBRASI | 21 April 2022 | ANTONIUS SAGITA - KALIBRASI | ACTIVE
JPR212351 | JOL3P | JOLLY PLUS STD | IMAGING | BMI BIOMED. INT. SRL | GN00002939 | RS Khusus Jantung Hasna Medika | CIREBON | JAWA BARAT | INDRAMAYU | MAIN UNIT | CUSTOMER | 21 April 2022 | ANTONIUS SAGITA - KALIBRASI | 28 December 2021 | ARBIANSYAH - TSE | 3 November 2021 | ANTONIUS SAGITA - KALIBRASI | 21 April 2022 | ANTONIUS SAGITA - KALIBRASI | ACTIVE
JPR212378 | JOL30 | MOBILE X RAY JOLLY 30 | IMAGING | BMI BIOMED. INT. SRL | GN00001401 | RSI Sakinah | SURABAYA-1 | JAWA TIMUR | MOJOKERTO | MAIN UNIT | CUSTOMER | 21 April 2022 | ANTONIUS SAGITA - KALIBRASI | 4 March 2022 | FAJAR LESMANA - TSE | 4 January 2022 | ANTONIUS SAGITA - KALIBRASI | 21 April 2022 | ANTONIUS SAGITA - KALIBRASI | ACTIVE
JPR212379 | JOL30 | MOBILE X RAY JOLLY 30 | IMAGING | BMI BIOMED. INT. SRL | GN00011290 | RS TERPADU DOMPET DHUAFA | BOGOR | JAWA BARAT | BOGOR | MAIN UNIT | CUSTOMER | 21 April 2022 | ANTONIUS SAGITA - KALIBRASI | 30 April 2022 | IBNUL AZIZ - TSE | 4 January 2022 | ANTONIUS SAGITA - KALIBRASI | 30 April 2022 | IBNUL AZIZ - TSE | ACTIVE
JPR212380 | JOL30 | MOBILE X RAY JOLLY 30 | IMAGING | BMI BIOMED. INT. SRL | GN22010011 | RS HERMINA SOREANG | BANDUNG | JAWA BARAT | BANDUNG | MAIN UNIT | CUSTOMER | 21 April 2022 | ANTONIUS SAGITA - KALIBRASI | 7 February 2022 | SUKMA WIJAYA - TSE | 4 January 2022 | ANTONIUS SAGITA - KALIBRASI | 21 April 2022 | ANTONIUS SAGITA - KALIBRASI | ACTIVE
JPR212381 | JOL30 | MOBILE X RAY JOLLY 30 | IMAGING | BMI BIOMED. INT. SRL | GN21120004 | RSUD BEKASI UTARA | BEKASI | JAWA BARAT | BEKASI | MAIN UNIT | CUSTOMER | 21 April 2022 | ANTONIUS SAGITA - KALIBRASI | 10 March 2022 | GATOT SURYA ADIPUTRA - TSE | 16 November 2021 | ANTONIUS SAGITA - KALIBRASI | 21 April 2022 | ANTONIUS SAGITA - KALIBRASI | ACTIVE
JPR212382 | JOL30 | MOBILE X RAY JOLLY 30 | IMAGING | BMI BIOMED. INT. SRL | GN00006667 | RSU GANESHA | DENPASAR | BALI | DENPASAR | MAIN UNIT | CUSTOMER | 21 April 2022 | ANTONIUS SAGITA - KALIBRASI | 5 January 2022 | I KADEK - TSE | 4 January 2022 | ANTONIUS SAGITA - KALIBRASI | 21 April 2022 | ANTONIUS SAGITA - KALIBRASI | ACTIVE
JPR212383 | JOL30 | MOBILE X RAY JOLLY 30 | IMAGING | BMI BIOMED. INT. SRL | GN21070015 | RS PKU Muhammadiyah Pamotan | SEMARANG | JAWA TENGAH | SEMARANG | MAIN UNIT | CUSTOMER | 21 April 2022 | ANTONIUS SAGITA - KALIBRASI | 28 February 2022 | MUNADI - TSE | 4 January 2022 | ANTONIUS SAGITA - KALIBRASI | 21 April 2022 | ANTONIUS SAGITA - KALIBRASI | ACTIVE
JPR212384 | JOL30 | MOBILE X RAY JOLLY 30 | IMAGING | BMI BIOMED. INT. SRL | GN00002233 | RS HERMINA PALEMBANG | PALEMBANG | SUMATERA SELATAN | PALEMBANG | MAIN UNIT | CUSTOMER | 21 April 2022 | ANTONIUS SAGITA - KALIBRASI | 31 March 2022 | SELAMAT SIPAHUTAR - TSE | 11 March 2022 | ANTONIUS SAGITA - KALIBRASI | 21 April 2022 | ANTONIUS SAGITA - KALIBRASI | ACTIVE
JPR212385 | JOL30 | MOBILE X RAY JOLLY 30 | IMAGING | BMI BIOMED. INT. SRL | GN21120007 | RS HERMINA CILEGON | TANGERANG | BANTEN | TANGERANG | MAIN UNIT | CUSTOMER | 21 April 2022 | ANTONIUS SAGITA - KALIBRASI | 13 February 2022 | ADITIYA NOVANDRA - TSE | 6 January 2022 | ANTONIUS SAGITA - KALIBRASI | 21 April 2022 | ANTONIUS SAGITA - KALIBRASI | ACTIVE
JPR212386 | JOL30 | MOBILE X RAY JOLLY 30 | IMAGING | BMI BIOMED. INT. SRL | GN00011741 | RSB MASYITA | MAKASSAR | SULAWESI SELATAN | MAKASSAR | MAIN UNIT | CUSTOMER | 21 April 2022 | ANTONIUS SAGITA - KALIBRASI | 27 December 2021 | ASRULLAH - TSE | 16 November 2021 | ANTONIUS SAGITA - KALIBRASI | 21 April 2022 | ANTONIUS SAGITA - KALIBRASI | ACTIVE
JPR212387 | JOL30 | MOBILE X RAY JOLLY 30 | IMAGING | BMI BIOMED. INT. SRL | GN00007520 | LAB CITO - JAYAPURA | JAYAPURA | PAPUA | JAYAPURA | MAIN UNIT | CUSTOMER | 21 April 2022 | ANTONIUS SAGITA - KALIBRASI | 3 June 2022 | ASRULLAH - TSE | 11 March 2022 | ANTONIUS SAGITA - KALIBRASI | 3 June 2022 | ASRULLAH - TSE | ACTIVE
JPR212429 | JOL20 | JOLLY 20 PLUS | IMAGING | BMI BIOMED. INT. SRL | GN00002417 | RS CANTIA TOMPASOBARU | MANADO | SULAWESI UTARA | MINAHASA | MAIN UNIT | CUSTOMER | 21 April 2022 | ANTONIUS SAGITA - KALIBRASI | 9 December 2021 |  | 16 November 2021 | ANTONIUS SAGITA - KALIBRASI | 23 January 2025 | ANDI ISMAIL - SPV TSE TIMUR | ACTIVE
JPR212430 | JOL20 | JOLLY 20 PLUS | IMAGING | BMI BIOMED. INT. SRL | GN00010831 | RSU. SINAR KASIH TENTENA | PALU | SULAWESI TENGAH | PALU | MAIN UNIT | CUSTOMER | 21 April 2022 | ANTONIUS SAGITA - KALIBRASI | 30 December 2021 | FAJAR LESMANA - TSE | 16 November 2021 | ANTONIUS SAGITA - KALIBRASI | 21 April 2022 | ANTONIUS SAGITA - KALIBRASI | ACTIVE
JPR212431 | JOL20 | JOLLY 20 PLUS | IMAGING | BMI BIOMED. INT. SRL | GN21110010 | KLINIK ULIL ALBAB | CIREBON | JAWA BARAT | CIREBON | MAIN UNIT | CUSTOMER | - |  | 26 April 2022 | ARBIANSYAH - TSE | 4 January 2022 | ARIEF SETIAWAN - TSE CP | 26 April 2022 | ARBIANSYAH - TSE | ACTIVE
JPR212432 | JOL20 | JOLLY 20 PLUS | IMAGING | BMI BIOMED. INT. SRL | GN00003130 | RS UNIVERSITAS MUHAMMADIYAH MALANG | MALANG | JAWA TIMUR | MALANG | MAIN UNIT | CUSTOMER | - |  | 25 February 2022 | AHMAD FATKHUDIN - TSE | 4 January 2022 | ARIEF SETIAWAN - TSE CP | 25 February 2022 | AHMAD FATKHUDIN - TSE | ACTIVE
JPR212433 | JOL20 | JOLLY 20 PLUS | IMAGING | BMI BIOMED. INT. SRL | GN20010042 | RS Islam PKU Muhammadiyah Maluku Utara | MANADO | SULAWESI UTARA | MANADO | MAIN UNIT | CUSTOMER | - |  | 25 April 2022 | RAFLY A CHALID - TSE | 4 January 2022 | ARIEF SETIAWAN - TSE CP | 25 April 2022 | RAFLY A CHALID - TSE | ACTIVE
JPR212434 | JOL20 | JOLLY 20 PLUS | IMAGING | BMI BIOMED. INT. SRL | GN00000115 | RS MUHAMMADIYAH PALEMBANG | PALEMBANG | SUMATERA SELATAN | PALEMBANG | MAIN UNIT | CUSTOMER | 21 April 2022 | ANTONIUS SAGITA - KALIBRASI | 31 March 2022 | ABDI PUTRA - TSE | 17 January 2022 | ANTONIUS SAGITA - KALIBRASI | 21 April 2022 | ANTONIUS SAGITA - KALIBRASI | ACTIVE
JPR212435 | JOL20 | JOLLY 20 PLUS | IMAGING | BMI BIOMED. INT. SRL | GN00009689 | INST FARMASI RSU MUHAMMADIYAH METRO | BANDAR LAMPUNG | LAMPUNG | BLAMBANGAN UMPU | MAIN UNIT | CUSTOMER | 21 April 2022 | ANTONIUS SAGITA - KALIBRASI | 31 March 2022 | ABDI PUTRA - TSE | 17 January 2022 | ANTONIUS SAGITA - KALIBRASI | 21 April 2022 | ANTONIUS SAGITA - KALIBRASI | ACTIVE
JPR212436 | JOL30 | MOBILE X RAY JOLLY 30 | IMAGING | BMI BIOMED. INT. SRL | GN00001026 | RS ISLAM CEMPAKA PUTIH ( RS. ISLAM JAKARTA ) | JAKARTA-1 | DKI JAKARTA | JAKARTA PUSAT | MAIN UNIT | CUSTOMER | 21 April 2022 | ANTONIUS SAGITA - KALIBRASI | 5 April 2022 | ARDI HERMAWAN - TSE CP | 17 January 2022 | ANTONIUS SAGITA - KALIBRASI | 21 April 2022 | ANTONIUS SAGITA - KALIBRASI | ACTIVE
JPR212437 | JOL20 | JOLLY 20 PLUS | IMAGING | BMI BIOMED. INT. SRL | GN00002828 | RS ISLAM JAKARTA TIMUR ( RS ISLAM PONDOK KOPI ) | JAKARTA-1 | DKI JAKARTA | JAKARTA TIMUR | MAIN UNIT | CUSTOMER | 21 April 2022 | ANTONIUS SAGITA - KALIBRASI | 17 March 2022 | NICO HERMAWAN - TSE CP | 17 January 2022 | ANTONIUS SAGITA - KALIBRASI | 21 April 2022 | ANTONIUS SAGITA - KALIBRASI | ACTIVE
JPR212438 | JOL20 | JOLLY 20 PLUS | IMAGING | BMI BIOMED. INT. SRL | GN00001039 | RS ISLAM JAKARTA UTARA ( RS ISLAM SUKAPURA ) | JAKARTA-1 | DKI JAKARTA | JAKARTA UTARA | MAIN UNIT | CUSTOMER | 21 April 2022 | ANTONIUS SAGITA - KALIBRASI | 17 March 2022 | NICO HERMAWAN - TSE CP | 17 January 2022 | ANTONIUS SAGITA - KALIBRASI | 21 April 2022 | ANTONIUS SAGITA - KALIBRASI | ACTIVE
JPR212439 | JOL20 | JOLLY 20 PLUS | IMAGING | BMI BIOMED. INT. SRL | GN00011820 | RSU MUHAMMADIYAH BANDUNG | BANDUNG | JAWA BARAT | BANDUNG | MAIN UNIT | CUSTOMER | 21 April 2022 | ANTONIUS SAGITA - KALIBRASI | 15 March 2022 | SUKMA WIJAYA - TSE | 17 January 2022 | ANTONIUS SAGITA - KALIBRASI | 21 April 2022 | ANTONIUS SAGITA - KALIBRASI | ACTIVE
JPR222487 | JOL20 | JOLLY 20 PLUS | IMAGING | BMI BIOMED. INT. SRL | GN00002496 | RS PKU MUHAMMADIYAH YOGYA (UNIT I) | YOGYAKARTA | YOGYAKARTA | YOGYAKARTA | MAIN UNIT | CUSTOMER | 21 April 2022 | ANTONIUS SAGITA - KALIBRASI | 10 March 2022 | RIDWAN - TSE | 21 February 2022 | ANTONIUS SAGITA - KALIBRASI | 21 April 2022 | ANTONIUS SAGITA - KALIBRASI | ACTIVE
JPR222488 | JOL20 | JOLLY 20 PLUS | IMAGING | BMI BIOMED. INT. SRL | GN00002538 | RS PKU MUHAMMADIYAH BANTUL | YOGYAKARTA | YOGYAKARTA | BANTUL | MAIN UNIT | CUSTOMER | 21 April 2022 | ANTONIUS SAGITA - KALIBRASI | 14 March 2022 | DIAN FEBRIYANA - TSE | 21 February 2022 | ANTONIUS SAGITA - KALIBRASI | 21 April 2022 | ANTONIUS SAGITA - KALIBRASI | ACTIVE
JPR222489 | JOL20 | JOLLY 20 PLUS | IMAGING | BMI BIOMED. INT. SRL | GN00004925 | RSI PKU MUHAMMADIYAH | BANJARMASIN | KALIMANTAN SELATAN | BANJARMASIN | MAIN UNIT | CUSTOMER | 21 April 2022 | ANTONIUS SAGITA - KALIBRASI | 26 April 2022 | ANDRIAS NUGROHO - TSE | 21 February 2022 | ANTONIUS SAGITA - KALIBRASI | 26 April 2022 | ANDRIAS NUGROHO - TSE | ACTIVE
JPR222490 | JOL20 | JOLLY 20 PLUS | IMAGING | BMI BIOMED. INT. SRL | GN00002452 | RSIA MUHAMMADIYAH KEDIRI | KEDIRI | JAWA TIMUR | KEDIRI | MAIN UNIT | CUSTOMER | 21 April 2022 | ANTONIUS SAGITA - KALIBRASI | 14 March 2022 | FAJAR FAHMI - TSE | 21 February 2022 | ANTONIUS SAGITA - KALIBRASI | 21 April 2022 | ANTONIUS SAGITA - KALIBRASI | ACTIVE
JPR222491 | JOL20 | JOLLY 20 PLUS | IMAGING | BMI BIOMED. INT. SRL | GN00003131 | RS MUHAMMADIYAH BLITAR / RSAB AMINAH BLITAR | KEDIRI | JAWA TIMUR | KEDIRI | MAIN UNIT | CUSTOMER | 21 April 2022 | ANTONIUS SAGITA - KALIBRASI | 31 March 2022 | AHMAD FATKHUDIN - TSE | 21 February 2022 | ANTONIUS SAGITA - KALIBRASI | 21 April 2022 | ANTONIUS SAGITA - KALIBRASI | ACTIVE
JPR222492 | JOL20 | JOLLY 20 PLUS | IMAGING | BMI BIOMED. INT. SRL | GN00001245 | RS AISYIYAH - KLOJEN MALANG | SURABAYA-1 | JAWA TIMUR | MALANG | MAIN UNIT | CUSTOMER | 21 April 2022 | ANTONIUS SAGITA - KALIBRASI | 21 April 2022 | AHMAD FATKHUDIN - TSE | 5 April 2022 | ANTONIUS SAGITA - KALIBRASI | 21 April 2022 | AHMAD FATKHUDIN - TSE | ACTIVE
JPR222493 | JOL20 | JOLLY 20 PLUS | IMAGING | BMI BIOMED. INT. SRL | GN00009951 | YAY. RUMAH SAKIT ISLAM FATIMAH | JEMBER | JAWA TIMUR | JEMBER | MAIN UNIT | CUSTOMER | 21 April 2022 | ANTONIUS SAGITA - KALIBRASI | 6 April 2022 | FAJAR LESMANA - TSE | 5 April 2022 | ANTONIUS SAGITA - KALIBRASI | 21 April 2022 | ANTONIUS SAGITA - KALIBRASI | ACTIVE
JPR222494 | JOL20 | JOLLY 20 PLUS | IMAGING | BMI BIOMED. INT. SRL | GN00001493 | RS SITI KHODIJAH (KHOTIJAH) | SURABAYA-1 | JAWA TIMUR | SIDOARJO | MAIN UNIT | CUSTOMER | 21 April 2022 | ANTONIUS SAGITA - KALIBRASI | 6 April 2022 | FAJAR LESMANA - TSE | 5 April 2022 | ANTONIUS SAGITA - KALIBRASI | 21 April 2022 | ANTONIUS SAGITA - KALIBRASI | ACTIVE
JPR222495 | JOL20 | JOLLY 20 PLUS | IMAGING | BMI BIOMED. INT. SRL | GN00006666 | RS ISLAM ROEMANI MUHAMMADIYAH | SEMARANG | JAWA TENGAH | SEMARANG | MAIN UNIT | CUSTOMER | 21 April 2022 | ANTONIUS SAGITA - KALIBRASI | 24 May 2022 | MUNADI - TSE | 5 April 2022 | ANTONIUS SAGITA - KALIBRASI | 24 May 2022 | MUNADI - TSE | ACTIVE
JPR222496 | JOL20 | JOLLY 20 PLUS | IMAGING | BMI BIOMED. INT. SRL | GN00004880 | RS PKU MUHAMMADIYAH SOLO | SOLO | JAWA TENGAH | SURAKARTA | MAIN UNIT | CUSTOMER | 21 April 2022 | ANTONIUS SAGITA - KALIBRASI | 26 April 2022 | MUNADI - TSE | 5 April 2022 | ANTONIUS SAGITA - KALIBRASI | 26 April 2022 | MUNADI - TSE | ACTIVE
JPR222497 | JOL20 | JOLLY 20 PLUS | IMAGING | BMI BIOMED. INT. SRL | GN00001819 | RS PKU MUHAMMADIYAH DELANGGU | SOLO | JAWA TENGAH | KLATEN | MAIN UNIT | CUSTOMER | 21 April 2022 | ANTONIUS SAGITA - KALIBRASI | 6 April 2022 | RIDWAN - TSE | 5 April 2022 | ANTONIUS SAGITA - KALIBRASI | 21 April 2022 | ANTONIUS SAGITA - KALIBRASI | ACTIVE
JPR222498 | JOL20 | JOLLY 20 PLUS | IMAGING | BMI BIOMED. INT. SRL | GN00005771 | RS PKU MUHAMMADIYAH TEMANGGUNG | YOGYAKARTA | YOGYAKARTA | YOGYAKARTA | MAIN UNIT | CUSTOMER | 21 April 2022 | ANTONIUS SAGITA - KALIBRASI | 25 April 2022 | DIAN FEBRIYANA - TSE | 5 April 2022 | ANTONIUS SAGITA - KALIBRASI | 25 April 2022 | DIAN FEBRIYANA - TSE | ACTIVE
JPR222499 | JOL20 | JOLLY 20 PLUS | IMAGING | BMI BIOMED. INT. SRL | GN00003926 | RS AISYIYAH - BOJONEGORO | SURABAYA-2 | JAWA TIMUR | BOJONEGORO | MAIN UNIT | CUSTOMER | - |  | 31 March 2022 | FAJAR LESMANA - TSE | 23 March 2022 | ARIEF SETIAWAN - TSE CP | 31 March 2022 | FAJAR LESMANA - TSE | ACTIVE
JPR222500 | JOL20 | JOLLY 20 PLUS | IMAGING | BMI BIOMED. INT. SRL | GN00007907 | RS MUHAMMADIYAH PONOROGO | KEDIRI | JAWA TIMUR | KEDIRI | MAIN UNIT | CUSTOMER | - |  | 7 May 2022 | PHILIP LAKRISNA - TSE | 23 March 2022 | ARIEF SETIAWAN - TSE CP | 7 May 2022 | PHILIP LAKRISNA - TSE | ACTIVE
JPR222501 | JOL20 | JOLLY 20 PLUS | IMAGING | BMI BIOMED. INT. SRL | GN00012137 | RS PKU MUHAMMADIYAH GAMPING | YOGYAKARTA | YOGYAKARTA | YOGYAKARTA | MAIN UNIT | CUSTOMER | - |  | 30 March 2022 | RIDWAN - TSE | 23 March 2022 | ARIEF SETIAWAN - TSE CP | 30 March 2022 | RIDWAN - TSE | ACTIVE
JPR222502 | JOL20 | JOLLY 20 PLUS | IMAGING | BMI BIOMED. INT. SRL | GN00001208 | RS PKU Muhammadiyah Sruweng | PURWOKERTO | JAWA TENGAH | KEBUMEN | MAIN UNIT | CUSTOMER | - |  | 29 March 2022 | HARI UDI RAHARJO - TSE | 23 March 2022 | ARIEF SETIAWAN - TSE CP | 29 March 2022 | HARI UDI RAHARJO - TSE | ACTIVE
JPR222503 | JOL20 | JOLLY 20 PLUS | IMAGING | BMI BIOMED. INT. SRL | GN00002388 | RS PKU MUHAMMADIYAH MAYONG, JEPARA | SEMARANG | JAWA TENGAH | JEPARA | MAIN UNIT | CUSTOMER | - |  | 26 April 2022 | ANDRIAS NUGROHO - TSE | 23 March 2022 | ARIEF SETIAWAN - TSE CP | 26 April 2022 | ANDRIAS NUGROHO - TSE | ACTIVE
JPR222504 | JOL20 | JOLLY 20 PLUS | IMAGING | BMI BIOMED. INT. SRL | GN00002330 | RS PKU MUHAMMADIYAH KARANGANYAR | SOLO | JAWA TENGAH | BOYOLALI | MAIN UNIT | CUSTOMER | - |  | 30 March 2022 | TEGAR PANDU - TSE | 23 March 2022 | ARIEF SETIAWAN - TSE CP | 30 March 2022 | TEGAR PANDU - TSE | ACTIVE
JPR222505 | JOL20 | JOLLY 20 PLUS | IMAGING | BMI BIOMED. INT. SRL | GN00005775 | RS PKU MUHAMMADIYAH WONOSOBO | YOGYAKARTA | YOGYAKARTA | WONOSOBO | MAIN UNIT | CUSTOMER | - |  | 20 June 2022 | DIAN FEBRIYANA - TSE | 16 June 2022 | ANTONIUS SAGITA - KALIBRASI | 20 June 2022 | DIAN FEBRIYANA - TSE | ACTIVE
JPR222509 | JOL20 | JOLLY 20 PLUS | IMAGING | BMI BIOMED. INT. SRL | GN20080017 | RSU MUHAMMADIYAH BABAT | SURABAYA-1 | JAWA TIMUR | SURABAYA | MAIN UNIT | CUSTOMER | - |  | 31 July 2022 | PHILIP LAKRISNA - TSE | 18 July 2022 | ANTONIUS SAGITA - KALIBRASI | 31 July 2022 | PHILIP LAKRISNA - TSE | ACTIVE
JPR222510 | JOL20 | JOLLY 20 PLUS | IMAGING | BMI BIOMED. INT. SRL | GN00001226 | RS Muhammadiyah Sumberrejo Bojonegoro | SURABAYA-2 | JAWA TIMUR | BOJONEGORO | MAIN UNIT | CUSTOMER | - |  | 31 July 2022 | PHILIP LAKRISNA - TSE | 18 July 2022 | ANTONIUS SAGITA - KALIBRASI | 31 July 2022 | PHILIP LAKRISNA - TSE | ACTIVE
JPR222511 | JOL20 | JOLLY 20 PLUS | IMAGING | BMI BIOMED. INT. SRL | GN00001886 | RS AISYIYAH SUTOMO PONOROGO | KEDIRI | JAWA TIMUR | PONOROGO | MAIN UNIT | CUSTOMER | - |  | 16 August 2022 | FAJAR FAHMI - TSE | 18 July 2022 | ANTONIUS SAGITA - KALIBRASI | 16 August 2022 | FAJAR FAHMI - TSE | ACTIVE
JPR222512 | JOL20 | JOLLY 20 PLUS | IMAGING | BMI BIOMED. INT. SRL | GN00011445 | RS MUHAMMADIYAH GRESIK | SURABAYA-2 | JAWA TIMUR | SURABAYA | MAIN UNIT | CUSTOMER | - |  | 29 July 2022 | FAJAR LESMANA - TSE | 18 July 2022 | ANTONIUS SAGITA - KALIBRASI | 29 July 2022 | FAJAR LESMANA - TSE | ACTIVE
JPR222513 | JOL20 | JOLLY 20 PLUS | IMAGING | BMI BIOMED. INT. SRL | GN00002344 | RSI SITI AISYAH MADIUN | KEDIRI | JAWA TIMUR | MADIUN | MAIN UNIT | CUSTOMER | - |  | 19 July 2022 | FAJAR FAHMI - TSE | 18 July 2022 | ANTONIUS SAGITA - KALIBRASI | 19 July 2022 | FAJAR FAHMI - TSE | ACTIVE
JPR222514 | JOL20 | JOLLY 20 PLUS | IMAGING | BMI BIOMED. INT. SRL | GN00001911 | RS MUHAMMADIYAH SITI KHODIJAH | KEDIRI | JAWA TIMUR | KEDIRI | MAIN UNIT | CUSTOMER | - |  | 19 July 2022 | FAJAR FAHMI - TSE | 18 July 2022 | ANTONIUS SAGITA - KALIBRASI | 19 July 2022 | FAJAR FAHMI - TSE | ACTIVE
JPR222515 | JOL20 | JOLLY 20 PLUS | IMAGING | BMI BIOMED. INT. SRL | GN00001842 | RS PKU AISYIYAH BOYOLALI ( PKU MUH SINGKIL BOYOLALI ) | SOLO | JAWA TENGAH | BOYOLALI | MAIN UNIT | CUSTOMER | - |  | 31 July 2022 | TEGAR PANDU - TSE | 18 July 2022 | ANTONIUS SAGITA - KALIBRASI | 31 July 2022 | TEGAR PANDU - TSE | ACTIVE
JPR222516 | JOL20 | JOLLY 20 PLUS | IMAGING | BMI BIOMED. INT. SRL | GN22080001 | RS MUHAMMADIYAH SELOGIRI (PKU NAMBANGAN) | SOLO | JAWA TENGAH | SURAKARTA | MAIN UNIT | CUSTOMER | - |  | 30 August 2022 | TEGAR PANDU - TSE | 18 July 2022 | ANTONIUS SAGITA - KALIBRASI | 30 August 2022 | TEGAR PANDU - TSE | ACTIVE
JPR222517 | JOL20 | JOLLY 20 PLUS | IMAGING | BMI BIOMED. INT. SRL | GN00001328 | RS Islam Siti Aminah | PURWOKERTO | JAWA TENGAH | BREBES | MAIN UNIT | CUSTOMER | - |  | 25 July 2022 | RIDWAN - TSE | 18 July 2022 | ANTONIUS SAGITA - KALIBRASI | 25 July 2022 | RIDWAN - TSE | ACTIVE
JPR222518 | JOL20 | JOLLY 20 PLUS | IMAGING | BMI BIOMED. INT. SRL | GN00000511 | RS PKU MUHAMMADIYAH PEKAJANGAN | SEMARANG | JAWA TENGAH | PEKALONGAN | MAIN UNIT | CUSTOMER | - |  | 1 August 2022 | MUNADI - TSE | 18 July 2022 | ANTONIUS SAGITA - KALIBRASI | 1 August 2022 | MUNADI - TSE | ACTIVE
JPR222519 | JOL20 | JOLLY 20 PLUS | IMAGING | BMI BIOMED. INT. SRL | GN00003738 | RS ISLAM KENDAL | SEMARANG | JAWA TENGAH | KENDAL | MAIN UNIT | CUSTOMER | - |  | 19 July 2022 | MUNADI - TSE | 18 July 2022 | ANTONIUS SAGITA - KALIBRASI | 19 July 2022 | MUNADI - TSE | ACTIVE
JPR222520 | JOL20 | JOLLY 20 PLUS | IMAGING | BMI BIOMED. INT. SRL | GN00003798 | RS ISLAM DARUL ISTIQOMAH | SEMARANG | JAWA TENGAH | SEMARANG | MAIN UNIT | CUSTOMER | - |  | 1 August 2022 | MUNADI - TSE | 18 July 2022 | ANTONIUS SAGITA - KALIBRASI | 1 August 2022 | MUNADI - TSE | ACTIVE
JPR222521 | JOL20 | JOLLY 20 PLUS | IMAGING | BMI BIOMED. INT. SRL | GN00002402 | RS Aisyiyah Kudus | KUDUS | JAWA TENGAH |  | MAIN UNIT | CUSTOMER | - |  | 1 August 2022 | ANDRIAS NUGROHO - TSE | 18 July 2022 | ANTONIUS SAGITA - KALIBRASI | 1 August 2022 | ANDRIAS NUGROHO - TSE | ACTIVE
JPR222522 | JOL20 | JOLLY 20 PLUS | IMAGING | BMI BIOMED. INT. SRL | GN22080025 | RS AISYIYAH MUNTILAN | YOGYAKARTA | YOGYAKARTA | YOGYAKARTA | MAIN UNIT | CUSTOMER | - |  | 15 August 2022 | DIAN FEBRIYANA - TSE | 18 July 2022 | ANTONIUS SAGITA - KALIBRASI | 15 August 2022 | DIAN FEBRIYANA - TSE | ACTIVE
JPR222523 | JOL20 | JOLLY 20 PLUS | IMAGING | BMI BIOMED. INT. SRL | GN00011046 | RS FASTABIQ SEHAT | KUDUS | JAWA TENGAH | KUDUS | MAIN UNIT | CUSTOMER | - |  | 22 July 2022 | ANDRIAS NUGROHO - TSE | 18 July 2022 | ANTONIUS SAGITA - KALIBRASI | 22 July 2022 | ANDRIAS NUGROHO - TSE | ACTIVE
JPR222524 | JOL20 | JOLLY 20 PLUS | IMAGING | BMI BIOMED. INT. SRL | GN00002957 | RS ISLAM PKU MUHAMADIYAH TEGAL | TEGAL | JAWA TENGAH | TEGAL | MAIN UNIT | CUSTOMER | - |  | 1 August 2022 | MUNADI - TSE | 18 July 2022 | ANTONIUS SAGITA - KALIBRASI | 1 August 2022 | MUNADI - TSE | ACTIVE
JPR222525 | JOL20 | JOLLY 20 PLUS | IMAGING | BMI BIOMED. INT. SRL | GN23080015 | KLINIK UTAMA JANTUNG HASNA MEDIKA CIANJUR | SUKABUMI | JAWA BARAT | SUKABUMI | MAIN UNIT | EMP | - |  | 4 October 2022 | RAFLY A CHALID - TSE | 29 August 2022 | ANTONIUS SAGITA - KALIBRASI | 30 June 2025 | SAHID DERMAWAN - SPV TSE BARAT | ACTIVE
JPR222526 | JOL20 | JOLLY 20 PLUS | IMAGING | BMI BIOMED. INT. SRL | GN22090003 | KLINIK PPK 1 DENKESYAH SAMARINDA | SAMARINDA | KALIMANTAN TIMUR | SAMARINDA | MAIN UNIT | CUSTOMER | - |  | 10 August 2023 |  | 29 August 2022 | ANTONIUS SAGITA - KALIBRASI | 14 October 2023 | ANDI ISMAIL - SPV TSE TIMUR | ACTIVE
JPR222527 | JOL20 | JOLLY 20 PLUS | IMAGING | BMI BIOMED. INT. SRL | GN24060006 | KLINIK ORTHOPHYSIO MAKASSAR | MAKASSAR | SULAWESI SELATAN | MAKASSAR | MAIN UNIT | CUSTOMER | - |  | 16 March 2023 |  | 29 August 2022 | ANTONIUS SAGITA - KALIBRASI | 8 June 2024 | ANDI ISMAIL - SPV TSE TIMUR | ACTIVE
JPR222528 | JOL20 | JOLLY 20 PLUS | IMAGING | BMI BIOMED. INT. SRL | GN00007797 | RS Columbia Asia - Pulomas Jakarta | JAKARTA-1 | DKI JAKARTA | JAKARTA TIMUR | MAIN UNIT | CUSTOMER | - |  | 24 January 2023 |  | 29 August 2022 | ANTONIUS SAGITA - KALIBRASI | 20 October 2023 | SAHID DERMAWAN - SPV TSE BARAT | ACTIVE
JPR222529 | JOL20 | JOLLY 20 PLUS | IMAGING | BMI BIOMED. INT. SRL | GN19100064 | RS PERMATA HATI | JAMBI | JAMBI | JAMBI | MAIN UNIT | CUSTOMER | - |  | 30 September 2022 | ABDI PUTRA - TSE | 29 August 2022 | ANTONIUS SAGITA - KALIBRASI | 30 September 2022 | ABDI PUTRA - TSE | ACTIVE
JPR222530 | JOL20 | JOLLY 20 PLUS | IMAGING | BMI BIOMED. INT. SRL | GN22070023 | KLINIK DR JUENI | TANGERANG | BANTEN | TANGERANG | MAIN UNIT | CUSTOMER | - |  | 14 September 2023 | ADITIYA NOVANDRA - TSE | 29 August 2022 | ANTONIUS SAGITA - KALIBRASI | 14 September 2023 | ADITIYA NOVANDRA - TSE | ACTIVE
JPR222531 | JOL20 | JOLLY 20 PLUS | IMAGING | BMI BIOMED. INT. SRL | GN22070027 | KLINIK DADAP PUTIH | TANGERANG | BANTEN | TANGERANG | MAIN UNIT | CUSTOMER | - |  | 24 November 2022 |  | 29 August 2022 | ANTONIUS SAGITA - KALIBRASI | 28 November 2024 | SAHID DERMAWAN - SPV TSE BARAT | ACTIVE
JPR222532 | JOL20 | JOLLY 20 PLUS | IMAGING | BMI BIOMED. INT. SRL | GN00001224 | RS ISLAM PURWOKERTO | PURWOKERTO | JAWA TENGAH | BANYUMAS | MAIN UNIT | CUSTOMER | - |  | 26 July 2022 | RIDWAN - TSE | 18 July 2022 | ANTONIUS SAGITA - KALIBRASI | 26 July 2022 | RIDWAN - TSE | ACTIVE
JPR222539 | JOL20 | JOLLY 20 PLUS | IMAGING | BMI BIOMED. INT. SRL | GN00004629 | RS PKU MUHAMMADIYAH MERDEN - BANJARNEGARA | PURWOKERTO | JAWA TENGAH | BANJARNEGARA | MAIN UNIT | CUSTOMER | - |  | 19 June 2022 | DIAN FEBRIYANA - TSE | 16 June 2022 | ANTONIUS SAGITA - KALIBRASI | 19 June 2022 | DIAN FEBRIYANA - TSE | ACTIVE
JPR222540 | JOL20 | JOLLY 20 PLUS | IMAGING | BMI BIOMED. INT. SRL | GN00001222 | RS PKU Muhamadiyah Gombong | PURWOKERTO | JAWA TENGAH | KEBUMEN | MAIN UNIT | CUSTOMER | - |  | 22 June 2022 | HARI UDI RAHARJO - TSE | 16 June 2022 | ANTONIUS SAGITA - KALIBRASI | 22 June 2022 | HARI UDI RAHARJO - TSE | ACTIVE
JPR222599 | JOL20 | JOLLY 20 PLUS | IMAGING | BMI BIOMED. INT. SRL | GN00011061 | RS Aisyiyah Siti Fatimah | SURABAYA-1 | JAWA TIMUR |  | MAIN UNIT | CUSTOMER | 21 April 2022 | ANTONIUS SAGITA - KALIBRASI | 18 May 2022 | FAJAR LESMANA - TSE | 5 April 2022 | ANTONIUS SAGITA - KALIBRASI | 18 May 2022 | FAJAR LESMANA - TSE | ACTIVE
JPR222600 | JOL20 | JOLLY 20 PLUS | IMAGING | BMI BIOMED. INT. SRL | GN00001494 | RS MUHAMMADIYAH LAMONGAN | SURABAYA-2 | JAWA TIMUR | LAMONGAN | MAIN UNIT | CUSTOMER | 21 April 2022 | ANTONIUS SAGITA - KALIBRASI | 11 April 2022 | FAJAR LESMANA - TSE | 5 April 2022 | ANTONIUS SAGITA - KALIBRASI | 21 April 2022 | ANTONIUS SAGITA - KALIBRASI | ACTIVE
JPR222608 | JOL3P | JOLLY PLUS STD | IMAGING | BMI BIOMED. INT. SRL | GN19120003 | RS MATA RAMATA | DENPASAR | BALI | DENPASAR | MAIN UNIT | CUSTOMER | - |  | 20 October 2022 |  | 28 July 2022 | ANTONIUS SAGITA - KALIBRASI | 10 October 2023 | ANDI ISMAIL - SPV TSE TIMUR | ACTIVE
JPR222609 | JOL3P | JOLLY PLUS STD | IMAGING | BMI BIOMED. INT. SRL | GN00001240 | RS Khusus Bedah Siaga Medika Banyumas | PURWOKERTO | JAWA TENGAH | BANYUMAS | MAIN UNIT | CUSTOMER | - |  | 31 October 2022 |  | 28 July 2022 | ANTONIUS SAGITA - KALIBRASI | 10 October 2023 | ANDI ISMAIL - SPV TSE TIMUR | ACTIVE
JPR222613 | JOL20 | JOLLY 20 PLUS | IMAGING | BMI BIOMED. INT. SRL | GN00011824 | RS HOLISTIC | BANDUNG | JAWA BARAT | BANDUNG | MAIN UNIT | CUSTOMER | - |  | - |  | 16 June 2022 | ANTONIUS SAGITA - KALIBRASI | - |  | ACTIVE
JPR222614 | JOL30 | MOBILE X RAY JOLLY 30 | IMAGING | BMI BIOMED. INT. SRL | GN22010013 | RS HERMINA TASIKMALAYA | TASIKMALAYA | JAWA BARAT | TASIKMALAYA | MAIN UNIT | CUSTOMER | - |  | 10 October 2022 | SUKMA WIJAYA - TSE | 28 July 2022 | ANTONIUS SAGITA - KALIBRASI | 10 October 2022 | SUKMA WIJAYA - TSE | ACTIVE
JPR222615 | JOL30 | MOBILE X RAY JOLLY 30 | IMAGING | BMI BIOMED. INT. SRL | GN21040021 | RS Umum Siaga Medika Purbalingga | PURWOKERTO | JAWA TENGAH | PURWOKERTO | MAIN UNIT | CUSTOMER | - |  | 31 October 2022 |  | 25 October 2022 | ANTONIUS SAGITA - KALIBRASI | 10 October 2023 | ANDI ISMAIL - SPV TSE TIMUR | ACTIVE
JPR222616 | JOL3P | JOLLY PLUS STD | IMAGING | BMI BIOMED. INT. SRL | GN00001034 | RS PELABUHAN ( RS PELABUHAN ISLAMIC CENTER JAKARTA ) | JAKARTA-1 | DKI JAKARTA | JAKARTA UTARA | MAIN UNIT | CUSTOMER | - |  | 1 December 2022 |  | 25 October 2022 | ANTONIUS SAGITA - KALIBRASI | 28 November 2024 | SAHID DERMAWAN - SPV TSE BARAT | ACTIVE
JPR222650 | JOL30 | MOBILE X RAY JOLLY 30 | IMAGING | BMI BIOMED. INT. SRL | GN00000819 | RS MADYANG | MAKASSAR | SULAWESI SELATAN | PALOPO | MAIN UNIT | CUSTOMER | - |  | 4 August 2023 |  | 6 March 2025 | ARIEF SETIAWAN - TSE CP | 10 March 2025 | ANDI ISMAIL - SPV TSE TIMUR | ACTIVE
JPR222652 | JOL30 | MOBILE X RAY JOLLY 30 | IMAGING | BMI BIOMED. INT. SRL | GN00000059 | RS URIP SUMOHARJO | BANDAR LAMPUNG | LAMPUNG | BANDAR LAMPUNG | MAIN UNIT | CUSTOMER | - |  | 3 January 2023 |  | 3 April 2023 | ANTONIUS SAGITA - KALIBRASI | 20 October 2023 | SAHID DERMAWAN - SPV TSE BARAT | ACTIVE
JPR222653 | JOL30 | MOBILE X RAY JOLLY 30 | IMAGING | BMI BIOMED. INT. SRL | GN00003433 | RSU SIAGA MEDIKA PEMALANG | TEGAL | JAWA TENGAH | PEMALANG | MAIN UNIT | CUSTOMER | - |  | 6 September 2023 |  | 8 March 2023 | ANTONIUS SAGITA - KALIBRASI | 28 November 2024 | SAHID DERMAWAN - SPV TSE BARAT | ACTIVE
JPR222654 | JOL30 | MOBILE X RAY JOLLY 30 | IMAGING | BMI BIOMED. INT. SRL | GN00000658 | RSUD DR DORIS SYLVANUS | BANJARMASIN | KALIMANTAN TENGAH | PALANGKA RAYA | MAIN UNIT | CUSTOMER | - |  | 18 September 2023 |  | 8 March 2023 | ANTONIUS SAGITA - KALIBRASI | 14 October 2023 | ANDI ISMAIL - SPV TSE TIMUR | ACTIVE
JPR222655 | JOL30 | MOBILE X RAY JOLLY 30 | IMAGING | BMI BIOMED. INT. SRL | GN00012104 | LABKESDA SUBANG | BANDUNG-2 | JAWA BARAT | SUBANG | MAIN UNIT | CUSTOMER | 19 December 2022 | MOHAMAD SUKARJO - TSE CP | 11 December 2023 |  | 23 March 2023 |  | 18 December 2023 | SAHID DERMAWAN - SPV TSE BARAT | ACTIVE
JPR222656 | JOL30 | MOBILE X RAY JOLLY 30 | IMAGING | BMI BIOMED. INT. SRL | GN23120008 | PT MEDIKA LOKA ACEH (RS HERMINA ACEH) | BANDA ACEH | ACEH | BANDA ACEH | MAIN UNIT | CUSTOMER | 19 December 2022 | MOHAMAD SUKARJO - TSE CP | 16 November 2023 |  | 23 March 2023 |  | 28 November 2024 | SAHID DERMAWAN - SPV TSE BARAT | ACTIVE
JPR222657 | JOL3P | JOLLY PLUS STD | IMAGING | BMI BIOMED. INT. SRL | GN00007728 | RSIA MALEBU HUSADA | MAKASSAR | SULAWESI SELATAN | MAKASSAR | MAIN UNIT | CUSTOMER | - |  | 12 October 2023 |  | 8 March 2023 | ANTONIUS SAGITA - KALIBRASI | 16 October 2023 | ANDI ISMAIL - SPV TSE TIMUR | ACTIVE
JPR222658 | JOL3P | JOLLY PLUS STD | IMAGING | BMI BIOMED. INT. SRL | GN23080014 | RS HERMINA CIAWI | BOGOR | JAWA BARAT | BOGOR | MAIN UNIT | CUSTOMER | - |  | 25 August 2023 |  | 8 March 2023 | ANTONIUS SAGITA - KALIBRASI | 16 October 2023 | SAHID DERMAWAN - SPV TSE BARAT | ACTIVE
JPR232716 | JOL20 | JOLLY 20 PLUS | IMAGING | BMI BIOMED. INT. SRL | GN23110004 | RS INTAN HUSADA GARUT | BANDUNG | JAWA BARAT | BANDUNG | MAIN UNIT | CUSTOMER | - |  | 18 September 2023 |  | 11 September 2023 | ARIEF SETIAWAN - TSE CP | 28 November 2024 | SAHID DERMAWAN - SPV TSE BARAT | ACTIVE
JPR232717 | JOL20 | JOLLY 20 PLUS | IMAGING | BMI BIOMED. INT. SRL | GN00005981 | RS SEKAR KAMULYAN | CIREBON | JAWA BARAT | CIREBON | MAIN UNIT | CUSTOMER | - |  | 28 February 2024 |  | 11 September 2023 | ARIEF SETIAWAN - TSE CP | 28 November 2024 | SAHID DERMAWAN - SPV TSE BARAT | ACTIVE
JPR232734 | JOL20 | JOLLY 20 PLUS | IMAGING | BMI BIOMED. INT. SRL | GN00004282 | RS Columbia Asia - Medan | MEDAN | SUMATERA UTARA |  | MAIN UNIT | CUSTOMER | - |  | 19 June 2023 | KRISTIANTO - TSE | 12 May 2023 | ANTONIUS SAGITA - KALIBRASI | 20 October 2023 | SAHID DERMAWAN - SPV TSE BARAT | ACTIVE
JPR232735 | JOL20 | JOLLY 20 PLUS | IMAGING | BMI BIOMED. INT. SRL | GN23040003 | KLINIK ELTRIS PALOPO | MAKASSAR | SULAWESI SELATAN | MAKASSAR | MAIN UNIT | CUSTOMER | - |  | 22 June 2023 |  | 12 May 2023 | ANTONIUS SAGITA - KALIBRASI | 16 October 2023 | ANDI ISMAIL - SPV TSE TIMUR | ACTIVE
JPR232736 | JOL20 | JOLLY 20 PLUS | IMAGING | BMI BIOMED. INT. SRL | GN24060008 | KLINIK IATROS MALUK | MATARAM | NUSA TENGGARA BARAT | MATARAM | MAIN UNIT | CUSTOMER | - |  | 7 December 2023 |  | 12 May 2023 | ANTONIUS SAGITA - KALIBRASI | 10 June 2024 | ANDI ISMAIL - SPV TSE TIMUR | ACTIVE
JPR232781 | JOL20 | JOLLY 20 PLUS | IMAGING | BMI BIOMED. INT. SRL | GN24090020 | RS HEWAN PENDIDIKAN UNIVERSITAS AIRLANGGA | SURABAYA-1 | JAWA TIMUR | SURABAYA | MAIN UNIT | CUSTOMER | - |  | 14 August 2024 |  | 11 September 2023 | ARIEF SETIAWAN - TSE CP | 6 March 2025 | ANDI ISMAIL - SPV TSE TIMUR | ACTIVE
JPR232782 | JOL20 | JOLLY 20 PLUS | IMAGING | BMI BIOMED. INT. SRL | GN24040012 | RS SAMSOE HIDAJAT / SAMSU HIDAYAT | SEMARANG | JAWA TENGAH | SEMARANG | MAIN UNIT | CUSTOMER | - |  | 14 January 2025 |  | 11 September 2023 | ARIEF SETIAWAN - TSE CP | 20 January 2025 | ANDI ISMAIL - SPV TSE TIMUR | ACTIVE
JPR232783 | JOL20 | JOLLY 20 PLUS | IMAGING | BMI BIOMED. INT. SRL | GN19030030 | UNIVERSITAS AISYIYAH YOGYAKARTA | YOGYAKARTA | YOGYAKARTA | YOGYAKARTA | MAIN UNIT | CUSTOMER | - |  | 15 December 2023 |  | 11 September 2023 | ARIEF SETIAWAN - TSE CP | 2 January 2024 | ANDI ISMAIL - SPV TSE TIMUR | ACTIVE
JPR232816 | JOL30 | MOBILE X RAY JOLLY 30 | IMAGING | BMI BIOMED. INT. SRL | GN00006006 | RSB MUHAMMADIYAH KODYA CIREBON | CIREBON | JAWA BARAT | CIREBON | MAIN UNIT | CUSTOMER | - |  | 11 January 2024 |  | 1 December 2023 | ANTONIUS SAGITA - KALIBRASI | 15 January 2024 | SAHID DERMAWAN - SPV TSE BARAT | ACTIVE
JPR232817 | JOL30 | MOBILE X RAY JOLLY 30 | IMAGING | BMI BIOMED. INT. SRL | GN23100028 | KLINIK UTAMA ALMA MEDIKA | BALIKPAPAN | KALIMANTAN TIMUR | BALIKPAPAN | MAIN UNIT | CUSTOMER | - |  | 6 March 2024 |  | 1 December 2023 | ANTONIUS SAGITA - KALIBRASI | 12 March 2024 | ANDI ISMAIL - SPV TSE TIMUR | ACTIVE
JPR232818 | JOL30 | MOBILE X RAY JOLLY 30 | IMAGING | BMI BIOMED. INT. SRL | GN23110004 | RS INTAN HUSADA GARUT | BANDUNG | JAWA BARAT | BANDUNG | MAIN UNIT | CUSTOMER | - |  | 2 January 2024 |  | 1 December 2023 | ANTONIUS SAGITA - KALIBRASI | 15 January 2024 | SAHID DERMAWAN - SPV TSE BARAT | ACTIVE
JPR232819 | JOL30 | MOBILE X RAY JOLLY 30 | IMAGING | BMI BIOMED. INT. SRL | GN00002986 | RDC PUSAT - RAWAGELAM | PUSAT | DKI JAKARTA | JAKARTA TIMUR | MAIN UNIT | EMP | - |  | - |  | 1 December 2023 | ANTONIUS SAGITA - KALIBRASI | - |  | ACTIVE
JPR232820 | JOL30 | MOBILE X RAY JOLLY 30 | IMAGING | BMI BIOMED. INT. SRL | GN24070014 | RS HERMINA PASURUAN | MALANG | JAWA TIMUR | MALANG | MAIN UNIT | CUSTOMER | - |  | 15 July 2024 |  | 1 December 2023 | ANTONIUS SAGITA - KALIBRASI | 22 July 2024 | ANDI ISMAIL - SPV TSE TIMUR | ACTIVE
JPRD242799 | JOLDR | JOLLY 30 PLUS DR | IMAGING | BMI BIOMED. INT. SRL | GN24110012 | RS HERMINA PIK DUA | TANGERANG | BANTEN | TANGERANG | MAIN UNIT | CUSTOMER | - |  | 1 November 2024 |  | 4 November 2024 | ARIEF SETIAWAN - TSE CP | 28 November 2024 | SAHID DERMAWAN - SPV TSE BARAT | ACTIVE
JPRD242889 | JOLDR | JOLLY 30 PLUS DR | IMAGING | BMI BIOMED. INT. SRL | GN24070022 | RS HERMINA NUSANTARA IKN | BALIKPAPAN | KALIMANTAN TIMUR | BALIKPAPAN | MAIN UNIT | CUSTOMER | - |  | 15 August 2024 |  | 17 July 2024 | ARIEF SETIAWAN - TSE CP | 20 August 2024 | ANDI ISMAIL - SPV TSE TIMUR | ACTIVE
JSPC-300L | JSPC3 | Plant Growth Chamber 3-Side /w PG-4CP Basic Programmable Controller ( 300l) |  |  | GN00002239 | UNIV SRIWIJAYA | PALEMBANG | SUMATERA SELATAN | PALEMBANG | MAIN UNIT | CUSTOMER | 23 August 2016 |  | 1 January 2012 |  | 23 August 2016 |  | - |  | ACTIVE
KMDM001 | VPM15 | Votem Patient Monitor 15 Inch | IMAGING | VOTEM CO., Ltd | GN00003001 | PT. ENSEVAL MEDIKA PRIMA - HO | PUSAT | DKI JAKARTA | JAKARTA TIMUR | MAIN UNIT | EMP | - |  | 15 August 2022 | NICO HERMAWAN - TSE CP | 28 July 2022 | ANTONIUS SAGITA - KALIBRASI | 1 October 2025 | SAHID DERMAWAN - SPV TSE BARAT | ACTIVE
KMDM009 | VPM15 | Votem Patient Monitor 15 Inch | IMAGING | VOTEM CO., Ltd | GN00001066 | RSUD CIBINONG | BOGOR | JAWA BARAT | BOGOR | MAIN UNIT | EMP | 22 February 2021 | ANTONIUS SAGITA - KALIBRASI | - |  | 16 December 2020 | ANTONIUS SAGITA - KALIBRASI | 13 September 2023 | System Auto | ACTIVE
KMDM027 | VP15E | Votem Patient Monitor 15" Complete | IMAGING | VOTEM CO., Ltd | GN00001066 | RSUD CIBINONG | BOGOR | JAWA BARAT | BOGOR | MAIN UNIT | CUSTOMER | - |  | 27 June 2023 |  | 23 June 2023 | ARIEF SETIAWAN - TSE CP | 20 October 2023 | SAHID DERMAWAN - SPV TSE BARAT | ACTIVE
KMDM028 | VP15E | Votem Patient Monitor 15" Complete | IMAGING | VOTEM CO., Ltd | GN00001066 | RSUD CIBINONG | BOGOR | JAWA BARAT | BOGOR | MAIN UNIT | CUSTOMER | - |  | 27 June 2023 |  | 23 June 2023 | ARIEF SETIAWAN - TSE CP | 20 October 2023 | SAHID DERMAWAN - SPV TSE BARAT | ACTIVE
KMDM029 | VP15E | Votem Patient Monitor 15" Complete | IMAGING | VOTEM CO., Ltd | GN00001066 | RSUD CIBINONG | BOGOR | JAWA BARAT | BOGOR | MAIN UNIT | CUSTOMER | - |  | 27 June 2023 |  | 23 June 2023 | ARIEF SETIAWAN - TSE CP | 20 October 2023 | SAHID DERMAWAN - SPV TSE BARAT | ACTIVE
KMDM030 | VP15E | Votem Patient Monitor 15" Complete | IMAGING | VOTEM CO., Ltd | GN00001066 | RSUD CIBINONG | BOGOR | JAWA BARAT | BOGOR | MAIN UNIT | CUSTOMER | - |  | 27 June 2023 |  | 23 June 2023 | ARIEF SETIAWAN - TSE CP | 20 October 2023 | SAHID DERMAWAN - SPV TSE BARAT | ACTIVE
KMDM031 | VP15E | Votem Patient Monitor 15" Complete | IMAGING | VOTEM CO., Ltd | GN00001066 | RSUD CIBINONG | BOGOR | JAWA BARAT | BOGOR | MAIN UNIT | CUSTOMER | - |  | 27 June 2023 |  | 23 June 2023 | ARIEF SETIAWAN - TSE CP | 20 October 2023 | SAHID DERMAWAN - SPV TSE BARAT | ACTIVE
KMDM032 | VP15E | Votem Patient Monitor 15" Complete | IMAGING | VOTEM CO., Ltd | GN00001066 | RSUD CIBINONG | BOGOR | JAWA BARAT | BOGOR | MAIN UNIT | CUSTOMER | - |  | 27 June 2023 |  | 23 June 2023 | ARIEF SETIAWAN - TSE CP | 20 October 2023 | SAHID DERMAWAN - SPV TSE BARAT | ACTIVE
KMDM033 | VP15E | Votem Patient Monitor 15" Complete | IMAGING | VOTEM CO., Ltd | GN00001066 | RSUD CIBINONG | BOGOR | JAWA BARAT | BOGOR | MAIN UNIT | CUSTOMER | - |  | 27 June 2023 |  | 23 June 2023 | ARIEF SETIAWAN - TSE CP | 20 October 2023 | SAHID DERMAWAN - SPV TSE BARAT | ACTIVE
KMDM034 | VP15E | Votem Patient Monitor 15" Complete | IMAGING | VOTEM CO., Ltd | GN00002986 | RDC PUSAT - RAWAGELAM | PUSAT | DKI JAKARTA | JAKARTA TIMUR | MAIN UNIT | EMP | - |  | - |  | 23 June 2023 | ARIEF SETIAWAN - TSE CP | - |  | ACTIVE
KTB01075 | FA101 | Film Array TORCH 1 System | DIAGNOSTIC 1 | BIOFIRE DIAGNOSTICS | GN00002726 | National Hospital Surabaya | SURABAYA-2 | JAWA TIMUR |  | MAIN UNIT | EMP | 11 March 2020 | LEO LANANG SIGIT - TSE CP | 18 December 2020 | YUNAN ARIMUNTIAN - TSE | 11 March 2020 | LEO LANANG SIGIT - TSE CP | 18 December 2020 | YUNAN ARIMUNTIAN - TSE | ACTIVE
KTB01080 | FA101 | Film Array TORCH 1 System | DIAGNOSTIC 1 | BIOFIRE DIAGNOSTICS | GN00000006 | RS SULIYANTI SAROSO | JAKARTA-1 | DKI JAKARTA | JAKARTA UTARA | MAIN UNIT | CUSTOMER | 11 March 2020 | LEO LANANG SIGIT - TSE CP | 27 February 2021 | NICO HERMAWAN - TSE CP | 11 March 2020 | LEO LANANG SIGIT - TSE CP | 27 February 2021 | NICO HERMAWAN - TSE CP | ACTIVE
KTB01390 | FA101 | Film Array TORCH 1 System | DIAGNOSTIC 1 | BIOFIRE DIAGNOSTICS | GN00002045 | LAB CITO FATMAWATI | JAKARTA-2 | DKI JAKARTA | JAKARTA SELATAN | MAIN UNIT | EMP | - |  | 31 December 2024 |  | 13 July 2022 |  | 10 September 2025 | SAHID DERMAWAN - SPV TSE BARAT | ACTIVE
KTB01575 | FA101 | Film Array TORCH 1 System | DIAGNOSTIC 1 | BIOFIRE DIAGNOSTICS | GN00002985 | WORKSHOOP CSM PUSAT | PUSAT | DKI JAKARTA | JAKARTA TIMUR | MAIN UNIT | EMP | - |  | - |  | 11 January 2024 | LEO LANANG SIGIT - TSE CP | - |  | ACTIVE
KTB01579 | FA101 | Film Array TORCH 1 System | DIAGNOSTIC 1 | BIOFIRE DIAGNOSTICS | GN00001066 | RSUD CIBINONG | BOGOR | JAWA BARAT | BOGOR | MAIN UNIT | CUSTOMER | - |  | 18 July 2025 |  | 11 January 2024 | LEO LANANG SIGIT - TSE CP | 4 August 2025 | SAHID DERMAWAN - SPV TSE BARAT | ACTIVE
KTB01796 | FA101 | Film Array TORCH 1 System | DIAGNOSTIC 1 | BIOFIRE DIAGNOSTICS | GN00004282 | RS Columbia Asia - Medan | MEDAN | SUMATERA UTARA |  | MAIN UNIT | EMP | - |  | 28 November 2020 | BARITA P-SIMAMORA - TSE | 4 June 2020 | LEO LANANG SIGIT - TSE CP | 28 November 2020 | BARITA P-SIMAMORA - TSE | ACTIVE
KTB01797 | FA101 | Film Array TORCH 1 System | DIAGNOSTIC 1 | BIOFIRE DIAGNOSTICS | GN00001930 | RS JOGJA INTERNATIONAL HOSPITAL (JIH) | YOGYAKARTA | YOGYAKARTA | YOGYAKARTA | MAIN UNIT | EMP | - |  | 11 August 2025 |  | 4 June 2020 | LEO LANANG SIGIT - TSE CP | 11 September 2025 | SAHID DERMAWAN - SPV TSE BARAT | ACTIVE
KTB01798 | FA101 | Film Array TORCH 1 System | DIAGNOSTIC 1 | BIOFIRE DIAGNOSTICS | GN00003036 | RS PONDOK INDAH | JAKARTA-2 | DKI JAKARTA | JAKARTA SELATAN | MAIN UNIT | EMP | - |  | 10 October 2023 | MUHAMMAD FAJAR - TSE | 4 June 2020 | LEO LANANG SIGIT - TSE CP | 10 October 2023 | MUHAMMAD FAJAR - TSE | ACTIVE
KTB03201 | FA101 | Film Array TORCH 1 System | DIAGNOSTIC 1 | BIOFIRE DIAGNOSTICS | GN00001021 | RS Abdi Waluyo | JAKARTA-1 | DKI JAKARTA | JAKARTA PUSAT | MAIN UNIT | EMP | 20 January 2022 | ARDI HERMAWAN - TSE CP | 10 April 2021 |  | 18 March 2021 | LEO LANANG SIGIT - TSE CP | 31 December 2024 | SAHID DERMAWAN - SPV TSE BARAT | ACTIVE
KTB03277 | FA101 | Film Array TORCH 1 System | DIAGNOSTIC 1 | BIOFIRE DIAGNOSTICS | GN00001197 | RS SILOAM ( PT SILOAM INTERNATIONAL HOSPITALS ) KARAWACI | TANGERANG | BANTEN | TANGERANG | MAIN UNIT | EMP | - |  | 6 May 2024 | RIDWAN - TSE | 18 March 2021 | LEO LANANG SIGIT - TSE CP | 6 May 2024 | SAHID DERMAWAN - SPV TSE BARAT | ACTIVE
KTB03308 | FA101 | Film Array TORCH 1 System | DIAGNOSTIC 1 | BIOFIRE DIAGNOSTICS | GN00007854 | RS ADI HUSADA UNDAAN WETAN | SURABAYA-2 | JAWA TIMUR | SURABAYA | MAIN UNIT | EMP | - |  | 19 August 2021 | MIKKI FAHRIZI - TSE | 18 March 2021 | LEO LANANG SIGIT - TSE CP | 19 August 2021 | MIKKI FAHRIZI - TSE | ACTIVE
KTB03685 | FA101 | Film Array TORCH 1 System | DIAGNOSTIC 1 | BIOFIRE DIAGNOSTICS | GN17050029 | RS BALI MANDARA | DENPASAR | BALI | DENPASAR | MAIN UNIT | EMP | - |  | - |  | 26 August 2025 | LEO LANANG SIGIT - TSE CP | - |  | ACTIVE
KTB04118 | FA101 | Film Array TORCH 1 System | DIAGNOSTIC 1 | BIOFIRE DIAGNOSTICS | GN00002985 | WORKSHOOP CSM PUSAT | PUSAT | DKI JAKARTA | JAKARTA TIMUR | MAIN UNIT | EMP | - |  | - |  | 14 January 2025 | LEO LANANG SIGIT - TSE CP | - |  | ACTIVE
KTB04422 | FA101 | Film Array TORCH 1 System | DIAGNOSTIC 1 | BIOFIRE DIAGNOSTICS | GN00001009 | MRCCC Siloam Hospitals Semanggi | JAKARTA-1 | DKI JAKARTA | JAKARTA PUSAT | MAIN UNIT | EMP | - |  | 20 May 2024 |  | 31 December 2024 | ARIEF SETIAWAN - TSE CP | 31 December 2024 | SAHID DERMAWAN - SPV TSE BARAT | ACTIVE
KTB07145 | FA101 | Film Array TORCH 1 System | DIAGNOSTIC 1 | BIOFIRE DIAGNOSTICS | GN00002986 | RDC PUSAT - RAWAGELAM | PUSAT | DKI JAKARTA | JAKARTA TIMUR | MAIN UNIT | EMP | - |  | - |  | 2 September 2025 | LEO LANANG SIGIT - TSE CP | - |  | ACTIVE
KTM09580 | FA111 | Film Array TORCH Module | DIAGNOSTIC 1 | BIOFIRE DIAGNOSTICS | GN00003001 | PT. ENSEVAL MEDIKA PRIMA - HO | PUSAT | DKI JAKARTA | JAKARTA TIMUR | MAIN UNIT | EMP | - |  | 1 April 2021 | BARITA P-SIMAMORA - TSE | 16 March 2021 | LEO LANANG SIGIT - TSE CP | - |  | ACTIVE
KTM09649 | FA111 | Film Array TORCH Module | DIAGNOSTIC 1 | BIOFIRE DIAGNOSTICS | GN00002985 | WORKSHOOP CSM PUSAT | PUSAT | DKI JAKARTA | JAKARTA TIMUR | MAIN UNIT | EMP | 21 April 2022 | ANTONIUS SAGITA - KALIBRASI | 18 July 2022 | ARDI HERMAWAN - TSE CP | 15 September 2021 | ANTONIUS SAGITA - KALIBRASI | 26 October 2023 | SAHID DERMAWAN - SPV TSE BARAT | INACTIVE
KTM13697 | FA111 | Film Array TORCH Module | DIAGNOSTIC 1 | BIOFIRE DIAGNOSTICS | GN00002986 | RDC PUSAT - RAWAGELAM | PUSAT | DKI JAKARTA | JAKARTA TIMUR | MAIN UNIT | EMP | - |  | - |  | 29 November 2021 | LEO LANANG SIGIT - TSE CP | - |  | ACTIVE
KTM13951 | FA111 | Film Array TORCH Module | DIAGNOSTIC 1 | BIOFIRE DIAGNOSTICS | GN17050029 | RS BALI MANDARA | DENPASAR | BALI | DENPASAR | MAIN UNIT | EMP | - |  | 30 March 2022 |  | 29 November 2021 | LEO LANANG SIGIT - TSE CP | - |  | ACTIVE
KTM13967 | FA111 | Film Array TORCH Module | DIAGNOSTIC 1 | BIOFIRE DIAGNOSTICS | GN22070016 | RSU REGINA MARIS | MEDAN | SUMATERA UTARA | MEDAN | MAIN UNIT | EMP | - |  | 23 June 2022 | BARITA P-SIMAMORA - TSE | 30 March 2022 | LEO LANANG SIGIT - TSE CP | 13 August 2025 | SAHID DERMAWAN - SPV TSE BARAT | ACTIVE
KTM15266 | FA111 | Film Array TORCH Module | DIAGNOSTIC 1 | BIOFIRE DIAGNOSTICS | GN00002986 | RDC PUSAT - RAWAGELAM | PUSAT | DKI JAKARTA | JAKARTA TIMUR | MAIN UNIT | EMP | - |  | - |  | 15 May 2022 | LEO LANANG SIGIT - TSE CP | - |  | ACTIVE
KTM15278 | FA111 | Film Array TORCH Module | DIAGNOSTIC 1 | BIOFIRE DIAGNOSTICS | GN00002986 | RDC PUSAT - RAWAGELAM | PUSAT | DKI JAKARTA | JAKARTA TIMUR | MAIN UNIT | EMP | - |  | - |  | 15 May 2022 | LEO LANANG SIGIT - TSE CP | - |  | ACTIVE
KTM15343 | FA111 | Film Array TORCH Module | DIAGNOSTIC 1 | BIOFIRE DIAGNOSTICS | GN00002986 | RDC PUSAT - RAWAGELAM | PUSAT | DKI JAKARTA | JAKARTA TIMUR | MAIN UNIT | EMP | - |  | - |  | 15 May 2022 | LEO LANANG SIGIT - TSE CP | - |  | ACTIVE
KTM15361 | FA111 | Film Array TORCH Module | DIAGNOSTIC 1 | BIOFIRE DIAGNOSTICS | GN00002986 | RDC PUSAT - RAWAGELAM | PUSAT | DKI JAKARTA | JAKARTA TIMUR | MAIN UNIT | EMP | - |  | - |  | 15 May 2022 | LEO LANANG SIGIT - TSE CP | - |  | ACTIVE
KTM15469 | FA111 | Film Array TORCH Module | DIAGNOSTIC 1 | BIOFIRE DIAGNOSTICS | GN00002986 | RDC PUSAT - RAWAGELAM | PUSAT | DKI JAKARTA | JAKARTA TIMUR | MAIN UNIT | EMP | - |  | - |  | 15 May 2022 | LEO LANANG SIGIT - TSE CP | - |  | ACTIVE
KTM17722 | FA111 | Film Array TORCH Module | DIAGNOSTIC 1 | BIOFIRE DIAGNOSTICS | GN00001197 | RS SILOAM ( PT SILOAM INTERNATIONAL HOSPITALS ) KARAWACI | TANGERANG | BANTEN | TANGERANG | MAIN UNIT | EMP | - |  | 2 November 2023 |  | 9 August 2023 | LEO LANANG SIGIT - TSE CP | 11 February 2025 | SAHID DERMAWAN - SPV TSE BARAT | ACTIVE
KTM23728 | FA111 | Film Array TORCH Module | DIAGNOSTIC 1 | BIOFIRE DIAGNOSTICS | GN00000996 | RS Medistra | JAKARTA-1 | DKI JAKARTA | JAKARTA SELATAN | MAIN UNIT | EMP | - |  | 29 April 2025 |  | 14 May 2025 | LEO LANANG SIGIT - TSE CP | 16 September 2025 | SAHID DERMAWAN - SPV TSE BARAT | ACTIVE
KTM23775 | FA111 | Film Array TORCH Module | DIAGNOSTIC 1 | BIOFIRE DIAGNOSTICS | GN00002986 | RDC PUSAT - RAWAGELAM | PUSAT | DKI JAKARTA | JAKARTA TIMUR | MAIN UNIT | EMP | - |  | - |  | 14 May 2025 | LEO LANANG SIGIT - TSE CP | - |  | ACTIVE
KTM24403 | FA111 | Film Array TORCH Module | DIAGNOSTIC 1 | BIOFIRE DIAGNOSTICS | GN00002986 | RDC PUSAT - RAWAGELAM | PUSAT | DKI JAKARTA | JAKARTA TIMUR | MAIN UNIT | EMP | - |  | - |  | 2 September 2025 | LEO LANANG SIGIT - TSE CP | - |  | ACTIVE
KTM24963 | FA111 | Film Array TORCH Module | DIAGNOSTIC 1 | BIOFIRE DIAGNOSTICS | GN17050029 | RS BALI MANDARA | DENPASAR | BALI | DENPASAR | MAIN UNIT | EMP | - |  | 4 November 2025 |  | 18 November 2025 | LEO LANANG SIGIT - TSE CP | 18 November 2025 | SAHID DERMAWAN - SPV TSE BARAT | ACTIVE
KTM42963 | FA111 | Film Array TORCH Module | DIAGNOSTIC 1 | BIOFIRE DIAGNOSTICS | GN00002986 | RDC PUSAT - RAWAGELAM | PUSAT | DKI JAKARTA | JAKARTA TIMUR | MAIN UNIT | EMP | - |  | - |  | 14 November 2025 | LEO LANANG SIGIT - TSE CP | - |  | INACTIVE
LI355656/02 | ASN5U |  |  |  | GN00003209 | RSIA MUHAMMADIYAH TAMAN PURING | JAKARTA-2 | DKI JAKARTA | JAKARTA SELATAN | MAIN UNIT | CUSTOMER | 26 September 2016 |  | 1 June 2012 |  | 26 September 2016 |  | - |  | INACTIVE
LI355694/02 | ASN5U |  |  |  | GN00000157 | RSUD H. ABDUL MANAP KOTA JAMBI | JAMBI | JAMBI | JAMBI | MAIN UNIT | CUSTOMER | 26 December 2014 |  | 1 January 1900 |  | 26 December 2014 |  | - |  | INACTIVE
LI355715/09 | ASN5U |  |  |  | GN00003209 | RSIA MUHAMMADIYAH TAMAN PURING | JAKARTA-2 | DKI JAKARTA | JAKARTA SELATAN | MAIN UNIT | CUSTOMER | 26 September 2016 |  | 1 June 2012 |  | 26 September 2016 |  | - |  | INACTIVE
M01775 | 87000 | GALILEO ECHO | DIAGNOSTIC 2 | IMMUCOR, INC. | GN00001196 | RSUD TANGERANG SELATAN | TANGERANG | BANTEN | TANGERANG | MAIN UNIT | CUSTOMER | - |  | 23 November 2020 | ADITIYA NOVANDRA - TSE | - |  | 23 November 2020 | ADITIYA NOVANDRA - TSE | ACTIVE
M01777 | 87000 | GALILEO ECHO | DIAGNOSTIC 2 | IMMUCOR, INC. | GN00002985 | WORKSHOOP CSM PUSAT | PUSAT | DKI JAKARTA | JAKARTA TIMUR | MAIN UNIT | EMP | - |  | 1 June 2024 |  | - |  | 20 November 2024 | SAHID DERMAWAN - SPV TSE BARAT | ACTIVE
M02040 | 87000 | GALILEO ECHO | DIAGNOSTIC 2 | IMMUCOR, INC. | GN00004673 | RSUD AL-IHSAN BANDUNG | BANDUNG | JAWA BARAT | BANDUNG | MAIN UNIT | CUSTOMER | 7 November 2019 | SUKMA WIJAYA - TSE | 4 December 2020 | ARBIANSYAH - TSE | 7 November 2019 | SUKMA WIJAYA - TSE | 4 December 2020 | ARBIANSYAH - TSE | ACTIVE
M02041 | 87000 | GALILEO ECHO | DIAGNOSTIC 2 | IMMUCOR, INC. | GN00000019 | RS OTORITA - RS BADAN PENGUSAHA BATAM | BATAM | KEPULAUAN RIAU | BATAM | MAIN UNIT | CUSTOMER | - |  | 4 December 2018 |  | - |  | - |  | ACTIVE
M02046 | 87000 | GALILEO ECHO | DIAGNOSTIC 2 | IMMUCOR, INC. | GN00002985 | WORKSHOOP CSM PUSAT | PUSAT | DKI JAKARTA | JAKARTA TIMUR | MAIN UNIT | EMP | 5 March 2020 | AHMAD FATKHUDIN - TSE | 5 March 2020 |  | 5 March 2020 | AHMAD FATKHUDIN - TSE | - |  | ACTIVE
M20574 | I6998 | Echo Lumena | DIAGNOSTIC 2 | IMMUCOR MEDIZINISCHE DIAG | GN00002985 | WORKSHOOP CSM PUSAT | PUSAT | DKI JAKARTA | JAKARTA TIMUR | MAIN UNIT | EMP | 18 December 2019 | LEO LANANG SIGIT - TSE CP | 21 January 2021 | IBNUL AZIZ - TSE | 18 December 2019 | LEO LANANG SIGIT - TSE CP | 25 March 2025 | SAHID DERMAWAN - SPV TSE BARAT | ACTIVE
M20575 | I6998 | Echo Lumena | DIAGNOSTIC 2 | IMMUCOR MEDIZINISCHE DIAG | GN00001160 | RSUD Arjawinangun | CIREBON | JAWA BARAT | CIREBON | MAIN UNIT | CUSTOMER | - |  | 27 September 2025 |  | 2 October 2025 | LEO LANANG SIGIT - TSE CP | 2 October 2025 | SAHID DERMAWAN - SPV TSE BARAT | ACTIVE
M300500H0539SE | H0104 | URINE ANALYSER H-500 | DIAGNOSTIC 2 | DIRUI MEDICAL INDONESIA, PT. | GN00002985 | WORKSHOOP CSM PUSAT | PUSAT | DKI JAKARTA | JAKARTA TIMUR | MAIN UNIT | EMP | 1 February 1990 | TRIYONO - TSE AREA BARAT | 1 January 2013 |  | 1 February 1990 | TRIYONO - TSE AREA BARAT | - |  | ACTIVE
M300800H0212SE | H0312 | URINE ANALYSER H-800 COMPLETE | DIAGNOSTIC 2 | DIRUI MEDICAL INDONESIA, PT. | GN17040015 | LAB KLINIK MAXIMA PALU | PALU | SULAWESI TENGAH | PALU | MAIN UNIT | EMP | - |  | 23 June 2022 | ASRULLAH - TSE | - |  | 23 June 2022 | ASRULLAH - TSE | ACTIVE
M30575 | I6998 | Echo Lumena | DIAGNOSTIC 2 | IMMUCOR MEDIZINISCHE DIAG | GN00002986 | RDC PUSAT - RAWAGELAM | PUSAT | DKI JAKARTA | JAKARTA TIMUR | MAIN UNIT | EMP | 18 December 2019 | LEO LANANG SIGIT - TSE CP | - |  | 18 December 2019 | LEO LANANG SIGIT - TSE CP | - |  | ACTIVE
MA 0005 MR | SASM2 |  |  |  | GN00007404 | RSUD TABANAN | DENPASAR | BALI | DENPASAR | MAIN UNIT | CUSTOMER | 13 September 2016 | I KADEK - TSE | 1 January 1900 |  | 13 September 2016 | I KADEK - TSE | - |  | INACTIVE
MA 0008 MR | AM501 |  |  |  | GN00000171 | RSUD SUNGAI BAHAR | JAMBI | JAMBI | MUARO JAMBI | MAIN UNIT | CUSTOMER | 11 September 2014 |  | 1 January 1900 |  | 11 September 2014 |  | - |  | INACTIVE
MA00013AS | SAAM2 |  |  |  | GN00000592 | RSU COLUMBIA | MEDAN | SUMATERA UTARA | MEDAN | MAIN UNIT | CUSTOMER | 1 February 1990 | ARBIANSYAH - TSE | 1 January 2013 |  | 1 February 1990 | ARBIANSYAH - TSE | - |  | INACTIVE
MA00019AS | SAAM2 |  |  |  | GN00000592 | RSU COLUMBIA | MEDAN | SUMATERA UTARA | MEDAN | MAIN UNIT | CUSTOMER | 1 February 1990 | ARBIANSYAH - TSE | 1 January 2013 |  | 1 February 1990 | ARBIANSYAH - TSE | - |  | INACTIVE
MA0003MR | AM501 |  |  |  | GN00001901 | RSUP SOERADJI KLATEN | YOGYAKARTA | YOGYAKARTA | YOGYAKARTA | MAIN UNIT | CUSTOMER | 17 April 2015 |  | 1 January 1900 |  | 17 April 2015 |  | - |  | INACTIVE
MA0004MR | SAME3 |  |  |  | GN00001905 | RSUD TIDAR KAB MAGELANG | YOGYAKARTA | YOGYAKARTA | YOGYAKARTA | MAIN UNIT | CUSTOMER | 19 March 2015 | DIAN FEBRIYANA - TSE | 1 January 1900 |  | 19 March 2015 | DIAN FEBRIYANA - TSE | - |  | INACTIVE
MA0006MR | SASM2 |  |  |  | GN00001928 | RS MATA DR. YAP | YOGYAKARTA | YOGYAKARTA | YOGYAKARTA | MAIN UNIT | CUSTOMER | - |  | 1 January 1900 |  | - |  | - |  | INACTIVE
MA0007MR | SAAM2 |  |  |  | GN00001909 | RSUD MUNTILAN | YOGYAKARTA | YOGYAKARTA | YOGYAKARTA | MAIN UNIT | CUSTOMER | 28 March 2015 | DIAN FEBRIYANA - TSE | 1 January 1900 |  | 28 March 2015 | DIAN FEBRIYANA - TSE | - |  | INACTIVE
MA0025AT | SAAM2 |  |  |  | GN00002915 | RS KEJAKSAAN | JAKARTA-2 | DKI JAKARTA | JAKARTA TIMUR | MAIN UNIT | CUSTOMER | 13 October 2014 |  | 13 January 2014 |  | 13 October 2014 |  | - |  | INACTIVE
MA0026AT | SAAM2 |  |  |  | GN00002447 | RS PROF D R KANDAU MANADO ( RSUP PROF D R KANDAU MANADO ) | MANADO | SULAWESI UTARA | MANADO | MAIN UNIT | CUSTOMER | 10 April 2015 |  | 1 January 1900 |  | 10 April 2015 |  | - |  | INACTIVE
MA0032GT | NRAM3 |  |  |  | GN00002986 | RDC PUSAT - RAWAGELAM | PUSAT | DKI JAKARTA | JAKARTA TIMUR | MAIN UNIT | EMP | 9 August 2018 | ARIEF SETIAWAN - TSE CP | 1 January 1900 |  | 9 August 2018 | ARIEF SETIAWAN - TSE CP | - |  | INACTIVE
MA0033GT | SAAM2 |  |  |  | GN00001905 | RSUD TIDAR KAB MAGELANG | YOGYAKARTA | YOGYAKARTA | YOGYAKARTA | MAIN UNIT | CUSTOMER | 1 February 1990 | DIAN FEBRIYANA - TSE | 6 December 2013 |  | 1 February 1990 | DIAN FEBRIYANA - TSE | - |  | INACTIVE
MA0039DS | NRAM3 |  |  |  | GN00000522 | RSUD DR. SOETIJONO BLORA | SEMARANG | JAWA TENGAH | BLORA | MAIN UNIT | CUSTOMER | - |  | 10 November 2014 |  | - |  | - |  | INACTIVE
MA0040DS | NRAM3 |  |  |  | GN00008548 | RSUD SATELIT TOBADAK | MAKASSAR | SULAWESI SELATAN | MAKASSAR | MAIN UNIT | CUSTOMER | 17 March 2015 | HARI UDI RAHARJO - TSE | 1 January 1900 |  | 17 March 2015 | HARI UDI RAHARJO - TSE | - |  | INACTIVE
MA0047GS | AM501 |  |  |  | GN00001170 | RS Pelabuhan Cirebon | CIREBON | JAWA BARAT | CIREBON | MAIN UNIT | CUSTOMER | 1 February 1990 | SUKMA WIJAYA - TSE | 1 May 2013 |  | 1 February 1990 | SUKMA WIJAYA - TSE | - |  | INACTIVE
MA0048GS | AM501 |  |  |  | GN00002776 | RS GRIU DR. SOETOMO, SURABAYA | SURABAYA-2 | JAWA TIMUR | SURABAYA | MAIN UNIT | CUSTOMER | 31 August 2014 | ANDRIAS NUGROHO - TSE | 30 May 2013 |  | 31 August 2014 | ANDRIAS NUGROHO - TSE | - |  | INACTIVE
MA0051GS | AM501 |  |  |  | GN00001122 | RSUD KAB CIAMIS | TASIKMALAYA | JAWA BARAT | CIAMIS | MAIN UNIT | CUSTOMER | 24 December 2014 | SUKMA WIJAYA - TSE | 1 January 1900 |  | 24 December 2014 | SUKMA WIJAYA - TSE | - |  | INACTIVE
MA6601-10W | SCY02 | CYTOSPIN 4 CENTRIFUGE | DIAGNOSTIC 2 | SHANDON DIAGNOSTICS Ltd. | GN00000932 | RSU IMMANUEL | BANDUNG | JAWA BARAT | BANDUNG | MAIN UNIT | CUSTOMER | 4 January 2017 | SUKMA WIJAYA - TSE | 1 January 2010 |  | 4 January 2017 | SUKMA WIJAYA - TSE | - |  | ACTIVE
MC0001BQ | SAMPM | MORPHEUS M | IMAGING | SIARE INTERNATIONAL | GN00001717 | RSUD KOTA MATARAM | MATARAM | NUSA TENGGARA BARAT | MATARAM | MAIN UNIT | CUSTOMER | 1 February 1990 | I KADEK - TSE | 1 January 1900 |  | 1 February 1990 | I KADEK - TSE | - |  | ACTIVE
MC0001NN | SAMPM | MORPHEUS M | IMAGING | SIARE INTERNATIONAL | GN00001471 | RSU DR MOEWARDI SURAKARTA | SOLO | JAWA TENGAH | SURAKARTA | MAIN UNIT | CUSTOMER | 30 March 2015 | RAKHMAT | 1 January 1900 |  | 30 March 2015 | RAKHMAT | - |  | ACTIVE
MC0002BQ | SAMPM | MORPHEUS M | IMAGING | SIARE INTERNATIONAL | GN00001931 | RS BETHESDA YOGYAKARTA | YOGYAKARTA | YOGYAKARTA | YOGYAKARTA | MAIN UNIT | CUSTOMER | 1 February 1990 | DIAN FEBRIYANA - TSE | 1 January 1900 |  | 1 February 1990 | DIAN FEBRIYANA - TSE | - |  | ACTIVE
MC00071P | SAMPM | MORPHEUS M | IMAGING | SIARE INTERNATIONAL | GN00001931 | RS BETHESDA YOGYAKARTA | YOGYAKARTA | YOGYAKARTA | YOGYAKARTA | MAIN UNIT | CUSTOMER | 1 February 1990 | DIAN FEBRIYANA - TSE | 1 January 1900 |  | 1 February 1990 | DIAN FEBRIYANA - TSE | - |  | ACTIVE
MC0020LQ | SAMPM | MORPHEUS M | IMAGING | SIARE INTERNATIONAL | GN00001414 | RSU BAJAWA | KUPANG | NUSA TENGGARA TIMUR | BAJAWA | MAIN UNIT | CUSTOMER | 20 January 2016 | I KADEK - TSE | 1 January 1900 |  | 20 January 2016 | I KADEK - TSE | - |  | ACTIVE
MC0022LQ | SAMPM | MORPHEUS M | IMAGING | SIARE INTERNATIONAL | GN00001717 | RSUD KOTA MATARAM | MATARAM | NUSA TENGGARA BARAT | MATARAM | MAIN UNIT | CUSTOMER | 1 February 1990 | I KADEK - TSE | 1 January 1900 |  | 1 February 1990 | I KADEK - TSE | - |  | ACTIVE
MC0023LQ | SAMPM | MORPHEUS M | IMAGING | SIARE INTERNATIONAL | GN00000450 | RSUD SABANG | BANDA ACEH | ACEH | SABANG | MAIN UNIT | CUSTOMER | 1 February 1990 | ARBIANSYAH - TSE | 1 January 2013 |  | 1 February 1990 | ARBIANSYAH - TSE | - |  | ACTIVE
ME0004IQ | SAMPE | MORPHEUS E | IMAGING | SIARE INTERNATIONAL | GN00000868 | RSU PROV SULBAR | MAKASSAR | SULAWESI BARAT | MAMUJU | MAIN UNIT | CUSTOMER | 10 April 2015 |  | 1 January 1900 |  | 10 April 2015 |  | - |  | ACTIVE
ME0005LQ | SAMPM | MORPHEUS M | IMAGING | SIARE INTERNATIONAL | GN00001396 | RSU NAIBONAT | KUPANG | NUSA TENGGARA TIMUR | KUPANG | MAIN UNIT | CUSTOMER | 1 February 1990 | I KADEK - TSE | 1 January 1900 |  | 1 February 1990 | I KADEK - TSE | - |  | ACTIVE
ME0011 LP | SAMPE | MORPHEUS E | IMAGING | SIARE INTERNATIONAL | GN00000491 | RSIA KOTA SABUSSALAM | BANDA ACEH | ACEH | SUBULUSSALAM | MAIN UNIT | CUSTOMER | 23 June 2016 |  | 1 January 2013 |  | 23 June 2016 |  | - |  | ACTIVE
MF0007ES | SAMPE | MORPHEUS E | IMAGING | SIARE INTERNATIONAL | GN00001114 | RS KRAKATAU STEEL MEDIKA | TANGERANG | BANTEN | CILEGON | MAIN UNIT | CUSTOMER | 1 February 1990 | PETRUS SIMON | 1 January 1900 |  | 1 February 1990 | PETRUS SIMON | - |  | ACTIVE
MF0014GS | SAMPE | MORPHEUS E | IMAGING | SIARE INTERNATIONAL | GN00002463 | RSUD DR SOEDONO | KEDIRI | JAWA TIMUR | MADIUN | MAIN UNIT | CUSTOMER | - |  | 19 December 2013 |  | - |  | - |  | ACTIVE
MF0015GS | SAMPE | MORPHEUS E | IMAGING | SIARE INTERNATIONAL | GN00002806 | RS PUSAT OTAK NASIONAL | JAKARTA-1 | DKI JAKARTA | JAKARTA TIMUR | MAIN UNIT | CUSTOMER | 22 August 2014 | ARIEF SETIAWAN - TSE CP | 1 January 2013 |  | 22 August 2014 | ARIEF SETIAWAN - TSE CP | - |  | ACTIVE
MF0018MT | SAMPE | MORPHEUS E | IMAGING | SIARE INTERNATIONAL | GN00000773 | RS NASANAPURA | PALU | SULAWESI TENGAH | PALU | MAIN UNIT | CUSTOMER | 29 June 2017 | ANDRIAS NUGROHO - TSE | 29 June 2017 |  | 29 June 2017 | ANDRIAS NUGROHO - TSE | - |  | ACTIVE
MF0019MT | SAMPE | MORPHEUS E | IMAGING | SIARE INTERNATIONAL | GN00002985 | WORKSHOOP CSM PUSAT | PUSAT | DKI JAKARTA | JAKARTA TIMUR | MAIN UNIT | EMP | 21 May 2015 | ARIEF SETIAWAN - TSE CP | 1 January 1900 |  | 21 May 2015 | ARIEF SETIAWAN - TSE CP | - |  | ACTIVE
MF0020MT | SAMPE | MORPHEUS E | IMAGING | SIARE INTERNATIONAL | GN00002463 | RSUD DR SOEDONO | KEDIRI | JAWA TIMUR | MADIUN | MAIN UNIT | CUSTOMER | - |  | 19 December 2013 |  | - |  | - |  | ACTIVE
MF0023MS | SAMPE | MORPHEUS E | IMAGING | SIARE INTERNATIONAL | GN00002463 | RSUD DR SOEDONO | KEDIRI | JAWA TIMUR | MADIUN | MAIN UNIT | CUSTOMER | - |  | 19 December 2013 |  | - |  | - |  | ACTIVE
MJ0015CQ | AM501 |  |  |  | GN00000973 | RSUD SUMEDANG | BANDUNG | JAWA BARAT | SUMEDANG | MAIN UNIT | CUSTOMER | 24 December 2014 | SUKMA WIJAYA - TSE | 12 February 2012 |  | 24 December 2014 | SUKMA WIJAYA - TSE | - |  | INACTIVE
MJ0017CP | AM501 |  |  |  | GN00001901 | RSUP SOERADJI KLATEN | YOGYAKARTA | YOGYAKARTA | YOGYAKARTA | MAIN UNIT | CUSTOMER | 17 April 2015 |  | 1 January 1900 |  | 17 April 2015 |  | - |  | INACTIVE
MJ001CQ | SAAM2 |  |  |  | GN00000973 | RSUD SUMEDANG | BANDUNG | JAWA BARAT | SUMEDANG | MAIN UNIT | CUSTOMER | 24 December 2014 | SUKMA WIJAYA - TSE | 12 February 2012 |  | 24 December 2014 | SUKMA WIJAYA - TSE | - |  | INACTIVE
MJ0047EP | AM501 |  |  |  | GN00001785 | RSUD SUKOHARJO | SOLO | JAWA TENGAH | SUKOHARJO | MAIN UNIT | CUSTOMER | 10 April 2015 |  | 1 January 1900 |  | 10 April 2015 |  | - |  | INACTIVE
MJ0052EP | AM501 |  |  |  | GN00002308 | RSU PTPN IV BALIMBINGAN | MEDAN | SUMATERA UTARA | MEDAN | MAIN UNIT | CUSTOMER | 23 June 2016 |  | 1 January 2013 |  | 23 June 2016 |  | - |  | INACTIVE
MJ0053EP | AM501 |  |  |  | GN00001398 | RSUD KOTA KUPANG | KUPANG | NUSA TENGGARA TIMUR | KUPANG | MAIN UNIT | CUSTOMER | - |  | 1 January 1900 |  | - |  | - |  | INACTIVE
MJ0081LM | AM501 |  |  |  | GN00001206 | RSUD PROF DR MARGONO SOEKARJO | PURWOKERTO | JAWA TENGAH | BANYUMAS | MAIN UNIT | CUSTOMER | 29 April 2015 | DIAN FEBRIYANA - TSE | 1 January 1900 |  | 29 April 2015 | DIAN FEBRIYANA - TSE | - |  | INACTIVE
MJ0084MM | AM501 |  |  |  | GN00001206 | RSUD PROF DR MARGONO SOEKARJO | PURWOKERTO | JAWA TENGAH | BANYUMAS | MAIN UNIT | CUSTOMER | 1 February 1990 | DIAN FEBRIYANA - TSE | 1 January 1900 |  | 1 February 1990 | DIAN FEBRIYANA - TSE | - |  | INACTIVE
MJ0085HH | AM501 |  |  |  | GN00001796 | RS Islam Kustati | SOLO | JAWA TENGAH | SURAKARTA | MAIN UNIT | CUSTOMER | 10 April 2015 |  | 1 January 1900 |  | 10 April 2015 |  | - |  | INACTIVE
MJ0085MM | AM501 |  |  |  | GN00001206 | RSUD PROF DR MARGONO SOEKARJO | PURWOKERTO | JAWA TENGAH | BANYUMAS | MAIN UNIT | CUSTOMER | 1 February 1990 | DIAN FEBRIYANA - TSE | 1 January 1900 |  | 1 February 1990 | DIAN FEBRIYANA - TSE | - |  | INACTIVE
MJ0086MM | AM501 |  |  |  | GN00001931 | RS BETHESDA YOGYAKARTA | YOGYAKARTA | YOGYAKARTA | YOGYAKARTA | MAIN UNIT | CUSTOMER | 1 February 1990 | DIAN FEBRIYANA - TSE | 1 January 1900 |  | 1 February 1990 | DIAN FEBRIYANA - TSE | - |  | INACTIVE
MJ0087MM | AM501 |  |  |  | GN00001931 | RS BETHESDA YOGYAKARTA | YOGYAKARTA | YOGYAKARTA | YOGYAKARTA | MAIN UNIT | CUSTOMER | 1 February 1990 | DIAN FEBRIYANA - TSE | 1 January 1900 |  | 1 February 1990 | DIAN FEBRIYANA - TSE | - |  | INACTIVE
MJ0089GP | AM501 |  |  |  | GN00001785 | RSUD SUKOHARJO | SOLO | JAWA TENGAH | SUKOHARJO | MAIN UNIT | CUSTOMER | 10 April 2015 |  | 1 January 1900 |  | 10 April 2015 |  | - |  | INACTIVE
MJ0089MM | AM501 |  |  |  | GN00001206 | RSUD PROF DR MARGONO SOEKARJO | PURWOKERTO | JAWA TENGAH | BANYUMAS | MAIN UNIT | CUSTOMER | 1 February 1990 | DIAN FEBRIYANA - TSE | 1 January 1900 |  | 1 February 1990 | DIAN FEBRIYANA - TSE | - |  | INACTIVE
MJ0090MM | AM501 |  |  |  | GN00001206 | RSUD PROF DR MARGONO SOEKARJO | PURWOKERTO | JAWA TENGAH | BANYUMAS | MAIN UNIT | CUSTOMER | 29 April 2015 | DIAN FEBRIYANA - TSE | 1 January 1900 |  | 29 April 2015 | DIAN FEBRIYANA - TSE | - |  | INACTIVE
MJ0091MM | AM501 |  |  |  | GN00001206 | RSUD PROF DR MARGONO SOEKARJO | PURWOKERTO | JAWA TENGAH | BANYUMAS | MAIN UNIT | CUSTOMER | 29 April 2015 | DIAN FEBRIYANA - TSE | 1 January 1900 |  | 29 April 2015 | DIAN FEBRIYANA - TSE | - |  | INACTIVE
MJ0101LP | AM501 |  |  |  | GN00002484 | RSIA.AISYIYAH-PKU.MUH.KLT | YOGYAKARTA | YOGYAKARTA | KLATEN | MAIN UNIT | CUSTOMER | 13 April 2015 |  | 1 January 1900 |  | 13 April 2015 |  | - |  | INACTIVE
MJ0103NH | AM501 |  |  |  | GN00002491 | RSUD KOTA YOGYAKARTA | YOGYAKARTA | YOGYAKARTA | YOGYAKARTA | MAIN UNIT | CUSTOMER | 10 April 2015 |  | 1 January 1900 |  | 10 April 2015 |  | - |  | INACTIVE
MJ0106DN | SAAM2 |  |  |  | GN00002961 | RS MITRA KELUARGA TEGAL | TEGAL | JAWA TENGAH | TEGAL | MAIN UNIT | CUSTOMER | 1 February 1990 | MUNADI - TSE | 1 January 1900 |  | 1 February 1990 | MUNADI - TSE | - |  | INACTIVE
MJ0108DN | AM501 |  |  |  | GN00000970 | RSUD MAJALAYA | BANDUNG | JAWA BARAT | BANDUNG | MAIN UNIT | CUSTOMER | 24 December 2014 | SUKMA WIJAYA - TSE | 14 March 2010 |  | 24 December 2014 | SUKMA WIJAYA - TSE | - |  | INACTIVE
MJ0109DN | SAAM2 |  |  |  | GN00002961 | RS MITRA KELUARGA TEGAL | TEGAL | JAWA TENGAH | TEGAL | MAIN UNIT | CUSTOMER | 13 April 2015 | MUNADI - TSE | 1 January 1900 |  | 13 April 2015 | MUNADI - TSE | - |  | INACTIVE
MJ0109NH | AM501 |  |  |  | GN00001796 | RS Islam Kustati | SOLO | JAWA TENGAH | SURAKARTA | MAIN UNIT | CUSTOMER | 10 April 2015 |  | 1 January 1900 |  | 10 April 2015 |  | - |  | INACTIVE
MJ0118MN | AM501 |  |  |  | GN00008722 | BADAN NARKOTIKA NASIONAL (BNN) PROVINSI SULSEL - MAKASSAR | MAKASSAR | SULAWESI SELATAN | MAKASSAR | MAIN UNIT | CUSTOMER | 10 April 2015 |  | 1 January 1900 |  | 10 April 2015 |  | - |  | INACTIVE
MJ0120MN | AM501 |  |  |  | GN00000157 | RSUD H. ABDUL MANAP KOTA JAMBI | JAMBI | JAMBI | JAMBI | MAIN UNIT | CUSTOMER | 1 February 1990 | INDRA BUDI GUNAWAN | 1 January 1900 |  | 1 February 1990 | INDRA BUDI GUNAWAN | - |  | INACTIVE
MJ0122MN | AM501 |  |  |  | GN00002664 | RS PANTI WALUYO | SOLO | JAWA TENGAH | SURAKARTA | MAIN UNIT | CUSTOMER | 11 September 2014 |  | 1 January 1900 |  | 11 September 2014 |  | - |  | INACTIVE
MJ0123MN | AM501 |  |  |  | GN00001786 | RSUD DR SOEDIRAN MS WONOGIRI | SOLO | JAWA TENGAH | WONOGIRI | MAIN UNIT | CUSTOMER | 10 April 2015 |  | 1 January 1900 |  | 10 April 2015 |  | - |  | INACTIVE
MM0009AS | SAMPM | MORPHEUS M | IMAGING | SIARE INTERNATIONAL | GN00002985 | WORKSHOOP CSM PUSAT | PUSAT | DKI JAKARTA | JAKARTA TIMUR | MAIN UNIT | EMP | 30 July 2014 | ANTONIUS SAGITA - KALIBRASI | 1 January 1900 |  | 30 July 2014 | ANTONIUS SAGITA - KALIBRASI | - |  | ACTIVE
MM0013DS | SAMPM | MORPHEUS M | IMAGING | SIARE INTERNATIONAL | GN00000685 | RSUD HARAPAN INSAN SENDAWAR | SAMARINDA | KALIMANTAN TIMUR | SAMARINDA | MAIN UNIT | CUSTOMER | 9 January 2015 | RIDWAN - TSE | 1 January 2011 |  | 9 January 2015 | RIDWAN - TSE | - |  | ACTIVE
MM0017ES | SAMPM | MORPHEUS M | IMAGING | SIARE INTERNATIONAL | GN00001899 | POLTEKES KEMENKES | YOGYAKARTA | YOGYAKARTA | YOGYAKARTA | MAIN UNIT | CUSTOMER | 9 February 2015 | DIAN FEBRIYANA - TSE | 1 January 1900 |  | 9 February 2015 | DIAN FEBRIYANA - TSE | - |  | ACTIVE
MM0018FT | SAMPM | MORPHEUS M | IMAGING | SIARE INTERNATIONAL | GN00011690 | SHOWROOM PT EMP | PUSAT | DKI JAKARTA | JAKARTA TIMUR | MAIN UNIT | EMP | 22 September 2016 | ANTONIUS SAGITA - KALIBRASI | 1 January 1900 |  | 22 September 2016 | ANTONIUS SAGITA - KALIBRASI | - |  | ACTIVE
MM0020GS | SAMPM | MORPHEUS M | IMAGING | SIARE INTERNATIONAL | GN00001901 | RSUP SOERADJI KLATEN | YOGYAKARTA | YOGYAKARTA | YOGYAKARTA | MAIN UNIT | CUSTOMER | 17 April 2015 |  | 1 January 1900 |  | 17 April 2015 |  | - |  | ACTIVE
MM0025GS | SAMPM | MORPHEUS M | IMAGING | SIARE INTERNATIONAL | GN00001901 | RSUP SOERADJI KLATEN | YOGYAKARTA | YOGYAKARTA | YOGYAKARTA | MAIN UNIT | CUSTOMER | 17 April 2015 |  | 1 January 1900 |  | 17 April 2015 |  | - |  | ACTIVE
MM0026DU | SAMPM | MORPHEUS M | IMAGING | SIARE INTERNATIONAL | GN00008551 | RSUD BAGAS WARAS KLATEN | YOGYAKARTA | YOGYAKARTA | YOGYAKARTA | MAIN UNIT | CUSTOMER | 28 May 2015 | RAKHMAT | 28 May 2015 |  | 28 May 2015 | RAKHMAT | - |  | ACTIVE
MM0027GS | SAMPM | MORPHEUS M | IMAGING | SIARE INTERNATIONAL | GN00002472 | RSU DR SAYIDIMAN MAGETAN | KEDIRI | JAWA TIMUR | MAGETAN | MAIN UNIT | CUSTOMER | 18 December 2014 | GANDHI YANRANGGA | 18 December 2014 |  | 18 December 2014 | GANDHI YANRANGGA | - |  | ACTIVE
MM0028DU | SAMPM | MORPHEUS M | IMAGING | SIARE INTERNATIONAL | GN00002396 | RSUD MARIA WALANDA MARAMIS | MANADO | SULAWESI UTARA | MINAHASA | MAIN UNIT | CUSTOMER | 15 June 2015 | HARI UDI RAHARJO - TSE | 17 June 2015 |  | 15 June 2015 | HARI UDI RAHARJO - TSE | - |  | ACTIVE
MM0030EU | SAMPM | MORPHEUS M | IMAGING | SIARE INTERNATIONAL | GN00000250 | RSUD PADANG PARIAMAN | PADANG | SUMATERA BARAT | PADANG | MAIN UNIT | CUSTOMER | - |  | 1 January 2015 |  | - |  | - |  | ACTIVE
MM0031EU | SAMPM | MORPHEUS M | IMAGING | SIARE INTERNATIONAL | GN00000250 | RSUD PADANG PARIAMAN | PADANG | SUMATERA BARAT | PADANG | MAIN UNIT | CUSTOMER | - |  | 1 January 2015 |  | - |  | - |  | ACTIVE
MM0033EU | SAMPM | MORPHEUS M | IMAGING | SIARE INTERNATIONAL | GN00000271 | RSU LUBUK SIKAPING | PADANG | SUMATERA BARAT | LUBUK SIKAPING | MAIN UNIT | CUSTOMER | - |  | 17 June 2015 |  | - |  | - |  | ACTIVE
MM0036EU | SAMPM | MORPHEUS M | IMAGING | SIARE INTERNATIONAL | GN00000271 | RSU LUBUK SIKAPING | PADANG | SUMATERA BARAT | LUBUK SIKAPING | MAIN UNIT | CUSTOMER | 17 June 2015 | MULKAN | 17 June 2015 |  | 17 June 2015 | MULKAN | - |  | ACTIVE
MM019ES | SAMPM | MORPHEUS M | IMAGING | SIARE INTERNATIONAL | GN00001717 | RSUD KOTA MATARAM | MATARAM | NUSA TENGGARA BARAT | MATARAM | MAIN UNIT | CUSTOMER | 1 February 1990 | I KADEK - TSE | 1 January 1900 |  | 1 February 1990 | I KADEK - TSE | - |  | ACTIVE
MS0327131108 | SH001 | HISTOSTAR | DIAGNOSTIC 2 | SHANDON DIAGNOSTICS Ltd. | GN00001102 | RSUD Cengkareng | JAKARTA-2 | DKI JAKARTA | JAKARTA BARAT | MAIN UNIT | CUSTOMER | 1 February 1990 | PETRUS SIMON | 1 May 2011 |  | 1 February 1990 | PETRUS SIMON | - |  | ACTIVE
MT0011107V | SM325 |  |  |  | GN00001085 | RSAB HARAPAN KITA | JAKARTA-2 | DKI JAKARTA | JAKARTA BARAT | MAIN UNIT | CUSTOMER | 1 February 1990 | AGUS FAUZI | 1 June 2011 |  | 1 February 1990 | AGUS FAUZI | - |  | INACTIVE
MT0022311V | SMI5F | SHANDON FINESSE 325 (EXCLUDED BLADE HOLDER) |  |  | GN00001875 | FAK KEDOKTERAN UGM | YOGYAKARTA | YOGYAKARTA | YOGYAKARTA | MAIN UNIT | CUSTOMER | 14 October 2014 | DIAN FEBRIYANA - TSE | 1 January 1900 |  | 14 October 2014 | DIAN FEBRIYANA - TSE | - |  | ACTIVE
MT1384R0010 | SMI5F | SHANDON FINESSE 325 (EXCLUDED BLADE HOLDER) |  |  | GN00002777 | RSU HAJI SURABAYA | SURABAYA-2 | JAWA TIMUR | SURABAYA | MAIN UNIT | CUSTOMER | - |  | 1 January 2007 |  | - |  | - |  | ACTIVE
MX1004E9707 | SVS01 |  |  |  | GN00001466 | RSUD SIDOARJO | SURABAYA-1 | JAWA TIMUR | SIDOARJO | MAIN UNIT | CUSTOMER | - |  | 20 December 2001 |  | - |  | - |  | INACTIVE
MX1288G0905 | SVS01 |  |  |  | GN00001672 | RSUD JAYAPURA | JAYAPURA | PAPUA | JAYAPURA | MAIN UNIT | CUSTOMER | 10 April 2015 |  | 1 January 1900 |  | 10 April 2015 |  | - |  | INACTIVE
MX1312G1004 | SVS01 |  |  |  | GN00002178 | RSUD DR SOETOMO SURABAYA | SURABAYA-1 | JAWA TIMUR | SURABAYA | MAIN UNIT | CUSTOMER | - |  | 1 January 1900 |  | - |  | - |  | INACTIVE
MX1322G1012 | SVS01 |  |  |  | GN00001875 | FAK KEDOKTERAN UGM | YOGYAKARTA | YOGYAKARTA | YOGYAKARTA | MAIN UNIT | CUSTOMER | 1 February 1990 | DIAN FEBRIYANA - TSE | 1 January 1900 |  | 1 February 1990 | DIAN FEBRIYANA - TSE | - |  | INACTIVE
MX1357G1212 | SVS01 |  |  |  | GN00000167 | RSUD H. HANAFI - MUARA BUNGO | JAMBI | JAMBI | MUARA BUNGO | MAIN UNIT | CUSTOMER | 26 December 2014 |  | 1 January 1900 |  | 26 December 2014 |  | - |  | INACTIVE
MX138461411 | SVS01 |  |  |  | GN00001409 | RSU PROF DR W Z JOHANES | KUPANG | NUSA TENGGARA TIMUR | KUPANG | MAIN UNIT | CUSTOMER | 20 January 2016 | I KADEK - TSE | 20 January 2016 |  | 20 January 2016 | I KADEK - TSE | - |  | INACTIVE
MX1384G1411 | SVS01 |  |  |  | GN00002986 | RDC PUSAT - RAWAGELAM | PUSAT | DKI JAKARTA | JAKARTA TIMUR | MAIN UNIT | EMP | 21 April 2015 | TRIYONO - TSE AREA BARAT | 1 January 2015 |  | 21 April 2015 | TRIYONO - TSE AREA BARAT | - |  | INACTIVE
MX1439E0910 | SVS01 |  |  |  | GN00000535 | RSUP DR KARIADI | SEMARANG | JAWA TENGAH | SEMARANG | MAIN UNIT | CUSTOMER | 1 February 1990 | MUNADI - TSE | 1 January 2008 |  | 1 February 1990 | MUNADI - TSE | - |  | INACTIVE
N1200100FUS0078 | H0601 | URINE SEDIMENT ANALYSER FUS-100 | DIAGNOSTIC 2 | DIRUI MEDICAL INDONESIA, PT. | GN00001771 | RSUD DR WAHIDIN SUDIROHUSODO | MAKASSAR | SULAWESI SELATAN | MAKASSAR | MAIN UNIT | EMP | - |  | 1 January 1900 |  | - |  | - |  | ACTIVE
N1200100H1052SE | H0102 | URINE ANALYSER H-100 | DIAGNOSTIC 2 | DIRUI MEDICAL INDONESIA, PT. | GN00003460 | LABORATORIUM KLINIK INTAN ( LAB. INTAN ) | PALEMBANG | SUMATERA SELATAN | PALEMBANG | MAIN UNIT | EMP | 30 September 2015 | INDRA BUDI GUNAWAN | 1 January 1900 |  | 30 September 2015 | INDRA BUDI GUNAWAN | - |  | ACTIVE
N1200500H0086SE | H0104 | URINE ANALYSER H-500 | DIAGNOSTIC 2 | DIRUI MEDICAL INDONESIA, PT. | GN00000366 | RS VITA INSANI | PEMATANG SIANTAR | SUMATERA UTARA | PEMATANG SIANTAR | MAIN UNIT | EMP | 1 February 1990 | ARBIANSYAH - TSE | 16 October 2014 |  | 1 February 1990 | ARBIANSYAH - TSE | 20 December 2024 | SAHID DERMAWAN - SPV TSE BARAT | ACTIVE
N1200800H0395SE | H0312 | URINE ANALYSER H-800 COMPLETE | DIAGNOSTIC 2 | DIRUI MEDICAL INDONESIA, PT. | GN00001671 | RS MITRA MASYARAKAT | JAYAPURA | PAPUA | TIMIKA | MAIN UNIT | EMP | 1 February 1990 | WISPI SIAGARI - TSE | 5 March 2015 |  | 1 February 1990 | WISPI SIAGARI - TSE | - |  | ACTIVE
N130010040809SE | H0102 | URINE ANALYSER H-100 | DIAGNOSTIC 2 | DIRUI MEDICAL INDONESIA, PT. | GN00000583 | LAB. CITO (DR. CIPTO) | SEMARANG | JAWA TENGAH | SEMARANG | MAIN UNIT | EMP | - |  | 4 August 2020 | ANDRIAS NUGROHO - TSE | - |  | 4 August 2020 | ANDRIAS NUGROHO - TSE | ACTIVE
N1300100FUS0052 | H0601 | URINE SEDIMENT ANALYSER FUS-100 | DIAGNOSTIC 2 | DIRUI MEDICAL INDONESIA, PT. | GN00001771 | RSUD DR WAHIDIN SUDIROHUSODO | MAKASSAR | SULAWESI SELATAN | MAKASSAR | MAIN UNIT | EMP | 16 June 2015 |  | 1 January 1900 |  | 16 June 2015 |  | - |  | ACTIVE
N1300100FUS0108 | H0601 | URINE SEDIMENT ANALYSER FUS-100 | DIAGNOSTIC 2 | DIRUI MEDICAL INDONESIA, PT. | GN00002985 | WORKSHOOP CSM PUSAT | PUSAT | DKI JAKARTA | JAKARTA TIMUR | MAIN UNIT | EMP | - |  | 1 August 2018 |  | - |  | - |  | ACTIVE
N1300100FUS0140 | H0601 | URINE SEDIMENT ANALYSER FUS-100 | DIAGNOSTIC 2 | DIRUI MEDICAL INDONESIA, PT. | GN00002985 | WORKSHOOP CSM PUSAT | PUSAT | DKI JAKARTA | JAKARTA TIMUR | MAIN UNIT | EMP | 27 October 2016 | ARIEF SETIAWAN - TSE CP | 1 January 1900 |  | 27 October 2016 | ARIEF SETIAWAN - TSE CP | - |  | ACTIVE
N1300100FUS0141 | H0601 | URINE SEDIMENT ANALYSER FUS-100 | DIAGNOSTIC 2 | DIRUI MEDICAL INDONESIA, PT. | GN00003001 | PT. ENSEVAL MEDIKA PRIMA - HO | PUSAT | DKI JAKARTA | JAKARTA TIMUR | MAIN UNIT | EMP | - |  | 6 September 2014 |  | - |  | 26 March 2022 | SARWANDI - TSE | ACTIVE
N1300100FUS0142 | H0601 | URINE SEDIMENT ANALYSER FUS-100 | DIAGNOSTIC 2 | DIRUI MEDICAL INDONESIA, PT. | GN00001771 | RSUD DR WAHIDIN SUDIROHUSODO | MAKASSAR | SULAWESI SELATAN | MAKASSAR | MAIN UNIT | EMP | 10 August 2016 | DEA MASJA SADALI - TSE | 2 August 2016 |  | 10 August 2016 | DEA MASJA SADALI - TSE | - |  | ACTIVE
N1300100FUS0145 | H0601 | URINE SEDIMENT ANALYSER FUS-100 | DIAGNOSTIC 2 | DIRUI MEDICAL INDONESIA, PT. | GN00002985 | WORKSHOOP CSM PUSAT | PUSAT | DKI JAKARTA | JAKARTA TIMUR | MAIN UNIT | EMP | - |  | 20 June 2014 |  | - |  | - |  | ACTIVE
N1300100FUS0147-0267 | H0601 | URINE SEDIMENT ANALYSER FUS-100 | DIAGNOSTIC 2 | DIRUI MEDICAL INDONESIA, PT. | GN00002985 | WORKSHOOP CSM PUSAT | PUSAT | DKI JAKARTA | JAKARTA TIMUR | MAIN UNIT | EMP | 26 September 2016 | ANTONIUS SAGITA - KALIBRASI | 10 April 2015 |  | 26 September 2016 | ANTONIUS SAGITA - KALIBRASI | - |  | ACTIVE
N1300100FUS0148-0256 | H0601 | URINE SEDIMENT ANALYSER FUS-100 | DIAGNOSTIC 2 | DIRUI MEDICAL INDONESIA, PT. | GN00007559 | PT. ENSEVAL MEDIKA PRIMA - SURABAYA | SURABAYA-2 | JAWA TIMUR | SURABAYA | MAIN UNIT | EMP | - |  | 1 January 1900 |  | - |  | - |  | ACTIVE
N1300100FUS0149 | H0601 | URINE SEDIMENT ANALYSER FUS-100 | DIAGNOSTIC 2 | DIRUI MEDICAL INDONESIA, PT. | GN00000631 | RSUD H BADARUDDIN | BANJARMASIN | KALIMANTAN SELATAN | BANJARMASIN | MAIN UNIT | CUSTOMER | 12 December 2014 | ZENZEN | 12 December 2014 |  | 12 December 2014 | ZENZEN | - |  | ACTIVE
N1300100FUS0150-0262 | H0601 | URINE SEDIMENT ANALYSER FUS-100 | DIAGNOSTIC 2 | DIRUI MEDICAL INDONESIA, PT. | GN00001671 | RS MITRA MASYARAKAT | JAYAPURA | PAPUA | TIMIKA | MAIN UNIT | EMP | 1 February 1990 | WISPI SIAGARI - TSE | 5 March 2015 |  | 1 February 1990 | WISPI SIAGARI - TSE | - |  | ACTIVE
N1300100FUS0155 | H0601 | URINE SEDIMENT ANALYSER FUS-100 | DIAGNOSTIC 2 | DIRUI MEDICAL INDONESIA, PT. | GN00002985 | WORKSHOOP CSM PUSAT | PUSAT | DKI JAKARTA | JAKARTA TIMUR | MAIN UNIT | EMP | 25 August 2014 | DIAN FEBRIYANA - TSE | 25 August 2014 |  | 25 August 2014 | DIAN FEBRIYANA - TSE | - |  | ACTIVE
N1300100H0503SE | H0102 | URINE ANALYSER H-100 | DIAGNOSTIC 2 | DIRUI MEDICAL INDONESIA, PT. | GN00002985 | WORKSHOOP CSM PUSAT | PUSAT | DKI JAKARTA | JAKARTA TIMUR | MAIN UNIT | EMP | 7 September 2017 | TRIYONO - TSE AREA BARAT | 7 September 2017 |  | 7 September 2017 | TRIYONO - TSE AREA BARAT | - |  | ACTIVE
N1300100H0796SE | H0102 | URINE ANALYSER H-100 | DIAGNOSTIC 2 | DIRUI MEDICAL INDONESIA, PT. | GN00001121 | RSUD BANJAR | TASIKMALAYA | JAWA BARAT | BANJAR | MAIN UNIT | CUSTOMER | 24 December 2014 | SUKMA WIJAYA - TSE | 1 January 1900 |  | 24 December 2014 | SUKMA WIJAYA - TSE | - |  | ACTIVE
N1300100H0797SE | H0102 | URINE ANALYSER H-100 | DIAGNOSTIC 2 | DIRUI MEDICAL INDONESIA, PT. | GN00007471 | RS PETRO GRAHA MEDIKA GRHA HUSADA | SURABAYA-2 | JAWA TIMUR | SURABAYA | MAIN UNIT | EMP | 26 May 2014 | IRVAN APRILIANTO | 1 January 1900 |  | 26 May 2014 | IRVAN APRILIANTO | - |  | ACTIVE
N1300100H0798SE | H0102 | URINE ANALYSER H-100 | DIAGNOSTIC 2 | DIRUI MEDICAL INDONESIA, PT. | GN00008188 | DINAS KESEHATAN KAB/ KOTA. PADANG LAWAS | PEMATANG SIANTAR | SUMATERA UTARA | PEMATANG SIANTAR | MAIN UNIT | CUSTOMER | 26 November 2014 | ARBIANSYAH - TSE | 26 November 2014 |  | 26 November 2014 | ARBIANSYAH - TSE | - |  | ACTIVE
N1300100H0799SE | H0102 | URINE ANALYSER H-100 | DIAGNOSTIC 2 | DIRUI MEDICAL INDONESIA, PT. | GN00002985 | WORKSHOOP CSM PUSAT | PUSAT | DKI JAKARTA | JAKARTA TIMUR | MAIN UNIT | EMP | 2 March 2020 | IRVAN APRILIANTO | 2 March 2020 |  | 2 March 2020 | IRVAN APRILIANTO | - |  | ACTIVE
N1300100H0800SE | H0102 | URINE ANALYSER H-100 | DIAGNOSTIC 2 | DIRUI MEDICAL INDONESIA, PT. | GN00008188 | DINAS KESEHATAN KAB/ KOTA. PADANG LAWAS | PEMATANG SIANTAR | SUMATERA UTARA | PEMATANG SIANTAR | MAIN UNIT | CUSTOMER | 26 November 2014 | ARBIANSYAH - TSE | 26 November 2014 |  | 26 November 2014 | ARBIANSYAH - TSE | - |  | ACTIVE
N1300100H0801SE | H0102 | URINE ANALYSER H-100 | DIAGNOSTIC 2 | DIRUI MEDICAL INDONESIA, PT. | GN00003001 | PT. ENSEVAL MEDIKA PRIMA - HO | PUSAT | DKI JAKARTA | JAKARTA TIMUR | MAIN UNIT | EMP | - |  | 2 October 2015 |  | - |  | 14 June 2021 | GANDHI YANRANGGA | ACTIVE
N1300100H0802SE | H0102 | URINE ANALYSER H-100 | DIAGNOSTIC 2 | DIRUI MEDICAL INDONESIA, PT. | GN00008188 | DINAS KESEHATAN KAB/ KOTA. PADANG LAWAS | PEMATANG SIANTAR | SUMATERA UTARA | PEMATANG SIANTAR | MAIN UNIT | CUSTOMER | 26 November 2014 | ARBIANSYAH - TSE | 26 November 2014 |  | 26 November 2014 | ARBIANSYAH - TSE | - |  | ACTIVE
N1300100H0803HSE | H0102 | URINE ANALYSER H-100 | DIAGNOSTIC 2 | DIRUI MEDICAL INDONESIA, PT. | GN00007520 | LAB CITO - JAYAPURA | JAYAPURA | PAPUA | JAYAPURA | MAIN UNIT | EMP | 16 September 2014 | I KADEK - TSE | 4 September 2014 |  | 16 September 2014 | I KADEK - TSE | - |  | ACTIVE
N1300100H0804SE | H0102 | URINE ANALYSER H-100 | DIAGNOSTIC 2 | DIRUI MEDICAL INDONESIA, PT. | GN00000589 | LAB. CITO ( SETIABUDI ) SEMARANG | SEMARANG | JAWA TENGAH | SEMARANG | MAIN UNIT | EMP | - |  | 1 January 2013 |  | - |  | - |  | ACTIVE
N1300100H0805SE | H0102 | URINE ANALYSER H-100 | DIAGNOSTIC 2 | DIRUI MEDICAL INDONESIA, PT. | GN00000813 | RS ANDI MAKASSAU | MAKASSAR | SULAWESI SELATAN | PAREPARE | MAIN UNIT | EMP | 28 May 2015 | HARI UDI RAHARJO - TSE | 28 May 2015 |  | 28 May 2015 | HARI UDI RAHARJO - TSE | - |  | ACTIVE
N1300100H0806SE | H0102 | URINE ANALYSER H-100 | DIAGNOSTIC 2 | DIRUI MEDICAL INDONESIA, PT. | GN00008553 | KLINIK SATELIT 3 | SAMARINDA | KALIMANTAN TIMUR | SAMARINDA | MAIN UNIT | EMP | 18 May 2015 | RIDWAN - TSE | 19 November 2014 |  | 18 May 2015 | RIDWAN - TSE | - |  | ACTIVE
N1300100H0807SE | H0102 | URINE ANALYSER H-100 | DIAGNOSTIC 2 | DIRUI MEDICAL INDONESIA, PT. | GN00006525 | DINAS KESEHATAN KAB/KOTA PANGKAL PINANG. PANGKAL PINANG ( DINKES KOTA BANGKA ) | PANGKAL PINANG | KEPULAUAN BANGKA BELITUNG | PANGKAL PINANG | MAIN UNIT | CUSTOMER | - |  | 12 December 2014 |  | - |  | - |  | ACTIVE
N1300100H0808SE | H0102 | URINE ANALYSER H-100 | DIAGNOSTIC 2 | DIRUI MEDICAL INDONESIA, PT. | GN00008188 | DINAS KESEHATAN KAB/ KOTA. PADANG LAWAS | PEMATANG SIANTAR | SUMATERA UTARA | PEMATANG SIANTAR | MAIN UNIT | CUSTOMER | 26 November 2014 | ARBIANSYAH - TSE | 25 November 2014 |  | 26 November 2014 | ARBIANSYAH - TSE | - |  | ACTIVE
N1300100H0810SE | H0102 | URINE ANALYSER H-100 | DIAGNOSTIC 2 | DIRUI MEDICAL INDONESIA, PT. | GN00008613 | LABORATORIUM KLINIK ANUGERAH KABANJAHE | MEDAN | SUMATERA UTARA | MEDAN | MAIN UNIT | EMP | 15 May 2019 | BARITA P-SIMAMORA - TSE | 29 September 2015 |  | 15 May 2019 | BARITA P-SIMAMORA - TSE | - |  | ACTIVE
N1300500H0535SE | H0104 | URINE ANALYSER H-500 | DIAGNOSTIC 2 | DIRUI MEDICAL INDONESIA, PT. | GN00002985 | WORKSHOOP CSM PUSAT | PUSAT | DKI JAKARTA | JAKARTA TIMUR | MAIN UNIT | EMP | - |  | 20 May 2014 |  | - |  | - |  | ACTIVE
N1300500H0538SE | H0104 | URINE ANALYSER H-500 | DIAGNOSTIC 2 | DIRUI MEDICAL INDONESIA, PT. | GN22030057 | KLINIK PPK GRESIK | SURABAYA-2 | JAWA TIMUR | SURABAYA | MAIN UNIT | EMP | 5 September 2016 | IRVAN APRILIANTO | 12 February 2016 |  | 5 September 2016 | IRVAN APRILIANTO | 1 June 2022 | MIKKI FAHRIZI - TSE | ACTIVE
N1300500H0539SE | H0104 | URINE ANALYSER H-500 | DIAGNOSTIC 2 | DIRUI MEDICAL INDONESIA, PT. | GN00008805 | RS MITRA KELUARGA KALIDERES | JAKARTA-2 | DKI JAKARTA | JAKARTA BARAT | MAIN UNIT | EMP | - |  | 13 March 2025 |  | 5 March 2025 | LEO LANANG SIGIT - TSE CP | 19 March 2025 | SAHID DERMAWAN - SPV TSE BARAT | ACTIVE
N1300500H0574SE | H0104 | URINE ANALYSER H-500 | DIAGNOSTIC 2 | DIRUI MEDICAL INDONESIA, PT. | GN00007525 | PT. ENSEVAL MEDIKA PRIMA - LAMPUNG | BANDAR LAMPUNG | LAMPUNG | BANDAR LAMPUNG | MAIN UNIT | EMP | 20 April 2018 | FARIDA ADELINA | 17 July 2014 |  | 20 April 2018 | FARIDA ADELINA | - |  | ACTIVE
N1300500H0582SE | H0104 | URINE ANALYSER H-500 | DIAGNOSTIC 2 | DIRUI MEDICAL INDONESIA, PT. | GN00002985 | WORKSHOOP CSM PUSAT | PUSAT | DKI JAKARTA | JAKARTA TIMUR | MAIN UNIT | EMP | 30 December 2014 | GATOT SURYA ADIPUTRA - TSE | 1 January 1900 |  | 30 December 2014 | GATOT SURYA ADIPUTRA - TSE | - |  | ACTIVE
N1300500H0681SE | H0104 | URINE ANALYSER H-500 | DIAGNOSTIC 2 | DIRUI MEDICAL INDONESIA, PT. | GN00000584 | LAB. CITO ( INDRAPRASTA ) | SEMARANG | JAWA TENGAH | SEMARANG | MAIN UNIT | EMP | 17 September 2018 | DIAN FEBRIYANA - TSE | 17 September 2018 |  | 17 September 2018 | DIAN FEBRIYANA - TSE | - |  | ACTIVE
N1300500H0687SE | H0104 | URINE ANALYSER H-500 | DIAGNOSTIC 2 | DIRUI MEDICAL INDONESIA, PT. | GN00003801 | RSU DR H SOEWONDO KENDAL | SEMARANG | JAWA TENGAH | SEMARANG | MAIN UNIT | EMP | 23 July 2014 | MUNADI - TSE | 23 July 2014 |  | 23 July 2014 | MUNADI - TSE | - |  | ACTIVE
N1300800H0209SE | H0312 | URINE ANALYSER H-800 COMPLETE | DIAGNOSTIC 2 | DIRUI MEDICAL INDONESIA, PT. | GN17040015 | LAB KLINIK MAXIMA PALU | PALU | SULAWESI TENGAH | PALU | MAIN UNIT | EMP | 27 May 2015 | HARI UDI RAHARJO - TSE | 18 January 2022 | HARI UDI RAHARJO - TSE | 27 May 2015 | HARI UDI RAHARJO - TSE | 23 June 2022 | ASRULLAH - TSE | ACTIVE
N1300800H0211SE | H0312 | URINE ANALYSER H-800 COMPLETE | DIAGNOSTIC 2 | DIRUI MEDICAL INDONESIA, PT. | GN00003001 | PT. ENSEVAL MEDIKA PRIMA - HO | PUSAT | DKI JAKARTA | JAKARTA TIMUR | MAIN UNIT | EMP | 27 July 2015 | HARI UDI RAHARJO - TSE | 3 October 2013 |  | 27 July 2015 | HARI UDI RAHARJO - TSE | 15 August 2022 | RAFLY A CHALID - TSE | ACTIVE
N1300800H0213SE | H0312 | URINE ANALYSER H-800 COMPLETE | DIAGNOSTIC 2 | DIRUI MEDICAL INDONESIA, PT. | GN00002985 | WORKSHOOP CSM PUSAT | PUSAT | DKI JAKARTA | JAKARTA TIMUR | MAIN UNIT | EMP | 9 January 2018 | TRIYONO - TSE AREA BARAT | 9 January 2018 |  | 9 January 2018 | TRIYONO - TSE AREA BARAT | - |  | ACTIVE
N1300800H0214SE | H0301 | URINE ANALYZER H-800 BASIC | DIAGNOSTIC 2 | DIRUI MEDICAL INDONESIA, PT. | GN00002335 | LAB THAMRIN S.BATANGHARI | MEDAN | SUMATERA UTARA | MEDAN | MAIN UNIT | EMP | - |  | 26 October 2013 |  | - |  | - |  | ACTIVE
N1300800H0342SE | H0301 | URINE ANALYZER H-800 BASIC | DIAGNOSTIC 2 | DIRUI MEDICAL INDONESIA, PT. | GN00002985 | WORKSHOOP CSM PUSAT | PUSAT | DKI JAKARTA | JAKARTA TIMUR | MAIN UNIT | EMP | - |  | 1 August 2018 |  | - |  | - |  | ACTIVE
N1300800H0400SE-0265 | H8FUS | AUTOMATIC URINALYSIS SETS | DIAGNOSTIC 2 | DIRUI MEDICAL INDONESIA, PT. | GN00007559 | PT. ENSEVAL MEDIKA PRIMA - SURABAYA | SURABAYA-2 | JAWA TIMUR | SURABAYA | MAIN UNIT | EMP | - |  | 1 January 1900 |  | - |  | - |  | ACTIVE
N1300800H0402SE | H8FUS | AUTOMATIC URINALYSIS SETS | DIAGNOSTIC 2 | DIRUI MEDICAL INDONESIA, PT. | GN00002985 | WORKSHOOP CSM PUSAT | PUSAT | DKI JAKARTA | JAKARTA TIMUR | MAIN UNIT | EMP | 3 September 2018 | TRIYONO - TSE AREA BARAT | 1 January 1900 |  | 3 September 2018 | TRIYONO - TSE AREA BARAT | - |  | ACTIVE
N1300800H0406SE | H0312 | URINE ANALYSER H-800 COMPLETE | DIAGNOSTIC 2 | DIRUI MEDICAL INDONESIA, PT. | GN00000040 | RSUD TOBOALI BANGKA SELATAN | PANGKAL PINANG | KEPULAUAN BANGKA BELITUNG | BANGKA SELATAN | MAIN UNIT | CUSTOMER | 14 March 2017 | ARBIANSYAH - TSE | 1 January 1900 |  | 14 March 2017 | ARBIANSYAH - TSE | - |  | ACTIVE
N1300800H0407SE | H8FUS | AUTOMATIC URINALYSIS SETS | DIAGNOSTIC 2 | DIRUI MEDICAL INDONESIA, PT. | GN00000631 | RSUD H BADARUDDIN | BANJARMASIN | KALIMANTAN SELATAN | BANJARMASIN | MAIN UNIT | CUSTOMER | 3 September 2018 | TRIYONO - TSE AREA BARAT | 12 December 2014 |  | 3 September 2018 | TRIYONO - TSE AREA BARAT | - |  | ACTIVE
N1300800H0410SE | H0301 | URINE ANALYZER H-800 BASIC | DIAGNOSTIC 2 | DIRUI MEDICAL INDONESIA, PT. | GN00002985 | WORKSHOOP CSM PUSAT | PUSAT | DKI JAKARTA | JAKARTA TIMUR | MAIN UNIT | EMP | - |  | 1 May 2014 |  | - |  | - |  | ACTIVE
N1300800H0411SE | H0312 | URINE ANALYSER H-800 COMPLETE | DIAGNOSTIC 2 | DIRUI MEDICAL INDONESIA, PT. | GN00003001 | PT. ENSEVAL MEDIKA PRIMA - HO | PUSAT | DKI JAKARTA | JAKARTA TIMUR | MAIN UNIT | EMP | 25 August 2014 | ARBIANSYAH - TSE | 24 March 2015 |  | 25 August 2014 | ARBIANSYAH - TSE | 26 September 2022 | BARITA P-SIMAMORA - TSE | ACTIVE
N1300800H0412SE | H8FUS | AUTOMATIC URINALYSIS SETS | DIAGNOSTIC 2 | DIRUI MEDICAL INDONESIA, PT. | GN00003001 | PT. ENSEVAL MEDIKA PRIMA - HO | PUSAT | DKI JAKARTA | JAKARTA TIMUR | MAIN UNIT | EMP | - |  | 6 September 2014 |  | - |  | 26 March 2022 | SARWANDI - TSE | ACTIVE
N1300800H0413SE | H0312 | URINE ANALYSER H-800 COMPLETE | DIAGNOSTIC 2 | DIRUI MEDICAL INDONESIA, PT. | GN00002418 | RS RATUMBUYSANG | MANADO | SULAWESI UTARA | MANADO | MAIN UNIT | CUSTOMER | 12 December 2014 | ANASTASIA OCTAVIN | 1 January 1900 |  | 12 December 2014 | ANASTASIA OCTAVIN | - |  | ACTIVE
N1300800H0421SE | H8FUS | AUTOMATIC URINALYSIS SETS | DIAGNOSTIC 2 | DIRUI MEDICAL INDONESIA, PT. | GN00011635 | LAB. THAMRIN - BANDA ACEH | BANDA ACEH | ACEH | BANDA ACEH | MAIN UNIT | EMP | 3 September 2018 | TRIYONO - TSE AREA BARAT | 24 June 2016 |  | 3 September 2018 | TRIYONO - TSE AREA BARAT | - |  | ACTIVE
N1300800H0427SE | H0301 | URINE ANALYZER H-800 BASIC | DIAGNOSTIC 2 | DIRUI MEDICAL INDONESIA, PT. | GN00003347 | PT Lab Maxima - kendari | MAKASSAR | SULAWESI SELATAN |  | MAIN UNIT | EMP | - |  | 29 March 2022 |  | 29 March 2022 | LEO LANANG SIGIT - TSE CP | 25 August 2025 | SAHID DERMAWAN - SPV TSE BARAT | ACTIVE
N1300800HD427SE | H8FUS | AUTOMATIC URINALYSIS SETS | DIAGNOSTIC 2 | DIRUI MEDICAL INDONESIA, PT. | GN00001771 | RSUD DR WAHIDIN SUDIROHUSODO | MAKASSAR | SULAWESI SELATAN | MAKASSAR | MAIN UNIT | EMP | 3 September 2018 | TRIYONO - TSE AREA BARAT | 2 August 2016 |  | 3 September 2018 | TRIYONO - TSE AREA BARAT | - |  | ACTIVE
N1400100H0333SE | H0102 | URINE ANALYSER H-100 | DIAGNOSTIC 2 | DIRUI MEDICAL INDONESIA, PT. | GN00006525 | DINAS KESEHATAN KAB/KOTA PANGKAL PINANG. PANGKAL PINANG ( DINKES KOTA BANGKA ) | PANGKAL PINANG | KEPULAUAN BANGKA BELITUNG | PANGKAL PINANG | MAIN UNIT | CUSTOMER | - |  | 12 December 2014 |  | - |  | - |  | ACTIVE
N1400100H0334SE | H0102 | URINE ANALYSER H-100 | DIAGNOSTIC 2 | DIRUI MEDICAL INDONESIA, PT. | GN00011097 | RSUD DR EKO MAULANA ALI | PANGKAL PINANG | KEPULAUAN BANGKA BELITUNG | PANGKAL PINANG | MAIN UNIT | CUSTOMER | - |  | 12 December 2014 |  | - |  | - |  | ACTIVE
N1400100H0335SE | H0102 | URINE ANALYSER H-100 | DIAGNOSTIC 2 | DIRUI MEDICAL INDONESIA, PT. | GN00002986 | RDC PUSAT - RAWAGELAM | PUSAT | DKI JAKARTA | JAKARTA TIMUR | MAIN UNIT | EMP | 21 April 2015 | SURYADI | 1 January 1900 |  | 21 April 2015 | SURYADI | - |  | ACTIVE
N1400100H0337SE | H0102 | URINE ANALYSER H-100 | DIAGNOSTIC 2 | DIRUI MEDICAL INDONESIA, PT. | GN00008730 | UPTD LABKES DAERAH KABUPATEN PANGANDARAN | TASIKMALAYA | JAWA BARAT | TASIKMALAYA | MAIN UNIT | CUSTOMER | 16 June 2016 | SUKMA WIJAYA - TSE | 24 June 2015 |  | 16 June 2016 | SUKMA WIJAYA - TSE | - |  | ACTIVE
N1400100H0339SE | H0102 | URINE ANALYSER H-100 | DIAGNOSTIC 2 | DIRUI MEDICAL INDONESIA, PT. | GN00002986 | RDC PUSAT - RAWAGELAM | PUSAT | DKI JAKARTA | JAKARTA TIMUR | MAIN UNIT | EMP | 21 April 2015 | TRIYONO - TSE AREA BARAT | 1 January 2015 |  | 21 April 2015 | TRIYONO - TSE AREA BARAT | - |  | ACTIVE
N1400100H0340SE | H0102 | URINE ANALYSER H-100 | DIAGNOSTIC 2 | DIRUI MEDICAL INDONESIA, PT. | GN00002986 | RDC PUSAT - RAWAGELAM | PUSAT | DKI JAKARTA | JAKARTA TIMUR | MAIN UNIT | EMP | 21 April 2015 | TRIYONO - TSE AREA BARAT | 1 January 1900 |  | 21 April 2015 | TRIYONO - TSE AREA BARAT | - |  | ACTIVE
N1400100H0341SE | H0102 | URINE ANALYSER H-100 | DIAGNOSTIC 2 | DIRUI MEDICAL INDONESIA, PT. | GN00000281 | RSU MUARA LABUH - SOLOK SELATAN | PADANG | SUMATERA BARAT | SOLOK SELATAN | MAIN UNIT | CUSTOMER | 21 April 2015 | SURYADI | 14 December 2015 |  | 21 April 2015 | SURYADI | - |  | ACTIVE
N1400100H0342SE | H0102 | URINE ANALYSER H-100 | DIAGNOSTIC 2 | DIRUI MEDICAL INDONESIA, PT. | GN00000544 | DINAS KESEHATAN KAB/ KOTA. REMBANG | KUDUS | JAWA TENGAH | REMBANG | MAIN UNIT | CUSTOMER | 2 October 2015 | MUNADI - TSE | 2 September 2015 |  | 2 October 2015 | MUNADI - TSE | - |  | ACTIVE
N1400100H0343SE | H0102 | URINE ANALYSER H-100 | DIAGNOSTIC 2 | DIRUI MEDICAL INDONESIA, PT. | GN00000544 | DINAS KESEHATAN KAB/ KOTA. REMBANG | KUDUS | JAWA TENGAH | REMBANG | MAIN UNIT | CUSTOMER | 2 October 2015 | MUNADI - TSE | 11 September 2015 |  | 2 October 2015 | MUNADI - TSE | - |  | ACTIVE
N1400100H0344SE | H0102 | URINE ANALYSER H-100 | DIAGNOSTIC 2 | DIRUI MEDICAL INDONESIA, PT. | GN00000544 | DINAS KESEHATAN KAB/ KOTA. REMBANG | KUDUS | JAWA TENGAH | REMBANG | MAIN UNIT | CUSTOMER | 2 October 2015 | MUNADI - TSE | 11 September 2015 |  | 2 October 2015 | MUNADI - TSE | - |  | ACTIVE
N1400100H0345SE | H0102 | URINE ANALYSER H-100 | DIAGNOSTIC 2 | DIRUI MEDICAL INDONESIA, PT. | GN00000544 | DINAS KESEHATAN KAB/ KOTA. REMBANG | KUDUS | JAWA TENGAH | REMBANG | MAIN UNIT | CUSTOMER | 2 October 2015 | MUNADI - TSE | 9 September 2015 |  | 2 October 2015 | MUNADI - TSE | - |  | ACTIVE
N1400100H0346SE | H0102 | URINE ANALYSER H-100 | DIAGNOSTIC 2 | DIRUI MEDICAL INDONESIA, PT. | GN00000544 | DINAS KESEHATAN KAB/ KOTA. REMBANG | KUDUS | JAWA TENGAH | REMBANG | MAIN UNIT | CUSTOMER | 2 October 2015 | MUNADI - TSE | 9 September 2015 |  | 2 October 2015 | MUNADI - TSE | - |  | ACTIVE
N1400100H0347SE | H0102 | URINE ANALYSER H-100 | DIAGNOSTIC 2 | DIRUI MEDICAL INDONESIA, PT. | GN00000544 | DINAS KESEHATAN KAB/ KOTA. REMBANG | KUDUS | JAWA TENGAH | REMBANG | MAIN UNIT | CUSTOMER | - |  | 25 August 2015 |  | - |  | - |  | ACTIVE
N1400100H0348SE | H0102 | URINE ANALYSER H-100 | DIAGNOSTIC 2 | DIRUI MEDICAL INDONESIA, PT. | GN00006525 | DINAS KESEHATAN KAB/KOTA PANGKAL PINANG. PANGKAL PINANG ( DINKES KOTA BANGKA ) | PANGKAL PINANG | KEPULAUAN BANGKA BELITUNG | PANGKAL PINANG | MAIN UNIT | CUSTOMER | - |  | 12 December 2014 |  | - |  | - |  | ACTIVE
N1400100H0349SE | H0102 | URINE ANALYSER H-100 | DIAGNOSTIC 2 | DIRUI MEDICAL INDONESIA, PT. | GN00000544 | DINAS KESEHATAN KAB/ KOTA. REMBANG | KUDUS | JAWA TENGAH | REMBANG | MAIN UNIT | CUSTOMER | 2 October 2015 | MUNADI - TSE | 11 September 2015 |  | 2 October 2015 | MUNADI - TSE | - |  | ACTIVE
N1400100H0350SE | H0102 | URINE ANALYSER H-100 | DIAGNOSTIC 2 | DIRUI MEDICAL INDONESIA, PT. | GN00000544 | DINAS KESEHATAN KAB/ KOTA. REMBANG | KUDUS | JAWA TENGAH | REMBANG | MAIN UNIT | CUSTOMER | 20 October 2015 | MUNADI - TSE | 11 September 2015 |  | 20 October 2015 | MUNADI - TSE | - |  | ACTIVE
N1400100H0351SE | H0102 | URINE ANALYSER H-100 | DIAGNOSTIC 2 | DIRUI MEDICAL INDONESIA, PT. | GN00008868 | DINAS KESEHATAN KAB/ KOTA. MAHAKAM HULU | SAMARINDA | KALIMANTAN TIMUR | SAMARINDA | MAIN UNIT | CUSTOMER | - |  | 25 November 2015 |  | - |  | - |  | ACTIVE
N1400100H0352SE | H0102 | URINE ANALYSER H-100 | DIAGNOSTIC 2 | DIRUI MEDICAL INDONESIA, PT. | GN00000544 | DINAS KESEHATAN KAB/ KOTA. REMBANG | KUDUS | JAWA TENGAH | REMBANG | MAIN UNIT | CUSTOMER | 2 October 2015 | MUNADI - TSE | 11 September 2015 |  | 2 October 2015 | MUNADI - TSE | - |  | ACTIVE
N1400100H0353SE | H0102 | URINE ANALYSER H-100 | DIAGNOSTIC 2 | DIRUI MEDICAL INDONESIA, PT. | GN00000544 | DINAS KESEHATAN KAB/ KOTA. REMBANG | KUDUS | JAWA TENGAH | REMBANG | MAIN UNIT | CUSTOMER | - |  | 25 August 2015 |  | - |  | - |  | ACTIVE
N1400100H0354SE | H0102 | URINE ANALYSER H-100 | DIAGNOSTIC 2 | DIRUI MEDICAL INDONESIA, PT. | GN00000544 | DINAS KESEHATAN KAB/ KOTA. REMBANG | KUDUS | JAWA TENGAH | REMBANG | MAIN UNIT | CUSTOMER | 2 October 2015 | MUNADI - TSE | 11 September 2015 |  | 2 October 2015 | MUNADI - TSE | - |  | ACTIVE
N1400100H0355SE | H0102 | URINE ANALYSER H-100 | DIAGNOSTIC 2 | DIRUI MEDICAL INDONESIA, PT. | GN00000544 | DINAS KESEHATAN KAB/ KOTA. REMBANG | KUDUS | JAWA TENGAH | REMBANG | MAIN UNIT | CUSTOMER | 2 October 2015 | MUNADI - TSE | 11 September 2015 |  | 2 October 2015 | MUNADI - TSE | - |  | ACTIVE
N1400100H0356SE | H0102 | URINE ANALYSER H-100 | DIAGNOSTIC 2 | DIRUI MEDICAL INDONESIA, PT. | GN00008868 | DINAS KESEHATAN KAB/ KOTA. MAHAKAM HULU | SAMARINDA | KALIMANTAN TIMUR | SAMARINDA | MAIN UNIT | CUSTOMER | - |  | 25 November 2015 |  | - |  | - |  | ACTIVE
N1400100H0357SE | H0102 | URINE ANALYSER H-100 | DIAGNOSTIC 2 | DIRUI MEDICAL INDONESIA, PT. | GN00002986 | RDC PUSAT - RAWAGELAM | PUSAT | DKI JAKARTA | JAKARTA TIMUR | MAIN UNIT | EMP | 21 April 2015 | SURYADI | 1 January 1900 |  | 21 April 2015 | SURYADI | - |  | ACTIVE
N1400100H0358SE | H0102 | URINE ANALYSER H-100 | DIAGNOSTIC 2 | DIRUI MEDICAL INDONESIA, PT. | GN00002986 | RDC PUSAT - RAWAGELAM | PUSAT | DKI JAKARTA | JAKARTA TIMUR | MAIN UNIT | EMP | 21 April 2015 | SURYADI | 1 January 1900 |  | 21 April 2015 | SURYADI | - |  | ACTIVE
N1400100H0359SE | H0102 | URINE ANALYSER H-100 | DIAGNOSTIC 2 | DIRUI MEDICAL INDONESIA, PT. | GN00002986 | RDC PUSAT - RAWAGELAM | PUSAT | DKI JAKARTA | JAKARTA TIMUR | MAIN UNIT | EMP | 21 April 2015 | SURYADI | 1 January 1900 |  | 21 April 2015 | SURYADI | - |  | ACTIVE
N1400100H0360SE | H0102 | URINE ANALYSER H-100 | DIAGNOSTIC 2 | DIRUI MEDICAL INDONESIA, PT. | GN00001166 | RSUD.45 KUNINGAN | CIREBON | JAWA BARAT | KUNINGAN | MAIN UNIT | CUSTOMER | 21 April 2015 | SUKMA WIJAYA - TSE | 9 October 2015 |  | 21 April 2015 | SUKMA WIJAYA - TSE | - |  | ACTIVE
N1400100H0361SE | H0102 | URINE ANALYSER H-100 | DIAGNOSTIC 2 | DIRUI MEDICAL INDONESIA, PT. | GN00000975 | DINAS KESEHATAN KAB/ KOTA. BANDUNG BARAT | BANDUNG | JAWA BARAT | BANDUNG | MAIN UNIT | CUSTOMER | 6 March 2018 | TRIYONO - TSE AREA BARAT | 6 February 2017 |  | 6 March 2018 | TRIYONO - TSE AREA BARAT | - |  | ACTIVE
N1400100H036SE | H0102 | URINE ANALYSER H-100 | DIAGNOSTIC 2 | DIRUI MEDICAL INDONESIA, PT. | GN00002986 | RDC PUSAT - RAWAGELAM | PUSAT | DKI JAKARTA | JAKARTA TIMUR | MAIN UNIT | EMP | 21 April 2015 | SURYADI | 1 January 1900 |  | 21 April 2015 | SURYADI | - |  | ACTIVE
N1400100H038SE | H0102 | URINE ANALYSER H-100 | DIAGNOSTIC 2 | DIRUI MEDICAL INDONESIA, PT. | GN00002986 | RDC PUSAT - RAWAGELAM | PUSAT | DKI JAKARTA | JAKARTA TIMUR | MAIN UNIT | EMP | 21 April 2015 | SURYADI | 1 January 1900 |  | 21 April 2015 | SURYADI | - |  | ACTIVE
N1400100H0520SE | H0102 | URINE ANALYSER H-100 | DIAGNOSTIC 2 | DIRUI MEDICAL INDONESIA, PT. | GN00001225 | DINAS KESEHATAN KAB/ KOTA BOJONEGORO | SURABAYA-1 | JAWA TIMUR | BOJONEGORO | MAIN UNIT | CUSTOMER | - |  | 13 January 2016 |  | - |  | - |  | ACTIVE
N1400100H0521SE | H0102 | URINE ANALYSER H-100 | DIAGNOSTIC 2 | DIRUI MEDICAL INDONESIA, PT. | GN00001881 | LAB CITO BANTUL | YOGYAKARTA | YOGYAKARTA | YOGYAKARTA | MAIN UNIT | EMP | - |  | 15 July 2016 |  | - |  | - |  | ACTIVE
N1400100H0522SE | H0102 | URINE ANALYSER H-100 | DIAGNOSTIC 2 | DIRUI MEDICAL INDONESIA, PT. | GN00001225 | DINAS KESEHATAN KAB/ KOTA BOJONEGORO | SURABAYA-1 | JAWA TIMUR | BOJONEGORO | MAIN UNIT | CUSTOMER | - |  | 12 January 2016 |  | - |  | - |  | ACTIVE
N1400100H0523SE | H0102 | URINE ANALYSER H-100 | DIAGNOSTIC 2 | DIRUI MEDICAL INDONESIA, PT. | GN00002986 | RDC PUSAT - RAWAGELAM | PUSAT | DKI JAKARTA | JAKARTA TIMUR | MAIN UNIT | EMP | 24 November 2014 | SURYADI | 1 January 1900 |  | 24 November 2014 | SURYADI | - |  | ACTIVE
N1400100H0524SE | H0102 | URINE ANALYSER H-100 | DIAGNOSTIC 2 | DIRUI MEDICAL INDONESIA, PT. | GN00002986 | RDC PUSAT - RAWAGELAM | PUSAT | DKI JAKARTA | JAKARTA TIMUR | MAIN UNIT | EMP | 24 November 2014 | SURYADI | 1 January 1900 |  | 24 November 2014 | SURYADI | - |  | ACTIVE
N1400100H0525SE | H0102 | URINE ANALYSER H-100 | DIAGNOSTIC 2 | DIRUI MEDICAL INDONESIA, PT. | GN00008729 | PUSKESMAS PANGANDARAN | TASIKMALAYA | JAWA BARAT | TASIKMALAYA | MAIN UNIT | CUSTOMER | - |  | 24 June 2015 |  | - |  | - |  | ACTIVE
N1400100H0526SE | H0102 | URINE ANALYSER H-100 | DIAGNOSTIC 2 | DIRUI MEDICAL INDONESIA, PT. | GN00008730 | UPTD LABKES DAERAH KABUPATEN PANGANDARAN | TASIKMALAYA | JAWA BARAT | TASIKMALAYA | MAIN UNIT | CUSTOMER | - |  | 24 June 2015 |  | - |  | - |  | ACTIVE
N1400100H0527SE | H0102 | URINE ANALYSER H-100 | DIAGNOSTIC 2 | DIRUI MEDICAL INDONESIA, PT. | GN00008730 | UPTD LABKES DAERAH KABUPATEN PANGANDARAN | TASIKMALAYA | JAWA BARAT | TASIKMALAYA | MAIN UNIT | CUSTOMER | - |  | 8 July 2015 |  | - |  | - |  | ACTIVE
N1400100H0528SE | H0102 | URINE ANALYSER H-100 | DIAGNOSTIC 2 | DIRUI MEDICAL INDONESIA, PT. | GN00008730 | UPTD LABKES DAERAH KABUPATEN PANGANDARAN | TASIKMALAYA | JAWA BARAT | TASIKMALAYA | MAIN UNIT | CUSTOMER | - |  | 24 June 2015 |  | - |  | - |  | ACTIVE
N1400100H0529SE | H0102 | URINE ANALYSER H-100 | DIAGNOSTIC 2 | DIRUI MEDICAL INDONESIA, PT. | GN00008730 | UPTD LABKES DAERAH KABUPATEN PANGANDARAN | TASIKMALAYA | JAWA BARAT | TASIKMALAYA | MAIN UNIT | CUSTOMER | - |  | 24 June 2015 |  | - |  | - |  | ACTIVE
N1400100H0530SE | H0102 | URINE ANALYSER H-100 | DIAGNOSTIC 2 | DIRUI MEDICAL INDONESIA, PT. | GN00008730 | UPTD LABKES DAERAH KABUPATEN PANGANDARAN | TASIKMALAYA | JAWA BARAT | TASIKMALAYA | MAIN UNIT | CUSTOMER | 24 November 2014 | SUKMA WIJAYA - TSE | 24 June 2015 |  | 24 November 2014 | SUKMA WIJAYA - TSE | - |  | ACTIVE
N1400100H0531SE | H0102 | URINE ANALYSER H-100 | DIAGNOSTIC 2 | DIRUI MEDICAL INDONESIA, PT. | GN00005833 | DINAS KESEHATAN KAB/ KOTA. PAKPAK BHARAT | MEDAN | SUMATERA UTARA | MEDAN | MAIN UNIT | CUSTOMER | 6 July 2015 | ARBIANSYAH - TSE | 6 July 2015 |  | 6 July 2015 | ARBIANSYAH - TSE | - |  | ACTIVE
N1400100H0532SE | H0102 | URINE ANALYSER H-100 | DIAGNOSTIC 2 | DIRUI MEDICAL INDONESIA, PT. | GN00005833 | DINAS KESEHATAN KAB/ KOTA. PAKPAK BHARAT | MEDAN | SUMATERA UTARA | MEDAN | MAIN UNIT | CUSTOMER | 6 July 2015 | ARBIANSYAH - TSE | 6 July 2015 |  | 6 July 2015 | ARBIANSYAH - TSE | - |  | ACTIVE
N1400100H0533SE | H0102 | URINE ANALYSER H-100 | DIAGNOSTIC 2 | DIRUI MEDICAL INDONESIA, PT. | GN00002986 | RDC PUSAT - RAWAGELAM | PUSAT | DKI JAKARTA | JAKARTA TIMUR | MAIN UNIT | EMP | 24 November 2014 | SURYADI | 1 January 1900 |  | 24 November 2014 | SURYADI | - |  | ACTIVE
N1400100H0534SE | H0102 | URINE ANALYSER H-100 | DIAGNOSTIC 2 | DIRUI MEDICAL INDONESIA, PT. | GN00001225 | DINAS KESEHATAN KAB/ KOTA BOJONEGORO | SURABAYA-1 | JAWA TIMUR | BOJONEGORO | MAIN UNIT | CUSTOMER | - |  | 13 January 2016 |  | - |  | - |  | ACTIVE
N1400100H0535SE | H0102 | URINE ANALYSER H-100 | DIAGNOSTIC 2 | DIRUI MEDICAL INDONESIA, PT. | GN00008868 | DINAS KESEHATAN KAB/ KOTA. MAHAKAM HULU | SAMARINDA | KALIMANTAN TIMUR | SAMARINDA | MAIN UNIT | CUSTOMER | - |  | 25 November 2015 |  | - |  | - |  | ACTIVE
N1400100H0536SE | H0102 | URINE ANALYSER H-100 | DIAGNOSTIC 2 | DIRUI MEDICAL INDONESIA, PT. | GN00002986 | RDC PUSAT - RAWAGELAM | PUSAT | DKI JAKARTA | JAKARTA TIMUR | MAIN UNIT | EMP | 24 November 2014 | SURYADI | 1 January 1900 |  | 24 November 2014 | SURYADI | - |  | ACTIVE
N1400100H0537SE | H0102 | URINE ANALYSER H-100 | DIAGNOSTIC 2 | DIRUI MEDICAL INDONESIA, PT. | GN00008799 | PUSKESMAS SEBRANG PADANG | PADANG | SUMATERA BARAT | PADANG | MAIN UNIT | CUSTOMER | 28 July 2015 | MULKAN | 4 July 2015 |  | 28 July 2015 | MULKAN | - |  | ACTIVE
N1400100H0538SE | H0102 | URINE ANALYSER H-100 | DIAGNOSTIC 2 | DIRUI MEDICAL INDONESIA, PT. | GN00008868 | DINAS KESEHATAN KAB/ KOTA. MAHAKAM HULU | SAMARINDA | KALIMANTAN TIMUR | SAMARINDA | MAIN UNIT | CUSTOMER | - |  | 25 November 2015 |  | - |  | - |  | ACTIVE
N1400100H0539SE | H0102 | URINE ANALYSER H-100 | DIAGNOSTIC 2 | DIRUI MEDICAL INDONESIA, PT. | GN00006958 | DINAS KESEHATAN KAB/ KOTA. PALEMBANG | PALEMBANG | SUMATERA SELATAN | PALEMBANG | MAIN UNIT | CUSTOMER | 15 December 2015 | INDRA BUDI GUNAWAN | 1 January 1900 |  | 15 December 2015 | INDRA BUDI GUNAWAN | - |  | ACTIVE
N1400500H0278SE | H0104 | URINE ANALYSER H-500 | DIAGNOSTIC 2 | DIRUI MEDICAL INDONESIA, PT. | GN00002985 | WORKSHOOP CSM PUSAT | PUSAT | DKI JAKARTA | JAKARTA TIMUR | MAIN UNIT | EMP | 29 July 2016 | SATRIA KUSUMA - TSE | 26 July 2016 |  | 29 July 2016 | SATRIA KUSUMA - TSE | - |  | ACTIVE
N1400500H0292SE | H0104 | URINE ANALYSER H-500 | DIAGNOSTIC 2 | DIRUI MEDICAL INDONESIA, PT. | GN00006874 | DINAS KESEHATAN KAB/ KOTA. KUTAI TIMUR | SAMARINDA | KALIMANTAN TIMUR | SANGATTA | MAIN UNIT | CUSTOMER | 8 September 2016 | TEGAR PANDU - TSE | 1 September 2016 |  | 8 September 2016 | TEGAR PANDU - TSE | - |  | ACTIVE
N1400500H0296SE | H0104 | URINE ANALYSER H-500 | DIAGNOSTIC 2 | DIRUI MEDICAL INDONESIA, PT. | GN00011058 | LAB. KLINIK CITO | SURABAYA-2 | JAWA TIMUR | SURABAYA | MAIN UNIT | EMP | - |  | 18 March 2016 |  | - |  | - |  | ACTIVE
N1400500HC288SE | H0104 | URINE ANALYSER H-500 | DIAGNOSTIC 2 | DIRUI MEDICAL INDONESIA, PT. | GN00011729 | RS PRATAMA BATU ENGAU | BALIKPAPAN | KALIMANTAN TIMUR | BALIKPAPAN | MAIN UNIT | CUSTOMER | 1 February 2018 | TRIYONO - TSE AREA BARAT | 10 August 2016 |  | 1 February 2018 | TRIYONO - TSE AREA BARAT | - |  | ACTIVE
N1400800H0159SE | H0312 | URINE ANALYSER H-800 COMPLETE | DIAGNOSTIC 2 | DIRUI MEDICAL INDONESIA, PT. | GN00004893 | RS PENDIDIKAN UNS SURAKARTA | SOLO | JAWA TENGAH | SURAKARTA | MAIN UNIT | CUSTOMER | 20 May 2016 | RAKHMAT | 20 May 2016 |  | 20 May 2016 | RAKHMAT | - |  | ACTIVE
N1400800H0203SE | H0301 | URINE ANALYZER H-800 BASIC | DIAGNOSTIC 2 | DIRUI MEDICAL INDONESIA, PT. | GN00002986 | RDC PUSAT - RAWAGELAM | PUSAT | DKI JAKARTA | JAKARTA TIMUR | MAIN UNIT | EMP | 16 October 2015 | TRIYONO - TSE AREA BARAT | 1 January 1900 |  | 16 October 2015 | TRIYONO - TSE AREA BARAT | - |  | ACTIVE
N1400800H0229SE | H0301 | URINE ANALYZER H-800 BASIC | DIAGNOSTIC 2 | DIRUI MEDICAL INDONESIA, PT. | GN00002986 | RDC PUSAT - RAWAGELAM | PUSAT | DKI JAKARTA | JAKARTA TIMUR | MAIN UNIT | EMP | 16 October 2015 | TRIYONO - TSE AREA BARAT | 1 January 1900 |  | 16 October 2015 | TRIYONO - TSE AREA BARAT | - |  | ACTIVE
N14020007US0231 | FUS20 | URINALISIS HYBRID FUS2000 | DIAGNOSTIC 2 | DIRUI MEDICAL INDONESIA, PT. | GN00000073 | RSUD MENGGALA TULANG BAWANG | BANDAR LAMPUNG | LAMPUNG | BANDAR LAMPUNG | MAIN UNIT | CUSTOMER | 4 March 2020 | AZLI YUDHA - TSE | 4 March 2020 |  | 4 March 2020 | AZLI YUDHA - TSE | - |  | ACTIVE
N14020007US0234 | FUS20 | URINALISIS HYBRID FUS2000 | DIAGNOSTIC 2 | DIRUI MEDICAL INDONESIA, PT. | GN00000584 | LAB. CITO ( INDRAPRASTA ) | SEMARANG | JAWA TENGAH | SEMARANG | MAIN UNIT | EMP | 30 July 2018 | SAHID DERMAWAN - SPV TSE BARAT | 27 December 2017 |  | 30 July 2018 | SAHID DERMAWAN - SPV TSE BARAT | - |  | ACTIVE
N14020007US0235 | FUS20 | URINALISIS HYBRID FUS2000 | DIAGNOSTIC 2 | DIRUI MEDICAL INDONESIA, PT. | GN00002986 | RDC PUSAT - RAWAGELAM | PUSAT | DKI JAKARTA | JAKARTA TIMUR | MAIN UNIT | EMP | 26 September 2018 | ANTONIUS SAGITA - KALIBRASI | 26 September 2018 |  | 26 September 2018 | ANTONIUS SAGITA - KALIBRASI | - |  | ACTIVE
N14020007US0240 | FUS20 | URINALISIS HYBRID FUS2000 | DIAGNOSTIC 2 | DIRUI MEDICAL INDONESIA, PT. | GN00002986 | RDC PUSAT - RAWAGELAM | PUSAT | DKI JAKARTA | JAKARTA TIMUR | MAIN UNIT | EMP | 26 September 2018 | ANTONIUS SAGITA - KALIBRASI | 26 September 2018 |  | 26 September 2018 | ANTONIUS SAGITA - KALIBRASI | - |  | ACTIVE
N1402000FUS0203 | FUS20 | URINALISIS HYBRID FUS2000 | DIAGNOSTIC 2 | DIRUI MEDICAL INDONESIA, PT. | GN00003001 | PT. ENSEVAL MEDIKA PRIMA - HO | PUSAT | DKI JAKARTA | JAKARTA TIMUR | MAIN UNIT | EMP | 20 April 2018 | ANDRIYANTO PRABOWO - MSS | 3 March 2015 |  | 20 April 2018 | ANDRIYANTO PRABOWO - MSS | - |  | ACTIVE
N1402000FUS0227 | FUS20 | URINALISIS HYBRID FUS2000 | DIAGNOSTIC 2 | DIRUI MEDICAL INDONESIA, PT. | GN00000790 | RSU MASOHI | MAKASSAR | MALUKU | MALUKU TENGAH | MAIN UNIT | CUSTOMER | 22 April 2015 | MUNADI - TSE | 2 February 2017 |  | 22 April 2015 | MUNADI - TSE | - |  | ACTIVE
N1402000FUS0228 | FUS20 | URINALISIS HYBRID FUS2000 | DIAGNOSTIC 2 | DIRUI MEDICAL INDONESIA, PT. | GN00002985 | WORKSHOOP CSM PUSAT | PUSAT | DKI JAKARTA | JAKARTA TIMUR | MAIN UNIT | EMP | 22 April 2015 | SURYADI | 1 January 1900 |  | 22 April 2015 | SURYADI | - |  | ACTIVE
N1402000FUS0229 | FUS20 | URINALISIS HYBRID FUS2000 | DIAGNOSTIC 2 | DIRUI MEDICAL INDONESIA, PT. | GN00002462 | RSUD KERTOSONO | KEDIRI | JAWA TIMUR | NGANJUK | MAIN UNIT | CUSTOMER | - |  | 24 October 2018 |  | - |  | - |  | ACTIVE
N1402000FUS0230 | FUS20 | URINALISIS HYBRID FUS2000 | DIAGNOSTIC 2 | DIRUI MEDICAL INDONESIA, PT. | GN00003001 | PT. ENSEVAL MEDIKA PRIMA - HO | PUSAT | DKI JAKARTA | JAKARTA TIMUR | MAIN UNIT | EMP | 12 December 2017 | FARIDA ADELINA | 12 December 2017 |  | 12 December 2017 | FARIDA ADELINA | - |  | ACTIVE
N1402000FUS0231 | FUS20 | URINALISIS HYBRID FUS2000 | DIAGNOSTIC 2 | DIRUI MEDICAL INDONESIA, PT. | GN00002986 | RDC PUSAT - RAWAGELAM | PUSAT | DKI JAKARTA | JAKARTA TIMUR | MAIN UNIT | EMP | 18 May 2015 | ARIEF SETIAWAN - TSE CP | 15 May 2015 |  | 18 May 2015 | ARIEF SETIAWAN - TSE CP | - |  | ACTIVE
N1402000FUS0232 | FUS20 | URINALISIS HYBRID FUS2000 | DIAGNOSTIC 2 | DIRUI MEDICAL INDONESIA, PT. | GN00000596 | RSU DR SOEDARSO PONTIANAK | PONTIANAK | KALIMANTAN BARAT | PONTIANAK | MAIN UNIT | CUSTOMER | 4 September 2018 | GATOT SURYA ADIPUTRA - TSE | 4 September 2018 |  | 4 September 2018 | GATOT SURYA ADIPUTRA - TSE | - |  | ACTIVE
N1402000FUS0233 | FUS20 | URINALISIS HYBRID FUS2000 | DIAGNOSTIC 2 | DIRUI MEDICAL INDONESIA, PT. | GN00002703 | RSUD PATUT PATUH PATJU | MATARAM | NUSA TENGGARA BARAT | LOMBOK BARAT | MAIN UNIT | CUSTOMER | 25 July 2017 | MUNADI - TSE | 25 July 2017 |  | 25 July 2017 | MUNADI - TSE | - |  | ACTIVE
N1402000FUS0234 | FUS20 | URINALISIS HYBRID FUS2000 | DIAGNOSTIC 2 | DIRUI MEDICAL INDONESIA, PT. | GN00002985 | WORKSHOOP CSM PUSAT | PUSAT | DKI JAKARTA | JAKARTA TIMUR | MAIN UNIT | EMP | - |  | 8 January 2019 |  | - |  | - |  | ACTIVE
N1402000FUS0235 | FUS20 | URINALISIS HYBRID FUS2000 | DIAGNOSTIC 2 | DIRUI MEDICAL INDONESIA, PT. | GN00001707 | RSUD DR ISKAK TULUNGAGUNG | KEDIRI | JAWA TIMUR | TULUNGAGUNG | MAIN UNIT | EMP | - |  | 14 March 2022 | FAJAR FAHMI - TSE | - |  | 14 March 2022 | FAJAR FAHMI - TSE | ACTIVE
N1402000FUS0236 | FUS20 | URINALISIS HYBRID FUS2000 | DIAGNOSTIC 2 | DIRUI MEDICAL INDONESIA, PT. | GN00004954 | RS. A.WAHAB SYAHRANI | SAMARINDA | KALIMANTAN TIMUR | SAMARINDA | MAIN UNIT | EMP | - |  | 28 February 2022 | SARWANDI - TSE | - |  | 28 February 2022 | SARWANDI - TSE | ACTIVE
N1402000FUS0237 | FUS20 | URINALISIS HYBRID FUS2000 | DIAGNOSTIC 2 | DIRUI MEDICAL INDONESIA, PT. | GN00002045 | LAB CITO FATMAWATI | JAKARTA-2 | DKI JAKARTA | JAKARTA SELATAN | MAIN UNIT | EMP | 9 December 2019 | SAHID DERMAWAN - SPV TSE BARAT | 30 June 2022 | IBNUL AZIZ - TSE | 9 December 2019 | SAHID DERMAWAN - SPV TSE BARAT | 30 June 2022 | IBNUL AZIZ - TSE | ACTIVE
N1402000FUS0240 | FUS20 | URINALISIS HYBRID FUS2000 | DIAGNOSTIC 2 | DIRUI MEDICAL INDONESIA, PT. | GN18030001 | LAB CITO - PONDOK INDAH | JAKARTA-2 | DKI JAKARTA | JAKARTA SELATAN | MAIN UNIT | EMP | 23 December 2019 | SAHID DERMAWAN - SPV TSE BARAT | 23 October 2019 |  | 23 December 2019 | SAHID DERMAWAN - SPV TSE BARAT | - |  | ACTIVE
N15001000962SE | H0102 | URINE ANALYSER H-100 | DIAGNOSTIC 2 | DIRUI MEDICAL INDONESIA, PT. | GN00008684 | PUSKESMAS JATI SAMPURNA | BEKASI | JAWA BARAT | BEKASI | MAIN UNIT | CUSTOMER | 13 April 2016 | GATOT SURYA ADIPUTRA - TSE | 7 June 2016 |  | 13 April 2016 | GATOT SURYA ADIPUTRA - TSE | - |  | ACTIVE
N1500100FUS0024 | H0601 | URINE SEDIMENT ANALYSER FUS-100 | DIAGNOSTIC 2 | DIRUI MEDICAL INDONESIA, PT. | GN00001387 | RSUD JOMBANG | SURABAYA-1 | JAWA TIMUR | JOMBANG | MAIN UNIT | CUSTOMER | - |  | 28 September 2014 |  | - |  | - |  | ACTIVE
N1500100FUS0025 | H0601 | URINE SEDIMENT ANALYSER FUS-100 | DIAGNOSTIC 2 | DIRUI MEDICAL INDONESIA, PT. | GN00004288 | RSUD PALAGI MATA | MAKASSAR | SULAWESI SELATAN | BAU-BAU | MAIN UNIT | CUSTOMER | - |  | 22 October 2015 |  | - |  | - |  | ACTIVE
N1500100FUS0112 | H0601 | URINE SEDIMENT ANALYSER FUS-100 | DIAGNOSTIC 2 | DIRUI MEDICAL INDONESIA, PT. | GN00010580 | RSUD ASY-SYIFA' SUMABAWA BARAT | MATARAM | NUSA TENGGARA BARAT | MATARAM | MAIN UNIT | CUSTOMER | 18 December 2015 | RAKHMAT | 8 December 2015 |  | 18 December 2015 | RAKHMAT | - |  | ACTIVE
N1500100FUS0115 | H0601 | URINE SEDIMENT ANALYSER FUS-100 | DIAGNOSTIC 2 | DIRUI MEDICAL INDONESIA, PT. | GN00004893 | RS PENDIDIKAN UNS SURAKARTA | SOLO | JAWA TENGAH | SURAKARTA | MAIN UNIT | CUSTOMER | 20 May 2016 | RAKHMAT | 20 May 2016 |  | 20 May 2016 | RAKHMAT | - |  | ACTIVE
N1500100FUS0120 | H0601 | URINE SEDIMENT ANALYSER FUS-100 | DIAGNOSTIC 2 | DIRUI MEDICAL INDONESIA, PT. | GN00000530 | RSUD RAA SOEWONDO PATI | SEMARANG | JAWA TENGAH | PATI | MAIN UNIT | CUSTOMER | - |  | 12 November 2015 |  | - |  | - |  | ACTIVE
N1500100FUS0142 | H0601 | URINE SEDIMENT ANALYSER FUS-100 | DIAGNOSTIC 2 | DIRUI MEDICAL INDONESIA, PT. | GN00000638 | RSUD DAMANHURI BARABAI | BANJARMASIN | KALIMANTAN SELATAN | BANJARMASIN | MAIN UNIT | CUSTOMER | - |  | 16 December 2015 |  | - |  | - |  | ACTIVE
N1500100fus0143 | H0601 | URINE SEDIMENT ANALYSER FUS-100 | DIAGNOSTIC 2 | DIRUI MEDICAL INDONESIA, PT. | GN00001771 | RSUD DR WAHIDIN SUDIROHUSODO | MAKASSAR | SULAWESI SELATAN | MAKASSAR | MAIN UNIT | EMP | 2 May 2019 | AUGESTA NANDA PRADANA - TSE | 1 August 2018 |  | 2 May 2019 | AUGESTA NANDA PRADANA - TSE | - |  | ACTIVE
N1500100FUS0144 | H0601 | URINE SEDIMENT ANALYSER FUS-100 | DIAGNOSTIC 2 | DIRUI MEDICAL INDONESIA, PT. | GN00002437 | RSUD TOBELO | MANADO | MALUKU UTARA | HALMAHERA UTARA | MAIN UNIT | CUSTOMER | 18 December 2015 | GATOT SURYA ADIPUTRA - TSE | 18 December 2015 |  | 18 December 2015 | GATOT SURYA ADIPUTRA - TSE | - |  | ACTIVE
N1500100H0499SE | H0102 | URINE ANALYSER H-100 | DIAGNOSTIC 2 | DIRUI MEDICAL INDONESIA, PT. | GN00007806 | RSUD KABUPATEN KEPULAUAN MERANTI | PEKAN BARU | RIAU | PEKANBARU | MAIN UNIT | CUSTOMER | - |  | 30 September 2021 | RUDI SETIAWAN - TSE | 12 July 2021 | LEO LANANG SIGIT - TSE CP | 30 September 2021 | RUDI SETIAWAN - TSE | ACTIVE
N1500100H0537SE | H0102 | URINE ANALYSER H-100 | DIAGNOSTIC 2 | DIRUI MEDICAL INDONESIA, PT. | GN00000988 | DINAS KESEHATAN KAB/KOTA. BOGOR | BOGOR | JAWA BARAT | BOGOR | MAIN UNIT | CUSTOMER | - |  | 29 October 2015 |  | - |  | - |  | ACTIVE
N1500100H0554SE | H0102 | URINE ANALYSER H-100 | DIAGNOSTIC 2 | DIRUI MEDICAL INDONESIA, PT. | GN00000988 | DINAS KESEHATAN KAB/KOTA. BOGOR | BOGOR | JAWA BARAT | BOGOR | MAIN UNIT | CUSTOMER | - |  | 29 October 2015 |  | - |  | - |  | ACTIVE
N1500100H0555SE | H0102 | URINE ANALYSER H-100 | DIAGNOSTIC 2 | DIRUI MEDICAL INDONESIA, PT. | GN00008427 | PUSKESMAS RUMPIN | BOGOR | JAWA BARAT | BOGOR | MAIN UNIT | CUSTOMER | - |  | 29 October 2015 |  | - |  | - |  | ACTIVE
N1500100H0557SE | H0102 | URINE ANALYSER H-100 | DIAGNOSTIC 2 | DIRUI MEDICAL INDONESIA, PT. | GN00012002 | PUSKESMAS GUNUNG PUTRI | BOGOR | JAWA BARAT | BOGOR | MAIN UNIT | CUSTOMER | - |  | - |  | 30 June 2020 | NURIL MAGHFIROH - TSE CSR | - |  | ACTIVE
N1500100H0558SE | H0102 | URINE ANALYSER H-100 | DIAGNOSTIC 2 | DIRUI MEDICAL INDONESIA, PT. | GN00009176 | PUSKESMAS LEUWILIANG | BOGOR | JAWA BARAT | BOGOR | MAIN UNIT | CUSTOMER | - |  | 16 November 2015 |  | - |  | - |  | ACTIVE
N1500100H0559SE | H0102 | URINE ANALYSER H-100 | DIAGNOSTIC 2 | DIRUI MEDICAL INDONESIA, PT. | GN00008432 | PUSKESMAS PARUNG | BOGOR | JAWA BARAT | BOGOR | MAIN UNIT | CUSTOMER | - |  | 29 October 1900 |  | - |  | - |  | ACTIVE
N1500100H0561SE | H0102 | URINE ANALYSER H-100 | DIAGNOSTIC 2 | DIRUI MEDICAL INDONESIA, PT. | GN00000988 | DINAS KESEHATAN KAB/KOTA. BOGOR | BOGOR | JAWA BARAT | BOGOR | MAIN UNIT | CUSTOMER | - |  | 29 October 2015 |  | - |  | - |  | ACTIVE
N1500100H0563SE | H0102 | URINE ANALYSER H-100 | DIAGNOSTIC 2 | DIRUI MEDICAL INDONESIA, PT. | GN00000988 | DINAS KESEHATAN KAB/KOTA. BOGOR | BOGOR | JAWA BARAT | BOGOR | MAIN UNIT | CUSTOMER | - |  | 29 October 2015 |  | - |  | - |  | ACTIVE
N1500100H0564SE | H0102 | URINE ANALYSER H-100 | DIAGNOSTIC 2 | DIRUI MEDICAL INDONESIA, PT. | GN00009175 | PUSKESMAS CISEENG | BOGOR | JAWA BARAT | BOGOR | MAIN UNIT | CUSTOMER | - |  | 16 November 2015 |  | - |  | - |  | ACTIVE
N1500100H0566 | H0102 | URINE ANALYSER H-100 | DIAGNOSTIC 2 | DIRUI MEDICAL INDONESIA, PT. | GN00012007 | Puskesmas Cisarua | BOGOR | JAWA BARAT | BOGOR | MAIN UNIT | CUSTOMER | - |  | 29 October 2015 |  | - |  | - |  | ACTIVE
N1500100H0569SE | H0102 | URINE ANALYSER H-100 | DIAGNOSTIC 2 | DIRUI MEDICAL INDONESIA, PT. | GN00000988 | DINAS KESEHATAN KAB/KOTA. BOGOR | BOGOR | JAWA BARAT | BOGOR | MAIN UNIT | CUSTOMER | - |  | 29 October 2015 |  | - |  | - |  | ACTIVE
N1500100H0573 | H0102 | URINE ANALYSER H-100 | DIAGNOSTIC 2 | DIRUI MEDICAL INDONESIA, PT. | GN00000988 | DINAS KESEHATAN KAB/KOTA. BOGOR | BOGOR | JAWA BARAT | BOGOR | MAIN UNIT | CUSTOMER | - |  | 29 October 2015 |  | - |  | - |  | ACTIVE
N1500100H0577SE | H0102 | URINE ANALYSER H-100 | DIAGNOSTIC 2 | DIRUI MEDICAL INDONESIA, PT. | GN00000988 | DINAS KESEHATAN KAB/KOTA. BOGOR | BOGOR | JAWA BARAT | BOGOR | MAIN UNIT | CUSTOMER | - |  | 29 October 2015 |  | - |  | - |  | ACTIVE
N1500100H0578SE | H0102 | URINE ANALYSER H-100 | DIAGNOSTIC 2 | DIRUI MEDICAL INDONESIA, PT. | GN00000988 | DINAS KESEHATAN KAB/KOTA. BOGOR | BOGOR | JAWA BARAT | BOGOR | MAIN UNIT | CUSTOMER | - |  | 29 October 2015 |  | - |  | - |  | ACTIVE
N1500100H0580SE | H0102 | URINE ANALYSER H-100 | DIAGNOSTIC 2 | DIRUI MEDICAL INDONESIA, PT. | GN00000988 | DINAS KESEHATAN KAB/KOTA. BOGOR | BOGOR | JAWA BARAT | BOGOR | MAIN UNIT | CUSTOMER | - |  | 29 October 2015 |  | - |  | - |  | ACTIVE
N1500100H0634SE | H0102 | URINE ANALYSER H-100 | DIAGNOSTIC 2 | DIRUI MEDICAL INDONESIA, PT. | GN00002986 | RDC PUSAT - RAWAGELAM | PUSAT | DKI JAKARTA | JAKARTA TIMUR | MAIN UNIT | EMP | 16 October 2015 | TRIYONO - TSE AREA BARAT | 1 January 1900 |  | 16 October 2015 | TRIYONO - TSE AREA BARAT | - |  | ACTIVE
N1500100H0635SE | H0102 | URINE ANALYSER H-100 | DIAGNOSTIC 2 | DIRUI MEDICAL INDONESIA, PT. | GN00006567 | DINAS KESEHATAN KAB/ KOTA. SIBOLGA | PEMATANG SIANTAR | SUMATERA UTARA | SIBOLGA | MAIN UNIT | CUSTOMER | 5 November 2015 | ARBIANSYAH - TSE | 5 November 2015 |  | 5 November 2015 | ARBIANSYAH - TSE | - |  | ACTIVE
N1500100H0636SE | H0102 | URINE ANALYSER H-100 | DIAGNOSTIC 2 | DIRUI MEDICAL INDONESIA, PT. | GN00006567 | DINAS KESEHATAN KAB/ KOTA. SIBOLGA | PEMATANG SIANTAR | SUMATERA UTARA | SIBOLGA | MAIN UNIT | CUSTOMER | 5 November 2015 | ARBIANSYAH - TSE | 5 November 2015 |  | 5 November 2015 | ARBIANSYAH - TSE | - |  | ACTIVE
N1500100H0637SE | H0102 | URINE ANALYSER H-100 | DIAGNOSTIC 2 | DIRUI MEDICAL INDONESIA, PT. | GN00002986 | RDC PUSAT - RAWAGELAM | PUSAT | DKI JAKARTA | JAKARTA TIMUR | MAIN UNIT | EMP | 16 October 2015 | TRIYONO - TSE AREA BARAT | 1 January 1900 |  | 16 October 2015 | TRIYONO - TSE AREA BARAT | - |  | ACTIVE
N1500100H0638SE | H0102 | URINE ANALYSER H-100 | DIAGNOSTIC 2 | DIRUI MEDICAL INDONESIA, PT. | GN00002986 | RDC PUSAT - RAWAGELAM | PUSAT | DKI JAKARTA | JAKARTA TIMUR | MAIN UNIT | EMP | 16 October 2015 | TRIYONO - TSE AREA BARAT | 1 January 1900 |  | 16 October 2015 | TRIYONO - TSE AREA BARAT | - |  | ACTIVE
N1500100H0639SE | H0102 | URINE ANALYSER H-100 | DIAGNOSTIC 2 | DIRUI MEDICAL INDONESIA, PT. | GN00002986 | RDC PUSAT - RAWAGELAM | PUSAT | DKI JAKARTA | JAKARTA TIMUR | MAIN UNIT | EMP | 27 January 2016 | ANASTASIA OCTAVIN | 1 January 1900 |  | 27 January 2016 | ANASTASIA OCTAVIN | - |  | ACTIVE
N1500100H0640SE | H0102 | URINE ANALYSER H-100 | DIAGNOSTIC 2 | DIRUI MEDICAL INDONESIA, PT. | GN00003041 | DINAS KESEHATAN KAB/ KOTA. DELI SERDANG | MEDAN | SUMATERA UTARA | LUBUK PAKAM | MAIN UNIT | CUSTOMER | 10 December 2015 | ARBIANSYAH - TSE | 10 December 2015 |  | 10 December 2015 | ARBIANSYAH - TSE | - |  | ACTIVE
N1500100H0641SE | H0102 | URINE ANALYSER H-100 | DIAGNOSTIC 2 | DIRUI MEDICAL INDONESIA, PT. | GN00002253 | DINAS KESEHATAN LAMONGAN | SURABAYA-1 | JAWA TIMUR | LAMONGAN | MAIN UNIT | CUSTOMER | - |  | 14 December 2015 |  | - |  | - |  | ACTIVE
N1500100H0642SE | H0102 | URINE ANALYSER H-100 | DIAGNOSTIC 2 | DIRUI MEDICAL INDONESIA, PT. | GN00002986 | RDC PUSAT - RAWAGELAM | PUSAT | DKI JAKARTA | JAKARTA TIMUR | MAIN UNIT | EMP | 16 October 2015 | TRIYONO - TSE AREA BARAT | 1 January 1900 |  | 16 October 2015 | TRIYONO - TSE AREA BARAT | - |  | ACTIVE
N1500100H0643 | H0102 | URINE ANALYSER H-100 | DIAGNOSTIC 2 | DIRUI MEDICAL INDONESIA, PT. | GN00006567 | DINAS KESEHATAN KAB/ KOTA. SIBOLGA | PEMATANG SIANTAR | SUMATERA UTARA | SIBOLGA | MAIN UNIT | CUSTOMER | 5 November 2015 | ARBIANSYAH - TSE | 5 November 2015 |  | 5 November 2015 | ARBIANSYAH - TSE | - |  | ACTIVE
N1500100H0643SE | H0102 | URINE ANALYSER H-100 | DIAGNOSTIC 2 | DIRUI MEDICAL INDONESIA, PT. | GN00002986 | RDC PUSAT - RAWAGELAM | PUSAT | DKI JAKARTA | JAKARTA TIMUR | MAIN UNIT | EMP | 16 October 2015 | TRIYONO - TSE AREA BARAT | 1 January 1900 |  | 16 October 2015 | TRIYONO - TSE AREA BARAT | - |  | ACTIVE
N1500100H0644SE | H0102 | URINE ANALYSER H-100 | DIAGNOSTIC 2 | DIRUI MEDICAL INDONESIA, PT. | GN00002986 | RDC PUSAT - RAWAGELAM | PUSAT | DKI JAKARTA | JAKARTA TIMUR | MAIN UNIT | EMP | 16 October 2015 | TRIYONO - TSE AREA BARAT | 1 January 1900 |  | 16 October 2015 | TRIYONO - TSE AREA BARAT | - |  | ACTIVE
N1500100H0645SE | H0102 | URINE ANALYSER H-100 | DIAGNOSTIC 2 | DIRUI MEDICAL INDONESIA, PT. | GN00002986 | RDC PUSAT - RAWAGELAM | PUSAT | DKI JAKARTA | JAKARTA TIMUR | MAIN UNIT | EMP | 16 October 2015 | TRIYONO - TSE AREA BARAT | 1 January 1900 |  | 16 October 2015 | TRIYONO - TSE AREA BARAT | - |  | ACTIVE
N1500100H0646SE | H0102 | URINE ANALYSER H-100 | DIAGNOSTIC 2 | DIRUI MEDICAL INDONESIA, PT. | GN00002253 | DINAS KESEHATAN LAMONGAN | SURABAYA-1 | JAWA TIMUR | LAMONGAN | MAIN UNIT | CUSTOMER | - |  | 14 December 2015 |  | - |  | - |  | ACTIVE
N1500100H0647SE | H0102 | URINE ANALYSER H-100 | DIAGNOSTIC 2 | DIRUI MEDICAL INDONESIA, PT. | GN00008188 | DINAS KESEHATAN KAB/ KOTA. PADANG LAWAS | PEMATANG SIANTAR | SUMATERA UTARA | PEMATANG SIANTAR | MAIN UNIT | CUSTOMER | 14 January 2016 | ARBIANSYAH - TSE | 14 January 2016 |  | 14 January 2016 | ARBIANSYAH - TSE | - |  | ACTIVE
N1500100H0648SE | H0102 | URINE ANALYSER H-100 | DIAGNOSTIC 2 | DIRUI MEDICAL INDONESIA, PT. | GN00002253 | DINAS KESEHATAN LAMONGAN | SURABAYA-1 | JAWA TIMUR | LAMONGAN | MAIN UNIT | CUSTOMER | - |  | 14 December 2015 |  | - |  | - |  | ACTIVE
N1500100H0650SE | H0102 | URINE ANALYSER H-100 | DIAGNOSTIC 2 | DIRUI MEDICAL INDONESIA, PT. | GN00002253 | DINAS KESEHATAN LAMONGAN | SURABAYA-1 | JAWA TIMUR | LAMONGAN | MAIN UNIT | CUSTOMER | - |  | 14 December 2015 |  | - |  | - |  | ACTIVE
N1500100H0651SE | H0102 | URINE ANALYSER H-100 | DIAGNOSTIC 2 | DIRUI MEDICAL INDONESIA, PT. | GN00002253 | DINAS KESEHATAN LAMONGAN | SURABAYA-1 | JAWA TIMUR | LAMONGAN | MAIN UNIT | CUSTOMER | - |  | 14 December 2015 |  | - |  | - |  | ACTIVE
N1500100H0652SE | H0102 | URINE ANALYSER H-100 | DIAGNOSTIC 2 | DIRUI MEDICAL INDONESIA, PT. | GN00002986 | RDC PUSAT - RAWAGELAM | PUSAT | DKI JAKARTA | JAKARTA TIMUR | MAIN UNIT | EMP | 16 October 2015 | TRIYONO - TSE AREA BARAT | 1 January 1900 |  | 16 October 2015 | TRIYONO - TSE AREA BARAT | - |  | ACTIVE
N1500100H0653SE | H0102 | URINE ANALYSER H-100 | DIAGNOSTIC 2 | DIRUI MEDICAL INDONESIA, PT. | GN00002986 | RDC PUSAT - RAWAGELAM | PUSAT | DKI JAKARTA | JAKARTA TIMUR | MAIN UNIT | EMP | 16 October 2015 | TRIYONO - TSE AREA BARAT | 1 January 1900 |  | 16 October 2015 | TRIYONO - TSE AREA BARAT | - |  | ACTIVE
N1500100H0654SE | H0102 | URINE ANALYSER H-100 | DIAGNOSTIC 2 | DIRUI MEDICAL INDONESIA, PT. | GN00002986 | RDC PUSAT - RAWAGELAM | PUSAT | DKI JAKARTA | JAKARTA TIMUR | MAIN UNIT | EMP | 16 October 2015 | TRIYONO - TSE AREA BARAT | 1 January 1900 |  | 16 October 2015 | TRIYONO - TSE AREA BARAT | - |  | ACTIVE
N1500100H0655SE | H0102 | URINE ANALYSER H-100 | DIAGNOSTIC 2 | DIRUI MEDICAL INDONESIA, PT. | GN00002986 | RDC PUSAT - RAWAGELAM | PUSAT | DKI JAKARTA | JAKARTA TIMUR | MAIN UNIT | EMP | 16 October 2015 | TRIYONO - TSE AREA BARAT | 1 January 1900 |  | 16 October 2015 | TRIYONO - TSE AREA BARAT | - |  | ACTIVE
N1500100H0656SE | H0102 | URINE ANALYSER H-100 | DIAGNOSTIC 2 | DIRUI MEDICAL INDONESIA, PT. | GN00002986 | RDC PUSAT - RAWAGELAM | PUSAT | DKI JAKARTA | JAKARTA TIMUR | MAIN UNIT | EMP | 16 October 2015 | TRIYONO - TSE AREA BARAT | 1 January 1900 |  | 16 October 2015 | TRIYONO - TSE AREA BARAT | - |  | ACTIVE
N1500100H0657SE | H0102 | URINE ANALYSER H-100 | DIAGNOSTIC 2 | DIRUI MEDICAL INDONESIA, PT. | GN00002986 | RDC PUSAT - RAWAGELAM | PUSAT | DKI JAKARTA | JAKARTA TIMUR | MAIN UNIT | EMP | 16 October 2015 | TRIYONO - TSE AREA BARAT | 1 January 1900 |  | 16 October 2015 | TRIYONO - TSE AREA BARAT | - |  | ACTIVE
N1500100H0658SE | H0102 | URINE ANALYSER H-100 | DIAGNOSTIC 2 | DIRUI MEDICAL INDONESIA, PT. | GN00002986 | RDC PUSAT - RAWAGELAM | PUSAT | DKI JAKARTA | JAKARTA TIMUR | MAIN UNIT | EMP | 16 October 2015 | TRIYONO - TSE AREA BARAT | 1 January 1900 |  | 16 October 2015 | TRIYONO - TSE AREA BARAT | - |  | ACTIVE
N1500100H0660SE | H0102 | URINE ANALYSER H-100 | DIAGNOSTIC 2 | DIRUI MEDICAL INDONESIA, PT. | GN00002986 | RDC PUSAT - RAWAGELAM | PUSAT | DKI JAKARTA | JAKARTA TIMUR | MAIN UNIT | EMP | 16 October 2015 | TRIYONO - TSE AREA BARAT | 1 January 1900 |  | 16 October 2015 | TRIYONO - TSE AREA BARAT | - |  | ACTIVE
N1500100H0661SE | H0102 | URINE ANALYSER H-100 | DIAGNOSTIC 2 | DIRUI MEDICAL INDONESIA, PT. | GN00002986 | RDC PUSAT - RAWAGELAM | PUSAT | DKI JAKARTA | JAKARTA TIMUR | MAIN UNIT | EMP | 16 October 2015 | TRIYONO - TSE AREA BARAT | 1 January 1900 |  | 16 October 2015 | TRIYONO - TSE AREA BARAT | - |  | ACTIVE
N1500100H0663SE | H0102 | URINE ANALYSER H-100 | DIAGNOSTIC 2 | DIRUI MEDICAL INDONESIA, PT. | GN00002986 | RDC PUSAT - RAWAGELAM | PUSAT | DKI JAKARTA | JAKARTA TIMUR | MAIN UNIT | EMP | 16 October 2015 | TRIYONO - TSE AREA BARAT | 1 January 1900 |  | 16 October 2015 | TRIYONO - TSE AREA BARAT | - |  | ACTIVE
N1500100H0664SE | H0102 | URINE ANALYSER H-100 | DIAGNOSTIC 2 | DIRUI MEDICAL INDONESIA, PT. | GN00012078 | PUSKESMAS KUNJANG | KEDIRI | JAWA TIMUR | KEDIRI | MAIN UNIT | CUSTOMER | 16 October 2015 | SAHID DERMAWAN - SPV TSE BARAT | 1 January 1900 |  | 16 October 2015 | SAHID DERMAWAN - SPV TSE BARAT | - |  | ACTIVE
N1500100H0665SE | H0102 | URINE ANALYSER H-100 | DIAGNOSTIC 2 | DIRUI MEDICAL INDONESIA, PT. | GN00002986 | RDC PUSAT - RAWAGELAM | PUSAT | DKI JAKARTA | JAKARTA TIMUR | MAIN UNIT | EMP | 16 October 2015 | TRIYONO - TSE AREA BARAT | 1 January 1900 |  | 16 October 2015 | TRIYONO - TSE AREA BARAT | - |  | ACTIVE
N1500100H0666SE | H0102 | URINE ANALYSER H-100 | DIAGNOSTIC 2 | DIRUI MEDICAL INDONESIA, PT. | GN00002986 | RDC PUSAT - RAWAGELAM | PUSAT | DKI JAKARTA | JAKARTA TIMUR | MAIN UNIT | EMP | 16 October 2015 | TRIYONO - TSE AREA BARAT | 1 January 1900 |  | 16 October 2015 | TRIYONO - TSE AREA BARAT | - |  | ACTIVE
N1500100H0667SE | H0102 | URINE ANALYSER H-100 | DIAGNOSTIC 2 | DIRUI MEDICAL INDONESIA, PT. | GN00002986 | RDC PUSAT - RAWAGELAM | PUSAT | DKI JAKARTA | JAKARTA TIMUR | MAIN UNIT | EMP | 16 October 2015 | TRIYONO - TSE AREA BARAT | 1 January 1900 |  | 16 October 2015 | TRIYONO - TSE AREA BARAT | - |  | ACTIVE
N1500100H0668SE | H0102 | URINE ANALYSER H-100 | DIAGNOSTIC 2 | DIRUI MEDICAL INDONESIA, PT. | GN00002986 | RDC PUSAT - RAWAGELAM | PUSAT | DKI JAKARTA | JAKARTA TIMUR | MAIN UNIT | EMP | 16 October 2015 | TRIYONO - TSE AREA BARAT | 1 January 1900 |  | 16 October 2015 | TRIYONO - TSE AREA BARAT | - |  | ACTIVE
N1500100H0669SE | H0102 | URINE ANALYSER H-100 | DIAGNOSTIC 2 | DIRUI MEDICAL INDONESIA, PT. | GN00002986 | RDC PUSAT - RAWAGELAM | PUSAT | DKI JAKARTA | JAKARTA TIMUR | MAIN UNIT | EMP | 16 October 2015 | TRIYONO - TSE AREA BARAT | 1 January 1900 |  | 16 October 2015 | TRIYONO - TSE AREA BARAT | - |  | ACTIVE
N1500100H0670SE | H0102 | URINE ANALYSER H-100 | DIAGNOSTIC 2 | DIRUI MEDICAL INDONESIA, PT. | GN00002986 | RDC PUSAT - RAWAGELAM | PUSAT | DKI JAKARTA | JAKARTA TIMUR | MAIN UNIT | EMP | 16 October 2015 | TRIYONO - TSE AREA BARAT | 1 January 1900 |  | 16 October 2015 | TRIYONO - TSE AREA BARAT | - |  | ACTIVE
N1500100H0671SE | H0102 | URINE ANALYSER H-100 | DIAGNOSTIC 2 | DIRUI MEDICAL INDONESIA, PT. | GN00002986 | RDC PUSAT - RAWAGELAM | PUSAT | DKI JAKARTA | JAKARTA TIMUR | MAIN UNIT | EMP | 16 October 2015 | TRIYONO - TSE AREA BARAT | 1 January 1900 |  | 16 October 2015 | TRIYONO - TSE AREA BARAT | - |  | ACTIVE
N1500100H0672SE | H0102 | URINE ANALYSER H-100 | DIAGNOSTIC 2 | DIRUI MEDICAL INDONESIA, PT. | GN00002986 | RDC PUSAT - RAWAGELAM | PUSAT | DKI JAKARTA | JAKARTA TIMUR | MAIN UNIT | EMP | 16 October 2015 | TRIYONO - TSE AREA BARAT | 1 January 1900 |  | 16 October 2015 | TRIYONO - TSE AREA BARAT | - |  | ACTIVE
N1500100H0673SE | H0102 | URINE ANALYSER H-100 | DIAGNOSTIC 2 | DIRUI MEDICAL INDONESIA, PT. | GN00002986 | RDC PUSAT - RAWAGELAM | PUSAT | DKI JAKARTA | JAKARTA TIMUR | MAIN UNIT | EMP | 16 October 2015 | TRIYONO - TSE AREA BARAT | 1 January 1900 |  | 16 October 2015 | TRIYONO - TSE AREA BARAT | - |  | ACTIVE
N1500100H0674SE | H0102 | URINE ANALYSER H-100 | DIAGNOSTIC 2 | DIRUI MEDICAL INDONESIA, PT. | GN00002986 | RDC PUSAT - RAWAGELAM | PUSAT | DKI JAKARTA | JAKARTA TIMUR | MAIN UNIT | EMP | 16 October 2015 | TRIYONO - TSE AREA BARAT | 1 January 1900 |  | 16 October 2015 | TRIYONO - TSE AREA BARAT | - |  | ACTIVE
N1500100H0675SE | H0102 | URINE ANALYSER H-100 | DIAGNOSTIC 2 | DIRUI MEDICAL INDONESIA, PT. | GN00011598 | PUSKESMAS TAMALATE | MAKASSAR | SULAWESI SELATAN | MAKASSAR | MAIN UNIT | CUSTOMER | 16 October 2015 | ANDI ISMAIL - SPV TSE TIMUR | 1 January 1900 |  | 16 October 2015 | ANDI ISMAIL - SPV TSE TIMUR | - |  | ACTIVE
N1500100H0676SE | H0102 | URINE ANALYSER H-100 | DIAGNOSTIC 2 | DIRUI MEDICAL INDONESIA, PT. | GN00002986 | RDC PUSAT - RAWAGELAM | PUSAT | DKI JAKARTA | JAKARTA TIMUR | MAIN UNIT | EMP | 16 October 2015 | TRIYONO - TSE AREA BARAT | 1 January 1900 |  | 16 October 2015 | TRIYONO - TSE AREA BARAT | - |  | ACTIVE
N1500100H0677SE | H0102 | URINE ANALYSER H-100 | DIAGNOSTIC 2 | DIRUI MEDICAL INDONESIA, PT. | GN00002986 | RDC PUSAT - RAWAGELAM | PUSAT | DKI JAKARTA | JAKARTA TIMUR | MAIN UNIT | EMP | 16 October 2015 | TRIYONO - TSE AREA BARAT | 1 January 1900 |  | 16 October 2015 | TRIYONO - TSE AREA BARAT | - |  | ACTIVE
N1500100H0678SE | H0102 | URINE ANALYSER H-100 | DIAGNOSTIC 2 | DIRUI MEDICAL INDONESIA, PT. | GN00002986 | RDC PUSAT - RAWAGELAM | PUSAT | DKI JAKARTA | JAKARTA TIMUR | MAIN UNIT | EMP | 16 October 2015 | TRIYONO - TSE AREA BARAT | 1 January 1900 |  | 16 October 2015 | TRIYONO - TSE AREA BARAT | - |  | ACTIVE
N1500100H0679SE | H0102 | URINE ANALYSER H-100 | DIAGNOSTIC 2 | DIRUI MEDICAL INDONESIA, PT. | GN00002986 | RDC PUSAT - RAWAGELAM | PUSAT | DKI JAKARTA | JAKARTA TIMUR | MAIN UNIT | EMP | 16 October 2015 | TRIYONO - TSE AREA BARAT | 1 January 1900 |  | 16 October 2015 | TRIYONO - TSE AREA BARAT | - |  | ACTIVE
N1500100H0680SE | H0102 | URINE ANALYSER H-100 | DIAGNOSTIC 2 | DIRUI MEDICAL INDONESIA, PT. | GN00002986 | RDC PUSAT - RAWAGELAM | PUSAT | DKI JAKARTA | JAKARTA TIMUR | MAIN UNIT | EMP | 16 October 2015 | TRIYONO - TSE AREA BARAT | 1 January 1900 |  | 16 October 2015 | TRIYONO - TSE AREA BARAT | - |  | ACTIVE
N1500100H0681SE | H0102 | URINE ANALYSER H-100 | DIAGNOSTIC 2 | DIRUI MEDICAL INDONESIA, PT. | GN00002986 | RDC PUSAT - RAWAGELAM | PUSAT | DKI JAKARTA | JAKARTA TIMUR | MAIN UNIT | EMP | 16 October 2015 | TRIYONO - TSE AREA BARAT | 1 January 1900 |  | 16 October 2015 | TRIYONO - TSE AREA BARAT | - |  | ACTIVE
N1500100H0682SE | H0102 | URINE ANALYSER H-100 | DIAGNOSTIC 2 | DIRUI MEDICAL INDONESIA, PT. | GN00002986 | RDC PUSAT - RAWAGELAM | PUSAT | DKI JAKARTA | JAKARTA TIMUR | MAIN UNIT | EMP | 16 October 2015 | TRIYONO - TSE AREA BARAT | 1 January 1900 |  | 16 October 2015 | TRIYONO - TSE AREA BARAT | - |  | ACTIVE
N1500100H0683SE | H0102 | URINE ANALYSER H-100 | DIAGNOSTIC 2 | DIRUI MEDICAL INDONESIA, PT. | GN00000222 | RSUD SELASIH RIAU | PEKAN BARU | RIAU | PANGKALAN KERINCI | MAIN UNIT | CUSTOMER | 11 November 2015 | MULKAN | 11 November 2015 |  | 11 November 2015 | MULKAN | - |  | ACTIVE
N1500100H0684SE | H0102 | URINE ANALYSER H-100 | DIAGNOSTIC 2 | DIRUI MEDICAL INDONESIA, PT. | GN00002986 | RDC PUSAT - RAWAGELAM | PUSAT | DKI JAKARTA | JAKARTA TIMUR | MAIN UNIT | EMP | 16 October 2015 | TRIYONO - TSE AREA BARAT | 1 January 1900 |  | 16 October 2015 | TRIYONO - TSE AREA BARAT | - |  | ACTIVE
N1500100H0685SE | H0102 | URINE ANALYSER H-100 | DIAGNOSTIC 2 | DIRUI MEDICAL INDONESIA, PT. | GN00002986 | RDC PUSAT - RAWAGELAM | PUSAT | DKI JAKARTA | JAKARTA TIMUR | MAIN UNIT | EMP | 16 October 2015 | TRIYONO - TSE AREA BARAT | 1 January 1900 |  | 16 October 2015 | TRIYONO - TSE AREA BARAT | - |  | ACTIVE
N1500100H0686SE | H0102 | URINE ANALYSER H-100 | DIAGNOSTIC 2 | DIRUI MEDICAL INDONESIA, PT. | GN00002986 | RDC PUSAT - RAWAGELAM | PUSAT | DKI JAKARTA | JAKARTA TIMUR | MAIN UNIT | EMP | 16 October 2015 | TRIYONO - TSE AREA BARAT | 1 January 1900 |  | 16 October 2015 | TRIYONO - TSE AREA BARAT | - |  | ACTIVE
N1500100H0687SE | H0102 | URINE ANALYSER H-100 | DIAGNOSTIC 2 | DIRUI MEDICAL INDONESIA, PT. | GN00006682 | PMI BOYOLALI | SOLO | JAWA TENGAH | BOYOLALI | MAIN UNIT | CUSTOMER | 16 October 2015 | SAHID DERMAWAN - SPV TSE BARAT | 1 January 1900 |  | 16 October 2015 | SAHID DERMAWAN - SPV TSE BARAT | - |  | ACTIVE
N1500100H0688SE | H0102 | URINE ANALYSER H-100 | DIAGNOSTIC 2 | DIRUI MEDICAL INDONESIA, PT. | GN00002986 | RDC PUSAT - RAWAGELAM | PUSAT | DKI JAKARTA | JAKARTA TIMUR | MAIN UNIT | EMP | 16 October 2015 | TRIYONO - TSE AREA BARAT | 1 January 1900 |  | 16 October 2015 | TRIYONO - TSE AREA BARAT | - |  | ACTIVE
N1500100H0690SE | H0102 | URINE ANALYSER H-100 | DIAGNOSTIC 2 | DIRUI MEDICAL INDONESIA, PT. | GN00002986 | RDC PUSAT - RAWAGELAM | PUSAT | DKI JAKARTA | JAKARTA TIMUR | MAIN UNIT | EMP | 16 October 2015 | TRIYONO - TSE AREA BARAT | 1 January 1900 |  | 16 October 2015 | TRIYONO - TSE AREA BARAT | - |  | ACTIVE
N1500100H0691SE | H0102 | URINE ANALYSER H-100 | DIAGNOSTIC 2 | DIRUI MEDICAL INDONESIA, PT. | GN00002986 | RDC PUSAT - RAWAGELAM | PUSAT | DKI JAKARTA | JAKARTA TIMUR | MAIN UNIT | EMP | 16 October 2015 | TRIYONO - TSE AREA BARAT | 1 January 1900 |  | 16 October 2015 | TRIYONO - TSE AREA BARAT | - |  | ACTIVE
N1500100H0693SE | H0102 | URINE ANALYSER H-100 | DIAGNOSTIC 2 | DIRUI MEDICAL INDONESIA, PT. | GN00000409 | RSUD KABAN JAHE | MEDAN | SUMATERA UTARA | KABANJAHE | MAIN UNIT | CUSTOMER | - |  | 8 December 2015 |  | - |  | - |  | ACTIVE
N1500100H0726 | H0102 | URINE ANALYSER H-100 | DIAGNOSTIC 2 | DIRUI MEDICAL INDONESIA, PT. | GN00002253 | DINAS KESEHATAN LAMONGAN | SURABAYA-1 | JAWA TIMUR | LAMONGAN | MAIN UNIT | CUSTOMER | - |  | 14 December 2015 |  | - |  | - |  | ACTIVE
N1500100H0726SE | H0102 | URINE ANALYSER H-100 | DIAGNOSTIC 2 | DIRUI MEDICAL INDONESIA, PT. | GN00002253 | DINAS KESEHATAN LAMONGAN | SURABAYA-1 | JAWA TIMUR | LAMONGAN | MAIN UNIT | CUSTOMER | - |  | 14 December 2015 |  | - |  | - |  | ACTIVE
N1500100H0727SE | H0102 | URINE ANALYSER H-100 | DIAGNOSTIC 2 | DIRUI MEDICAL INDONESIA, PT. | GN00002986 | RDC PUSAT - RAWAGELAM | PUSAT | DKI JAKARTA | JAKARTA TIMUR | MAIN UNIT | EMP | 27 January 2016 | ANASTASIA OCTAVIN | 1 January 1900 |  | 27 January 2016 | ANASTASIA OCTAVIN | - |  | ACTIVE
N1500100H0728SE | H0102 | URINE ANALYSER H-100 | DIAGNOSTIC 2 | DIRUI MEDICAL INDONESIA, PT. | GN00008188 | DINAS KESEHATAN KAB/ KOTA. PADANG LAWAS | PEMATANG SIANTAR | SUMATERA UTARA | PEMATANG SIANTAR | MAIN UNIT | CUSTOMER | 14 January 2016 | ARBIANSYAH - TSE | 14 January 2016 |  | 14 January 2016 | ARBIANSYAH - TSE | - |  | ACTIVE
N1500100H0729SE | H0102 | URINE ANALYSER H-100 | DIAGNOSTIC 2 | DIRUI MEDICAL INDONESIA, PT. | GN00002253 | DINAS KESEHATAN LAMONGAN | SURABAYA-1 | JAWA TIMUR | LAMONGAN | MAIN UNIT | CUSTOMER | - |  | 14 December 2015 |  | - |  | - |  | ACTIVE
N1500100H0730SE | H0102 | URINE ANALYSER H-100 | DIAGNOSTIC 2 | DIRUI MEDICAL INDONESIA, PT. | GN00000614 | RSUD KAB SEKADAU | PONTIANAK | KALIMANTAN BARAT | PONTIANAK | MAIN UNIT | CUSTOMER | 4 January 2016 | GATOT SURYA ADIPUTRA - TSE | 4 December 2015 |  | 4 January 2016 | GATOT SURYA ADIPUTRA - TSE | - |  | ACTIVE
N1500100H0731SE | H0102 | URINE ANALYSER H-100 | DIAGNOSTIC 2 | DIRUI MEDICAL INDONESIA, PT. | GN00008188 | DINAS KESEHATAN KAB/ KOTA. PADANG LAWAS | PEMATANG SIANTAR | SUMATERA UTARA | PEMATANG SIANTAR | MAIN UNIT | CUSTOMER | 14 January 2016 | ARBIANSYAH - TSE | 14 January 2016 |  | 14 January 2016 | ARBIANSYAH - TSE | - |  | ACTIVE
N1500100H0733SE | H0102 | URINE ANALYSER H-100 | DIAGNOSTIC 2 | DIRUI MEDICAL INDONESIA, PT. | GN00003041 | DINAS KESEHATAN KAB/ KOTA. DELI SERDANG | MEDAN | SUMATERA UTARA | LUBUK PAKAM | MAIN UNIT | CUSTOMER | 10 December 2015 | ARBIANSYAH - TSE | 10 December 2015 |  | 10 December 2015 | ARBIANSYAH - TSE | - |  | ACTIVE
N1500100H0734SE | H0102 | URINE ANALYSER H-100 | DIAGNOSTIC 2 | DIRUI MEDICAL INDONESIA, PT. | GN00002253 | DINAS KESEHATAN LAMONGAN | SURABAYA-1 | JAWA TIMUR | LAMONGAN | MAIN UNIT | CUSTOMER | - |  | 14 December 2015 |  | - |  | - |  | ACTIVE
N1500100H0735SE | H0102 | URINE ANALYSER H-100 | DIAGNOSTIC 2 | DIRUI MEDICAL INDONESIA, PT. | GN00002253 | DINAS KESEHATAN LAMONGAN | SURABAYA-1 | JAWA TIMUR | LAMONGAN | MAIN UNIT | CUSTOMER | - |  | 14 December 2015 |  | - |  | - |  | ACTIVE
N1500100H0736SE | H0102 | URINE ANALYSER H-100 | DIAGNOSTIC 2 | DIRUI MEDICAL INDONESIA, PT. | GN00002253 | DINAS KESEHATAN LAMONGAN | SURABAYA-1 | JAWA TIMUR | LAMONGAN | MAIN UNIT | CUSTOMER | - |  | 14 December 2015 |  | - |  | - |  | ACTIVE
N1500100H0737SE | H0102 | URINE ANALYSER H-100 | DIAGNOSTIC 2 | DIRUI MEDICAL INDONESIA, PT. | GN00002253 | DINAS KESEHATAN LAMONGAN | SURABAYA-1 | JAWA TIMUR | LAMONGAN | MAIN UNIT | CUSTOMER | - |  | 14 December 2015 |  | - |  | - |  | ACTIVE
N1500100H0738SE | H0102 | URINE ANALYSER H-100 | DIAGNOSTIC 2 | DIRUI MEDICAL INDONESIA, PT. | GN00008188 | DINAS KESEHATAN KAB/ KOTA. PADANG LAWAS | PEMATANG SIANTAR | SUMATERA UTARA | PEMATANG SIANTAR | MAIN UNIT | CUSTOMER | 14 January 2016 | ARBIANSYAH - TSE | 14 January 2016 |  | 14 January 2016 | ARBIANSYAH - TSE | - |  | ACTIVE
N1500100H0739SE | H0102 | URINE ANALYSER H-100 | DIAGNOSTIC 2 | DIRUI MEDICAL INDONESIA, PT. | GN00002253 | DINAS KESEHATAN LAMONGAN | SURABAYA-1 | JAWA TIMUR | LAMONGAN | MAIN UNIT | CUSTOMER | - |  | 14 December 2015 |  | - |  | - |  | ACTIVE
N1500100H073SE | H0102 | URINE ANALYSER H-100 | DIAGNOSTIC 2 | DIRUI MEDICAL INDONESIA, PT. | GN00008188 | DINAS KESEHATAN KAB/ KOTA. PADANG LAWAS | PEMATANG SIANTAR | SUMATERA UTARA | PEMATANG SIANTAR | MAIN UNIT | CUSTOMER | 14 January 2016 | ARBIANSYAH - TSE | 14 January 2016 |  | 14 January 2016 | ARBIANSYAH - TSE | - |  | ACTIVE
N1500100H0740SE | H0102 | URINE ANALYSER H-100 | DIAGNOSTIC 2 | DIRUI MEDICAL INDONESIA, PT. | GN00002253 | DINAS KESEHATAN LAMONGAN | SURABAYA-1 | JAWA TIMUR | LAMONGAN | MAIN UNIT | CUSTOMER | - |  | 14 December 2015 |  | - |  | - |  | ACTIVE
N1500100H0741SE | H0102 | URINE ANALYSER H-100 | DIAGNOSTIC 2 | DIRUI MEDICAL INDONESIA, PT. | GN00002253 | DINAS KESEHATAN LAMONGAN | SURABAYA-1 | JAWA TIMUR | LAMONGAN | MAIN UNIT | CUSTOMER | - |  | 14 December 2015 |  | - |  | - |  | ACTIVE
N1500100H0742SE | H0102 | URINE ANALYSER H-100 | DIAGNOSTIC 2 | DIRUI MEDICAL INDONESIA, PT. | GN00008188 | DINAS KESEHATAN KAB/ KOTA. PADANG LAWAS | PEMATANG SIANTAR | SUMATERA UTARA | PEMATANG SIANTAR | MAIN UNIT | CUSTOMER | 14 January 2016 | ARBIANSYAH - TSE | 14 January 2016 |  | 14 January 2016 | ARBIANSYAH - TSE | - |  | ACTIVE
N1500100H0743SE | H0102 | URINE ANALYSER H-100 | DIAGNOSTIC 2 | DIRUI MEDICAL INDONESIA, PT. | GN00001225 | DINAS KESEHATAN KAB/ KOTA BOJONEGORO | SURABAYA-1 | JAWA TIMUR | BOJONEGORO | MAIN UNIT | CUSTOMER | - |  | 12 January 2016 |  | - |  | - |  | ACTIVE
N1500100H0744SE | H0102 | URINE ANALYSER H-100 | DIAGNOSTIC 2 | DIRUI MEDICAL INDONESIA, PT. | GN00002986 | RDC PUSAT - RAWAGELAM | PUSAT | DKI JAKARTA | JAKARTA TIMUR | MAIN UNIT | EMP | 27 January 2016 | ANASTASIA OCTAVIN | 1 January 1900 |  | 27 January 2016 | ANASTASIA OCTAVIN | - |  | ACTIVE
N1500100H0745SE | H0102 | URINE ANALYSER H-100 | DIAGNOSTIC 2 | DIRUI MEDICAL INDONESIA, PT. | GN00003041 | DINAS KESEHATAN KAB/ KOTA. DELI SERDANG | MEDAN | SUMATERA UTARA | LUBUK PAKAM | MAIN UNIT | CUSTOMER | 10 December 2015 | ARBIANSYAH - TSE | 10 December 2015 |  | 10 December 2015 | ARBIANSYAH - TSE | - |  | ACTIVE
N1500100H0746SE | H0102 | URINE ANALYSER H-100 | DIAGNOSTIC 2 | DIRUI MEDICAL INDONESIA, PT. | GN00002253 | DINAS KESEHATAN LAMONGAN | SURABAYA-1 | JAWA TIMUR | LAMONGAN | MAIN UNIT | CUSTOMER | - |  | 14 December 2015 |  | - |  | - |  | ACTIVE
N1500100H0823SE | H0102 | URINE ANALYSER H-100 | DIAGNOSTIC 2 | DIRUI MEDICAL INDONESIA, PT. | GN00008674 | PUSKESMAS PEKAYON JAYA | BEKASI | JAWA BARAT | BEKASI | MAIN UNIT | CUSTOMER | 4 May 2018 | TRIYONO - TSE AREA BARAT | 16 March 2016 |  | 4 May 2018 | TRIYONO - TSE AREA BARAT | - |  | ACTIVE
N1500100H0889SE | H0102 | URINE ANALYSER H-100 | DIAGNOSTIC 2 | DIRUI MEDICAL INDONESIA, PT. | GN00005849 | DINAS KESEHATAN KAB/ KOTA. NIAS | PEMATANG SIANTAR | SUMATERA UTARA | NIAS | MAIN UNIT | CUSTOMER | 19 December 2015 | ARBIANSYAH - TSE | 19 December 2015 |  | 19 December 2015 | ARBIANSYAH - TSE | - |  | ACTIVE
N1500100H0895SE | H0102 | URINE ANALYSER H-100 | DIAGNOSTIC 2 | DIRUI MEDICAL INDONESIA, PT. | GN00007468 | DINAS KESEHATAN KAB/KOTA. SUMENEP | SURABAYA-2 | JAWA TIMUR | SUMENEP | MAIN UNIT | CUSTOMER | 4 August 2016 | NGATARI | 3 August 2016 |  | 4 August 2016 | NGATARI | - |  | ACTIVE
N1500100H0899SE | H0102 | URINE ANALYSER H-100 | DIAGNOSTIC 2 | DIRUI MEDICAL INDONESIA, PT. | GN00005849 | DINAS KESEHATAN KAB/ KOTA. NIAS | PEMATANG SIANTAR | SUMATERA UTARA | NIAS | MAIN UNIT | CUSTOMER | 19 December 2015 | ARBIANSYAH - TSE | 19 December 2015 |  | 19 December 2015 | ARBIANSYAH - TSE | - |  | ACTIVE
N1500100H0900SE | H0102 | URINE ANALYSER H-100 | DIAGNOSTIC 2 | DIRUI MEDICAL INDONESIA, PT. | GN17040042 | Puskesmas Tambakrejo | SURABAYA-1 | JAWA TIMUR | SURABAYA | MAIN UNIT | CUSTOMER | - |  | 12 January 2015 |  | - |  | - |  | ACTIVE
N1500100H0901SE | H0102 | URINE ANALYSER H-100 | DIAGNOSTIC 2 | DIRUI MEDICAL INDONESIA, PT. | GN00001857 | DINAS KESEHATAN KOTA MADIUN | KEDIRI | JAWA TIMUR | MADIUN | MAIN UNIT | CUSTOMER | 29 December 2015 | ZENZEN | 28 December 2015 |  | 29 December 2015 | ZENZEN | - |  | ACTIVE
N1500100H0902SE | H0102 | URINE ANALYSER H-100 | DIAGNOSTIC 2 | DIRUI MEDICAL INDONESIA, PT. | GN00011330 | PUSKESMAS AJIBARANG I | PURWOKERTO | JAWA TENGAH | UNKNOWN | MAIN UNIT | CUSTOMER | - |  | 21 December 2015 |  | - |  | - |  | ACTIVE
N1500100H0903SE | H0102 | URINE ANALYSER H-100 | DIAGNOSTIC 2 | DIRUI MEDICAL INDONESIA, PT. | GN00005849 | DINAS KESEHATAN KAB/ KOTA. NIAS | PEMATANG SIANTAR | SUMATERA UTARA | NIAS | MAIN UNIT | CUSTOMER | 19 December 2015 | ARBIANSYAH - TSE | 19 December 2015 |  | 19 December 2015 | ARBIANSYAH - TSE | - |  | ACTIVE
N1500100H0904SE | H0102 | URINE ANALYSER H-100 | DIAGNOSTIC 2 | DIRUI MEDICAL INDONESIA, PT. | GN00001857 | DINAS KESEHATAN KOTA MADIUN | KEDIRI | JAWA TIMUR | MADIUN | MAIN UNIT | CUSTOMER | 29 December 2015 | ZENZEN | 28 December 2015 |  | 29 December 2015 | ZENZEN | - |  | ACTIVE
N1500100H0905SE | H0102 | URINE ANALYSER H-100 | DIAGNOSTIC 2 | DIRUI MEDICAL INDONESIA, PT. | GN00001857 | DINAS KESEHATAN KOTA MADIUN | KEDIRI | JAWA TIMUR | MADIUN | MAIN UNIT | CUSTOMER | 29 December 2015 | ZENZEN | 28 December 2015 |  | 29 December 2015 | ZENZEN | - |  | ACTIVE
N1500100H0906SE | H0102 | URINE ANALYSER H-100 | DIAGNOSTIC 2 | DIRUI MEDICAL INDONESIA, PT. | GN00001857 | DINAS KESEHATAN KOTA MADIUN | KEDIRI | JAWA TIMUR | MADIUN | MAIN UNIT | CUSTOMER | 29 December 2015 | ZENZEN | 28 December 2015 |  | 29 December 2015 | ZENZEN | - |  | ACTIVE
N1500100H0907SE | H0102 | URINE ANALYSER H-100 | DIAGNOSTIC 2 | DIRUI MEDICAL INDONESIA, PT. | GN00005849 | DINAS KESEHATAN KAB/ KOTA. NIAS | PEMATANG SIANTAR | SUMATERA UTARA | NIAS | MAIN UNIT | CUSTOMER | 19 December 2015 | ARBIANSYAH - TSE | 19 December 2015 |  | 19 December 2015 | ARBIANSYAH - TSE | - |  | ACTIVE
N1500100H0908SE | H0102 | URINE ANALYSER H-100 | DIAGNOSTIC 2 | DIRUI MEDICAL INDONESIA, PT. | GN00005849 | DINAS KESEHATAN KAB/ KOTA. NIAS | PEMATANG SIANTAR | SUMATERA UTARA | NIAS | MAIN UNIT | CUSTOMER | 19 December 2015 | ARBIANSYAH - TSE | 19 December 2015 |  | 19 December 2015 | ARBIANSYAH - TSE | - |  | ACTIVE
N1500100H0909SE | H0102 | URINE ANALYSER H-100 | DIAGNOSTIC 2 | DIRUI MEDICAL INDONESIA, PT. | GN00001857 | DINAS KESEHATAN KOTA MADIUN | KEDIRI | JAWA TIMUR | MADIUN | MAIN UNIT | CUSTOMER | 29 December 2015 | ZENZEN | 28 December 2015 |  | 29 December 2015 | ZENZEN | - |  | ACTIVE
N1500100H0911SE | H0102 | URINE ANALYSER H-100 | DIAGNOSTIC 2 | DIRUI MEDICAL INDONESIA, PT. | GN00001857 | DINAS KESEHATAN KOTA MADIUN | KEDIRI | JAWA TIMUR | MADIUN | MAIN UNIT | CUSTOMER | 29 December 2015 | ZENZEN | 28 December 2015 |  | 29 December 2015 | ZENZEN | - |  | ACTIVE
N1500100H0912SE | H0102 | URINE ANALYSER H-100 | DIAGNOSTIC 2 | DIRUI MEDICAL INDONESIA, PT. | GN00005849 | DINAS KESEHATAN KAB/ KOTA. NIAS | PEMATANG SIANTAR | SUMATERA UTARA | NIAS | MAIN UNIT | CUSTOMER | 19 December 2015 | ARBIANSYAH - TSE | 19 December 2015 |  | 19 December 2015 | ARBIANSYAH - TSE | - |  | ACTIVE
N1500100H0913SE | H0102 | URINE ANALYSER H-100 | DIAGNOSTIC 2 | DIRUI MEDICAL INDONESIA, PT. | GN00005849 | DINAS KESEHATAN KAB/ KOTA. NIAS | PEMATANG SIANTAR | SUMATERA UTARA | NIAS | MAIN UNIT | CUSTOMER | 19 December 2015 | ARBIANSYAH - TSE | 19 December 2015 |  | 19 December 2015 | ARBIANSYAH - TSE | - |  | ACTIVE
N1500100H0915SE | H0102 | URINE ANALYSER H-100 | DIAGNOSTIC 2 | DIRUI MEDICAL INDONESIA, PT. | GN00005849 | DINAS KESEHATAN KAB/ KOTA. NIAS | PEMATANG SIANTAR | SUMATERA UTARA | NIAS | MAIN UNIT | CUSTOMER | 19 December 2015 | ARBIANSYAH - TSE | 19 December 2015 |  | 19 December 2015 | ARBIANSYAH - TSE | - |  | ACTIVE
N1500100H0916SE | H0102 | URINE ANALYSER H-100 | DIAGNOSTIC 2 | DIRUI MEDICAL INDONESIA, PT. | GN00005849 | DINAS KESEHATAN KAB/ KOTA. NIAS | PEMATANG SIANTAR | SUMATERA UTARA | NIAS | MAIN UNIT | CUSTOMER | 19 December 2015 | ARBIANSYAH - TSE | 19 December 2015 |  | 19 December 2015 | ARBIANSYAH - TSE | - |  | ACTIVE
N1500100H0919SE | H0102 | URINE ANALYSER H-100 | DIAGNOSTIC 2 | DIRUI MEDICAL INDONESIA, PT. | GN00007468 | DINAS KESEHATAN KAB/KOTA. SUMENEP | SURABAYA-2 | JAWA TIMUR | SUMENEP | MAIN UNIT | CUSTOMER | 4 August 2016 | NGATARI | 3 August 2016 |  | 4 August 2016 | NGATARI | - |  | ACTIVE
N1500100H0921SE | H0102 | URINE ANALYSER H-100 | DIAGNOSTIC 2 | DIRUI MEDICAL INDONESIA, PT. | GN00008683 | PUSKESMAS JATI BENING | BEKASI | JAWA BARAT | BEKASI | MAIN UNIT | CUSTOMER | 11 May 2016 | GATOT SURYA ADIPUTRA - TSE | 2 May 2016 |  | 11 May 2016 | GATOT SURYA ADIPUTRA - TSE | - |  | ACTIVE
N1500100H0922SE | H0102 | URINE ANALYSER H-100 | DIAGNOSTIC 2 | DIRUI MEDICAL INDONESIA, PT. | GN00008682 | PUSKESMAS JATI MAKMUR | BEKASI | JAWA BARAT | BEKASI | MAIN UNIT | CUSTOMER | 29 June 2016 | GATOT SURYA ADIPUTRA - TSE | 26 April 2016 |  | 29 June 2016 | GATOT SURYA ADIPUTRA - TSE | - |  | ACTIVE
N1500100H0924SE | H0102 | URINE ANALYSER H-100 | DIAGNOSTIC 2 | DIRUI MEDICAL INDONESIA, PT. | GN00008676 | PUSKESMAS BOJONG RAWA LUMBU | BEKASI | JAWA BARAT | BEKASI | MAIN UNIT | CUSTOMER | 15 April 2016 | GATOT SURYA ADIPUTRA - TSE | 14 April 2016 |  | 15 April 2016 | GATOT SURYA ADIPUTRA - TSE | - |  | ACTIVE
N1500100H0925SE | H0102 | URINE ANALYSER H-100 | DIAGNOSTIC 2 | DIRUI MEDICAL INDONESIA, PT. | GN00001960 | PUSKESMAS PEJUANG | BEKASI | JAWA BARAT | BEKASI | MAIN UNIT | CUSTOMER | - |  | 14 October 2016 |  | - |  | - |  | ACTIVE
N1500100H0926SE | H0102 | URINE ANALYSER H-100 | DIAGNOSTIC 2 | DIRUI MEDICAL INDONESIA, PT. | GN00008685 | PUSKESMAS JATI ASIH | BEKASI | JAWA BARAT | BEKASI | MAIN UNIT | CUSTOMER | 21 April 2016 | GATOT SURYA ADIPUTRA - TSE | 21 April 2016 |  | 21 April 2016 | GATOT SURYA ADIPUTRA - TSE | - |  | ACTIVE
N1500100H0927SE | H0102 | URINE ANALYSER H-100 | DIAGNOSTIC 2 | DIRUI MEDICAL INDONESIA, PT. | GN00008681 | PUSKESMAS JATI WARNA | BEKASI | JAWA BARAT | BEKASI | MAIN UNIT | CUSTOMER | 13 April 2016 | GATOT SURYA ADIPUTRA - TSE | 27 April 2016 |  | 13 April 2016 | GATOT SURYA ADIPUTRA - TSE | - |  | ACTIVE
N1500100H0928SE | H0102 | URINE ANALYSER H-100 | DIAGNOSTIC 2 | DIRUI MEDICAL INDONESIA, PT. | GN00008677 | PUSKESMAS PENGASINAN | BEKASI | JAWA BARAT | BEKASI | MAIN UNIT | CUSTOMER | 21 April 2016 | GATOT SURYA ADIPUTRA - TSE | - |  | 21 April 2016 | GATOT SURYA ADIPUTRA - TSE | - |  | ACTIVE
N1500100H0929SE | H0102 | URINE ANALYSER H-100 | DIAGNOSTIC 2 | DIRUI MEDICAL INDONESIA, PT. | GN00007468 | DINAS KESEHATAN KAB/KOTA. SUMENEP | SURABAYA-2 | JAWA TIMUR | SUMENEP | MAIN UNIT | CUSTOMER | 4 August 2016 | NGATARI | 3 August 2016 |  | 4 August 2016 | NGATARI | - |  | ACTIVE
N1500100H0931SE | H0102 | URINE ANALYSER H-100 | DIAGNOSTIC 2 | DIRUI MEDICAL INDONESIA, PT. | GN00008679 | PUSKESMAS PONDOK GEDE | BEKASI | JAWA BARAT | BEKASI | MAIN UNIT | CUSTOMER | 2 May 2016 | GATOT SURYA ADIPUTRA - TSE | 2 May 2016 |  | 2 May 2016 | GATOT SURYA ADIPUTRA - TSE | - |  | ACTIVE
N1500100H0932SE | H0102 | URINE ANALYSER H-100 | DIAGNOSTIC 2 | DIRUI MEDICAL INDONESIA, PT. | GN00007468 | DINAS KESEHATAN KAB/KOTA. SUMENEP | SURABAYA-2 | JAWA TIMUR | SUMENEP | MAIN UNIT | CUSTOMER | 4 August 2016 | NGATARI | 3 August 2016 |  | 4 August 2016 | NGATARI | - |  | ACTIVE
N1500100H0933SE | H0102 | URINE ANALYSER H-100 | DIAGNOSTIC 2 | DIRUI MEDICAL INDONESIA, PT. | GN00008686 | PUSKESMAS JATI LUHUR | BEKASI | JAWA BARAT | BEKASI | MAIN UNIT | CUSTOMER | 17 May 2016 | GATOT SURYA ADIPUTRA - TSE | 23 May 2016 |  | 17 May 2016 | GATOT SURYA ADIPUTRA - TSE | - |  | ACTIVE
N1500100H0934SE | H0102 | URINE ANALYSER H-100 | DIAGNOSTIC 2 | DIRUI MEDICAL INDONESIA, PT. | GN00007468 | DINAS KESEHATAN KAB/KOTA. SUMENEP | SURABAYA-2 | JAWA TIMUR | SUMENEP | MAIN UNIT | CUSTOMER | 4 August 2016 | NGATARI | 3 August 2016 |  | 4 August 2016 | NGATARI | - |  | ACTIVE
N1500100H0936SE | H0102 | URINE ANALYSER H-100 | DIAGNOSTIC 2 | DIRUI MEDICAL INDONESIA, PT. | GN00008678 | PUSKESMAS AREN JAYA | BEKASI | JAWA BARAT | BEKASI | MAIN UNIT | CUSTOMER | 13 April 2016 | GATOT SURYA ADIPUTRA - TSE | 26 April 2016 |  | 13 April 2016 | GATOT SURYA ADIPUTRA - TSE | - |  | ACTIVE
N1500100H0938SE | H0102 | URINE ANALYSER H-100 | DIAGNOSTIC 2 | DIRUI MEDICAL INDONESIA, PT. | GN00008672 | PUSKESMAS KOTABARU | BEKASI | JAWA BARAT | BEKASI | MAIN UNIT | CUSTOMER | 12 April 2016 | GATOT SURYA ADIPUTRA - TSE | 26 April 2016 |  | 12 April 2016 | GATOT SURYA ADIPUTRA - TSE | - |  | ACTIVE
N1500100H0953SE | H0102 | URINE ANALYSER H-100 | DIAGNOSTIC 2 | DIRUI MEDICAL INDONESIA, PT. | GN00007468 | DINAS KESEHATAN KAB/KOTA. SUMENEP | SURABAYA-2 | JAWA TIMUR | SUMENEP | MAIN UNIT | CUSTOMER | 4 August 2016 | NGATARI | 3 August 2016 |  | 4 August 2016 | NGATARI | - |  | ACTIVE
N1500100H09555SE | H0102 | URINE ANALYSER H-100 | DIAGNOSTIC 2 | DIRUI MEDICAL INDONESIA, PT. | GN00008688 | PUSKESMAS MUSTIKA JAYA | BEKASI | JAWA BARAT | BEKASI | MAIN UNIT | CUSTOMER | 13 April 2016 | GATOT SURYA ADIPUTRA - TSE | 26 April 2016 |  | 13 April 2016 | GATOT SURYA ADIPUTRA - TSE | - |  | ACTIVE
N1500100H0956SE | H0102 | URINE ANALYSER H-100 | DIAGNOSTIC 2 | DIRUI MEDICAL INDONESIA, PT. | GN00008675 | PUSKESMAS KARANG KITRI | BEKASI | JAWA BARAT | BEKASI | MAIN UNIT | CUSTOMER | 26 April 2016 | GATOT SURYA ADIPUTRA - TSE | 26 April 2016 |  | 26 April 2016 | GATOT SURYA ADIPUTRA - TSE | - |  | ACTIVE
N1500100H0958SE | H0102 | URINE ANALYSER H-100 | DIAGNOSTIC 2 | DIRUI MEDICAL INDONESIA, PT. | GN00008687 | PUSKESMAS BANTAR GEBANG | BEKASI | JAWA BARAT | BEKASI | MAIN UNIT | CUSTOMER | 13 April 2016 | GATOT SURYA ADIPUTRA - TSE | 26 April 2016 |  | 13 April 2016 | GATOT SURYA ADIPUTRA - TSE | - |  | ACTIVE
N1500100H0959SE | H0102 | URINE ANALYSER H-100 | DIAGNOSTIC 2 | DIRUI MEDICAL INDONESIA, PT. | GN00007468 | DINAS KESEHATAN KAB/KOTA. SUMENEP | SURABAYA-2 | JAWA TIMUR | SUMENEP | MAIN UNIT | CUSTOMER | 4 August 2016 | NGATARI | 3 August 2016 |  | 4 August 2016 | NGATARI | - |  | ACTIVE
N1500100H0960SE | H0102 | URINE ANALYSER H-100 | DIAGNOSTIC 2 | DIRUI MEDICAL INDONESIA, PT. | GN00007468 | DINAS KESEHATAN KAB/KOTA. SUMENEP | SURABAYA-2 | JAWA TIMUR | SUMENEP | MAIN UNIT | CUSTOMER | 4 August 2016 | NGATARI | 3 August 2016 |  | 4 August 2016 | NGATARI | - |  | ACTIVE
N1500100H0961SE | H0102 | URINE ANALYSER H-100 | DIAGNOSTIC 2 | DIRUI MEDICAL INDONESIA, PT. | GN00007468 | DINAS KESEHATAN KAB/KOTA. SUMENEP | SURABAYA-2 | JAWA TIMUR | SUMENEP | MAIN UNIT | CUSTOMER | 4 August 2016 | NGATARI | 3 August 2016 |  | 4 August 2016 | NGATARI | - |  | ACTIVE
N1500100H0963SE | H0102 | URINE ANALYSER H-100 | DIAGNOSTIC 2 | DIRUI MEDICAL INDONESIA, PT. | GN00000159 | RS JIWA JAMBI | JAMBI | JAMBI | JAMBI | MAIN UNIT | CUSTOMER | 28 April 2016 | INDRA BUDI GUNAWAN | 28 April 2016 |  | 28 April 2016 | INDRA BUDI GUNAWAN | - |  | ACTIVE
N1500100H0964SE | H0102 | URINE ANALYSER H-100 | DIAGNOSTIC 2 | DIRUI MEDICAL INDONESIA, PT. | GN00007468 | DINAS KESEHATAN KAB/KOTA. SUMENEP | SURABAYA-2 | JAWA TIMUR | SUMENEP | MAIN UNIT | CUSTOMER | 4 August 2016 | NGATARI | 3 August 2016 |  | 4 August 2016 | NGATARI | - |  | ACTIVE
N1500100H0969SE | H0102 | URINE ANALYSER H-100 | DIAGNOSTIC 2 | DIRUI MEDICAL INDONESIA, PT. | GN00007468 | DINAS KESEHATAN KAB/KOTA. SUMENEP | SURABAYA-2 | JAWA TIMUR | SUMENEP | MAIN UNIT | CUSTOMER | 4 August 2016 | NGATARI | 3 August 2016 |  | 4 August 2016 | NGATARI | - |  | ACTIVE
N1500100H0970SE | H0102 | URINE ANALYSER H-100 | DIAGNOSTIC 2 | DIRUI MEDICAL INDONESIA, PT. | GN00008188 | DINAS KESEHATAN KAB/ KOTA. PADANG LAWAS | PEMATANG SIANTAR | SUMATERA UTARA | PEMATANG SIANTAR | MAIN UNIT | CUSTOMER | - |  | 25 May 2016 |  | - |  | - |  | ACTIVE
N1500100H0988SE | H0102 | URINE ANALYSER H-100 | DIAGNOSTIC 2 | DIRUI MEDICAL INDONESIA, PT. | GN00008673 | PUSKESMAS RAWA TEMBAGA | BEKASI | JAWA BARAT | BEKASI | MAIN UNIT | CUSTOMER | 25 April 2016 | GATOT SURYA ADIPUTRA - TSE | 25 April 2016 |  | 25 April 2016 | GATOT SURYA ADIPUTRA - TSE | - |  | ACTIVE
N1500100H0989SE | H0102 | URINE ANALYSER H-100 | DIAGNOSTIC 2 | DIRUI MEDICAL INDONESIA, PT. | GN00007468 | DINAS KESEHATAN KAB/KOTA. SUMENEP | SURABAYA-2 | JAWA TIMUR | SUMENEP | MAIN UNIT | CUSTOMER | 4 August 2016 | NGATARI | 3 August 2016 |  | 4 August 2016 | NGATARI | - |  | ACTIVE
N1500100H0990SE | H0102 | URINE ANALYSER H-100 | DIAGNOSTIC 2 | DIRUI MEDICAL INDONESIA, PT. | GN00008680 | PUSKESMAS JATI RAHAYU | BEKASI | JAWA BARAT | BEKASI | MAIN UNIT | CUSTOMER | 2 May 2016 | GATOT SURYA ADIPUTRA - TSE | 2 May 2016 |  | 2 May 2016 | GATOT SURYA ADIPUTRA - TSE | - |  | ACTIVE
N1500100H0991se | H0102 | URINE ANALYSER H-100 | DIAGNOSTIC 2 | DIRUI MEDICAL INDONESIA, PT. | GN00008188 | DINAS KESEHATAN KAB/ KOTA. PADANG LAWAS | PEMATANG SIANTAR | SUMATERA UTARA | PEMATANG SIANTAR | MAIN UNIT | CUSTOMER | - |  | 25 May 2016 |  | - |  | - |  | ACTIVE
N1500100H0992SE | H0102 | URINE ANALYSER H-100 | DIAGNOSTIC 2 | DIRUI MEDICAL INDONESIA, PT. | GN00008670 | PUSKESMAS SEROJA | BEKASI | JAWA BARAT | BEKASI | MAIN UNIT | CUSTOMER | 27 April 2016 | GATOT SURYA ADIPUTRA - TSE | 27 April 2016 |  | 27 April 2016 | GATOT SURYA ADIPUTRA - TSE | - |  | ACTIVE
N1500100H0994SE | H0102 | URINE ANALYSER H-100 | DIAGNOSTIC 2 | DIRUI MEDICAL INDONESIA, PT. | GN00008188 | DINAS KESEHATAN KAB/ KOTA. PADANG LAWAS | PEMATANG SIANTAR | SUMATERA UTARA | PEMATANG SIANTAR | MAIN UNIT | CUSTOMER | - |  | 25 May 2016 |  | - |  | - |  | ACTIVE
N1500100H0995SE | H0102 | URINE ANALYSER H-100 | DIAGNOSTIC 2 | DIRUI MEDICAL INDONESIA, PT. | GN00008188 | DINAS KESEHATAN KAB/ KOTA. PADANG LAWAS | PEMATANG SIANTAR | SUMATERA UTARA | PEMATANG SIANTAR | MAIN UNIT | CUSTOMER | - |  | 25 May 2016 |  | - |  | - |  | ACTIVE
N1500100H0996SE | H0102 | URINE ANALYSER H-100 | DIAGNOSTIC 2 | DIRUI MEDICAL INDONESIA, PT. | GN00007468 | DINAS KESEHATAN KAB/KOTA. SUMENEP | SURABAYA-2 | JAWA TIMUR | SUMENEP | MAIN UNIT | CUSTOMER | 4 August 2016 | NGATARI | 3 August 2016 |  | 4 August 2016 | NGATARI | - |  | ACTIVE
N1500100H0997SE | H0102 | URINE ANALYSER H-100 | DIAGNOSTIC 2 | DIRUI MEDICAL INDONESIA, PT. | GN00001965 | PUSKESMAS TELUK PUCUNG | BEKASI | JAWA BARAT | BEKASI | MAIN UNIT | CUSTOMER | 21 April 2016 | GATOT SURYA ADIPUTRA - TSE | 21 April 2016 |  | 21 April 2016 | GATOT SURYA ADIPUTRA - TSE | - |  | ACTIVE
N1500100H1000SE | H0102 | URINE ANALYSER H-100 | DIAGNOSTIC 2 | DIRUI MEDICAL INDONESIA, PT. | GN00007468 | DINAS KESEHATAN KAB/KOTA. SUMENEP | SURABAYA-2 | JAWA TIMUR | SUMENEP | MAIN UNIT | CUSTOMER | 4 August 2016 | NGATARI | 3 August 2016 |  | 4 August 2016 | NGATARI | - |  | ACTIVE
N1500100H1001SE | H0102 | URINE ANALYSER H-100 | DIAGNOSTIC 2 | DIRUI MEDICAL INDONESIA, PT. | GN00001853 | DINAS KESEHATAN KAB. KEDIRI | KEDIRI | JAWA TIMUR | KEDIRI | MAIN UNIT | CUSTOMER | - |  | 29 July 2016 |  | - |  | - |  | ACTIVE
N1500100H1084SE | H0102 | URINE ANALYSER H-100 | DIAGNOSTIC 2 | DIRUI MEDICAL INDONESIA, PT. | GN00008188 | DINAS KESEHATAN KAB/ KOTA. PADANG LAWAS | PEMATANG SIANTAR | SUMATERA UTARA | PEMATANG SIANTAR | MAIN UNIT | CUSTOMER | - |  | 25 May 2016 |  | - |  | - |  | ACTIVE
N1500100H1088SE | H0102 | URINE ANALYSER H-100 | DIAGNOSTIC 2 | DIRUI MEDICAL INDONESIA, PT. | GN00008188 | DINAS KESEHATAN KAB/ KOTA. PADANG LAWAS | PEMATANG SIANTAR | SUMATERA UTARA | PEMATANG SIANTAR | MAIN UNIT | CUSTOMER | - |  | 25 May 2016 |  | - |  | - |  | ACTIVE
N150010H0644SE | H0102 | URINE ANALYSER H-100 | DIAGNOSTIC 2 | DIRUI MEDICAL INDONESIA, PT. | GN00002986 | RDC PUSAT - RAWAGELAM | PUSAT | DKI JAKARTA | JAKARTA TIMUR | MAIN UNIT | EMP | 16 October 2015 | TRIYONO - TSE AREA BARAT | 1 January 1900 |  | 16 October 2015 | TRIYONO - TSE AREA BARAT | - |  | ACTIVE
N1500800H0073SE | H0312 | URINE ANALYSER H-800 COMPLETE | DIAGNOSTIC 2 | DIRUI MEDICAL INDONESIA, PT. | GN00009047 | RSUD KOTA TIDORE | MANADO | SULAWESI UTARA | MANADO | MAIN UNIT | CUSTOMER | 28 October 2015 | HARI UDI RAHARJO - TSE | 26 October 2015 |  | 28 October 2015 | HARI UDI RAHARJO - TSE | - |  | ACTIVE
N1500800H0073SZ | H0312 | URINE ANALYSER H-800 COMPLETE | DIAGNOSTIC 2 | DIRUI MEDICAL INDONESIA, PT. | GN00002986 | RDC PUSAT - RAWAGELAM | PUSAT | DKI JAKARTA | JAKARTA TIMUR | MAIN UNIT | EMP | - |  | 1 January 1900 |  | - |  | - |  | ACTIVE
N1500800H0079SZ | H0312 | URINE ANALYSER H-800 COMPLETE | DIAGNOSTIC 2 | DIRUI MEDICAL INDONESIA, PT. | GN00010470 | RSUD DR.PP.MAGRETTI SAUMLAKI | MAKASSAR | SULAWESI SELATAN | MAKASSAR | MAIN UNIT | CUSTOMER | - |  | 24 May 2021 | PHILIP LAKRISNA - TSE | - |  | 24 May 2021 | PHILIP LAKRISNA - TSE | ACTIVE
N1500800H0127SZ | H0301 | URINE ANALYZER H-800 BASIC | DIAGNOSTIC 2 | DIRUI MEDICAL INDONESIA, PT. | GN00009171 | RSUD.KAB.KONAWE UTARA | MAKASSAR | SULAWESI SELATAN | KONAWE UTARA | MAIN UNIT | CUSTOMER | 22 June 2016 | WISPI SIAGARI - TSE | 22 June 2016 |  | 22 June 2016 | WISPI SIAGARI - TSE | - |  | ACTIVE
N1500800H0174SE | H0301 | URINE ANALYZER H-800 BASIC | DIAGNOSTIC 2 | DIRUI MEDICAL INDONESIA, PT. | GN00001774 | BALAI BESAR LABORATORIUM KESEHATAN (BBLK) BANDUNG | BANDUNG | JAWA BARAT | BANDUNG | MAIN UNIT | CUSTOMER | 13 June 2016 | SUKMA WIJAYA - TSE | 13 June 2016 |  | 13 June 2016 | SUKMA WIJAYA - TSE | - |  | ACTIVE
N1500800H0189SE | H0301 | URINE ANALYZER H-800 BASIC | DIAGNOSTIC 2 | DIRUI MEDICAL INDONESIA, PT. | GN00000875 | RSUD MAMUJU - PROV SULAWESI BARAT | MAKASSAR | SULAWESI BARAT | MAMUJU | MAIN UNIT | CUSTOMER | - |  | 1 December 2015 |  | - |  | - |  | ACTIVE
N1500800H0203SE | H0301 | URINE ANALYZER H-800 BASIC | DIAGNOSTIC 2 | DIRUI MEDICAL INDONESIA, PT. | GN00002986 | RDC PUSAT - RAWAGELAM | PUSAT | DKI JAKARTA | JAKARTA TIMUR | MAIN UNIT | EMP | 16 October 2015 | TRIYONO - TSE AREA BARAT | 1 January 1900 |  | 16 October 2015 | TRIYONO - TSE AREA BARAT | - |  | ACTIVE
N1500800H0427SE | H0301 | URINE ANALYZER H-800 BASIC | DIAGNOSTIC 2 | DIRUI MEDICAL INDONESIA, PT. | GN00002986 | RDC PUSAT - RAWAGELAM | PUSAT | DKI JAKARTA | JAKARTA TIMUR | MAIN UNIT | EMP | 16 October 2015 | TRIYONO - TSE AREA BARAT | 1 January 1900 |  | 16 October 2015 | TRIYONO - TSE AREA BARAT | - |  | ACTIVE
N1600100FUS0049 | H0601 | URINE SEDIMENT ANALYSER FUS-100 | DIAGNOSTIC 2 | DIRUI MEDICAL INDONESIA, PT. | GN00002164 | RSU DR WAHIDIN S HUSODO | SURABAYA-1 | JAWA TIMUR | MOJOKERTO | MAIN UNIT | EMP | 28 March 2019 | LUSNANDO - MSS | 22 October 2020 | RIDWAN - TSE | 28 March 2019 | LUSNANDO - MSS | 14 July 2022 | FARIDA ADELINA | ACTIVE
N1600100FUS0050 | H0601 | URINE SEDIMENT ANALYSER FUS-100 | DIAGNOSTIC 2 | DIRUI MEDICAL INDONESIA, PT. | GN00000099 | RSUD M YUNUS | BENGKULU | BENGKULU | BENGKULU | MAIN UNIT | CUSTOMER | - |  | 12 April 2019 |  | - |  | - |  | ACTIVE
N1600100H0065SE | H0102 | URINE ANALYSER H-100 | DIAGNOSTIC 2 | DIRUI MEDICAL INDONESIA, PT. | GN00002986 | RDC PUSAT - RAWAGELAM | PUSAT | DKI JAKARTA | JAKARTA TIMUR | MAIN UNIT | EMP | 27 January 2017 | HARI UDI RAHARJO - TSE | 1 January 1900 |  | 27 January 2017 | HARI UDI RAHARJO - TSE | - |  | ACTIVE
N1600100H0221SE | H0102 | URINE ANALYSER H-100 | DIAGNOSTIC 2 | DIRUI MEDICAL INDONESIA, PT. | GN00006958 | DINAS KESEHATAN KAB/ KOTA. PALEMBANG | PALEMBANG | SUMATERA SELATAN | PALEMBANG | MAIN UNIT | CUSTOMER | - |  | 5 August 2016 |  | - |  | - |  | ACTIVE
N1600100H0223SE | H0102 | URINE ANALYSER H-100 | DIAGNOSTIC 2 | DIRUI MEDICAL INDONESIA, PT. | GN00001853 | DINAS KESEHATAN KAB. KEDIRI | KEDIRI | JAWA TIMUR | KEDIRI | MAIN UNIT | CUSTOMER | - |  | 10 August 2016 |  | - |  | - |  | ACTIVE
N1600100H0224SE | H0102 | URINE ANALYSER H-100 | DIAGNOSTIC 2 | DIRUI MEDICAL INDONESIA, PT. | GN00006958 | DINAS KESEHATAN KAB/ KOTA. PALEMBANG | PALEMBANG | SUMATERA SELATAN | PALEMBANG | MAIN UNIT | CUSTOMER | - |  | 5 August 2016 |  | - |  | - |  | ACTIVE
N1600100H0225SE | H0102 | URINE ANALYSER H-100 | DIAGNOSTIC 2 | DIRUI MEDICAL INDONESIA, PT. | GN00011263 | RS GIGI & MULUT UNIVERSITAS JENDERAL SOEDIRMAN | PURWOKERTO | JAWA TENGAH | PURWOKERTO | MAIN UNIT | CUSTOMER | - |  | 15 August 2016 |  | - |  | - |  | ACTIVE
N1600100H0249SE | H0102 | URINE ANALYSER H-100 | DIAGNOSTIC 2 | DIRUI MEDICAL INDONESIA, PT. | GN00000731 | DINAS KESEHATAN KAB/ KOTA. BONTANG | SAMARINDA | KALIMANTAN TIMUR | SAMARINDA | MAIN UNIT | CUSTOMER | 7 September 2016 | TEGAR PANDU - TSE | 31 August 2016 |  | 7 September 2016 | TEGAR PANDU - TSE | - |  | ACTIVE
N1600100H0250SE | H0102 | URINE ANALYSER H-100 | DIAGNOSTIC 2 | DIRUI MEDICAL INDONESIA, PT. | GN00000731 | DINAS KESEHATAN KAB/ KOTA. BONTANG | SAMARINDA | KALIMANTAN TIMUR | SAMARINDA | MAIN UNIT | CUSTOMER | 1 February 2018 | TRIYONO - TSE AREA BARAT | 31 August 2016 |  | 1 February 2018 | TRIYONO - TSE AREA BARAT | - |  | ACTIVE
N1600100H0252SE | H0102 | URINE ANALYSER H-100 | DIAGNOSTIC 2 | DIRUI MEDICAL INDONESIA, PT. | GN00000731 | DINAS KESEHATAN KAB/ KOTA. BONTANG | SAMARINDA | KALIMANTAN TIMUR | SAMARINDA | MAIN UNIT | CUSTOMER | 7 September 2016 | TEGAR PANDU - TSE | 31 August 2016 |  | 7 September 2016 | TEGAR PANDU - TSE | - |  | ACTIVE
N1600100H0253SE | H0102 | URINE ANALYSER H-100 | DIAGNOSTIC 2 | DIRUI MEDICAL INDONESIA, PT. | GN00000731 | DINAS KESEHATAN KAB/ KOTA. BONTANG | SAMARINDA | KALIMANTAN TIMUR | SAMARINDA | MAIN UNIT | CUSTOMER | 7 September 2016 | TEGAR PANDU - TSE | 31 August 2016 |  | 7 September 2016 | TEGAR PANDU - TSE | - |  | ACTIVE
N1600100H0294SE | H0102 | URINE ANALYSER H-100 | DIAGNOSTIC 2 | DIRUI MEDICAL INDONESIA, PT. | GN00005849 | DINAS KESEHATAN KAB/ KOTA. NIAS | PEMATANG SIANTAR | SUMATERA UTARA | NIAS | MAIN UNIT | CUSTOMER | 15 November 2016 | SATRIA KUSUMA - TSE | 24 October 2016 |  | 15 November 2016 | SATRIA KUSUMA - TSE | - |  | ACTIVE
N1600100H0295SE | H0102 | URINE ANALYSER H-100 | DIAGNOSTIC 2 | DIRUI MEDICAL INDONESIA, PT. | GN00007538 | PT. ENSEVAL MEDIKA PRIMA - KEDIRI | KEDIRI | JAWA TIMUR | KEDIRI | MAIN UNIT | CUSTOMER | - |  | 28 October 2016 |  | - |  | - |  | ACTIVE
N1600100H0297SE | H0102 | URINE ANALYSER H-100 | DIAGNOSTIC 2 | DIRUI MEDICAL INDONESIA, PT. | GN00011966 | PUSKESMAS GROGOL,KAB.KEDIRI | KEDIRI | JAWA TIMUR | KEDIRI | MAIN UNIT | CUSTOMER | - |  | 21 October 2016 |  | - |  | - |  | ACTIVE
N1600100H0298SE | H0102 | URINE ANALYSER H-100 | DIAGNOSTIC 2 | DIRUI MEDICAL INDONESIA, PT. | GN00008859 | RSUD. PASIRIAN | JEMBER | JAWA TIMUR | JEMBER | MAIN UNIT | CUSTOMER | 5 December 2016 | GANDHI YANRANGGA | 16 November 2016 |  | 5 December 2016 | GANDHI YANRANGGA | - |  | ACTIVE
N1600100H0299SE | H0102 | URINE ANALYSER H-100 | DIAGNOSTIC 2 | DIRUI MEDICAL INDONESIA, PT. | GN00007538 | PT. ENSEVAL MEDIKA PRIMA - KEDIRI | KEDIRI | JAWA TIMUR | KEDIRI | MAIN UNIT | CUSTOMER | - |  | 27 October 2016 |  | - |  | - |  | ACTIVE
N1600100H0339SE | H0102 | URINE ANALYSER H-100 | DIAGNOSTIC 2 | DIRUI MEDICAL INDONESIA, PT. | GN00002986 | RDC PUSAT - RAWAGELAM | PUSAT | DKI JAKARTA | JAKARTA TIMUR | MAIN UNIT | EMP | 10 August 2016 | SURYADI | 8 August 2016 |  | 10 August 2016 | SURYADI | - |  | ACTIVE
N1600100H0488SE | H0102 | URINE ANALYSER H-100 | DIAGNOSTIC 2 | DIRUI MEDICAL INDONESIA, PT. | GN00001751 | LAB CITO TEGAL | TEGAL | JAWA TENGAH | TEGAL | MAIN UNIT | EMP | 14 November 2016 | MUNADI - TSE | 14 November 2016 |  | 14 November 2016 | MUNADI - TSE | - |  | ACTIVE
N1600100H0489SE | H0102 | URINE ANALYSER H-100 | DIAGNOSTIC 2 | DIRUI MEDICAL INDONESIA, PT. | GN00011967 | Puskesmas Sumberjo,Kab Kediri | KEDIRI | JAWA TIMUR | KEDIRI | MAIN UNIT | CUSTOMER | - |  | 21 October 2016 |  | - |  | - |  | ACTIVE
N1600100H0490SE | H0102 | URINE ANALYSER H-100 | DIAGNOSTIC 2 | DIRUI MEDICAL INDONESIA, PT. | GN00002986 | RDC PUSAT - RAWAGELAM | PUSAT | DKI JAKARTA | JAKARTA TIMUR | MAIN UNIT | EMP | 10 August 2016 | SURYADI | 8 August 2016 |  | 10 August 2016 | SURYADI | - |  | ACTIVE
N1600100H0491SE | H0102 | URINE ANALYSER H-100 | DIAGNOSTIC 2 | DIRUI MEDICAL INDONESIA, PT. | GN00002986 | RDC PUSAT - RAWAGELAM | PUSAT | DKI JAKARTA | JAKARTA TIMUR | MAIN UNIT | EMP | 10 August 2016 | SURYADI | 8 August 2016 |  | 10 August 2016 | SURYADI | - |  | ACTIVE
N1600100H0492SE | H0102 | URINE ANALYSER H-100 | DIAGNOSTIC 2 | DIRUI MEDICAL INDONESIA, PT. | GN00011996 | Puskesmas Ngasem | KEDIRI | JAWA TIMUR | KEDIRI | MAIN UNIT | CUSTOMER | - |  | 24 November 2016 |  | - |  | - |  | ACTIVE
N1600100H0493SE | H0102 | URINE ANALYSER H-100 | DIAGNOSTIC 2 | DIRUI MEDICAL INDONESIA, PT. | GN00009084 | RSU CUT MUTIA LHOKSEUMAWE | LHOKSEUMAWE | ACEH | LHOKSEUMAWE | MAIN UNIT | CUSTOMER | 15 December 2016 | ARBIANSYAH - TSE | 15 December 2016 |  | 15 December 2016 | ARBIANSYAH - TSE | - |  | ACTIVE
N1600100H0494SE | H0102 | URINE ANALYSER H-100 | DIAGNOSTIC 2 | DIRUI MEDICAL INDONESIA, PT. | GN00002986 | RDC PUSAT - RAWAGELAM | PUSAT | DKI JAKARTA | JAKARTA TIMUR | MAIN UNIT | EMP | 10 August 2016 | SURYADI | 8 August 2016 |  | 10 August 2016 | SURYADI | - |  | ACTIVE
N1600100H0495SE | H0102 | URINE ANALYSER H-100 | DIAGNOSTIC 2 | DIRUI MEDICAL INDONESIA, PT. | GN00000836 | RSUD TENRIAWARU, BONE | MAKASSAR | SULAWESI SELATAN | BONE | MAIN UNIT | CUSTOMER | 10 August 2016 | SAHID DERMAWAN - SPV TSE BARAT | 8 August 2016 |  | 10 August 2016 | SAHID DERMAWAN - SPV TSE BARAT | - |  | ACTIVE
N1600100H0496SE | H0102 | URINE ANALYSER H-100 | DIAGNOSTIC 2 | DIRUI MEDICAL INDONESIA, PT. | GN00001866 | DINAS KESEHATAN KAB/KOTA. TULUNGAGUNG | KEDIRI | JAWA TIMUR | TULUNGAGUNG | MAIN UNIT | CUSTOMER | - |  | 14 December 2016 |  | - |  | - |  | ACTIVE
N1600100H0497SE | H0102 | URINE ANALYSER H-100 | DIAGNOSTIC 2 | DIRUI MEDICAL INDONESIA, PT. | GN00012041 | PUSKESMAS BESUKI | KEDIRI | JAWA TIMUR | KEDIRI | MAIN UNIT | CUSTOMER | - |  | 14 December 2016 |  | - |  | - |  | ACTIVE
N1600100H0500SE | H0102 | URINE ANALYSER H-100 | DIAGNOSTIC 2 | DIRUI MEDICAL INDONESIA, PT. | GN00011997 | Puskesmas Bangsongan | KEDIRI | JAWA TIMUR | KEDIRI | MAIN UNIT | CUSTOMER | - |  | 23 November 2016 |  | - |  | - |  | ACTIVE
N1600100H0501SE | H0102 | URINE ANALYSER H-100 | DIAGNOSTIC 2 | DIRUI MEDICAL INDONESIA, PT. | GN00002986 | RDC PUSAT - RAWAGELAM | PUSAT | DKI JAKARTA | JAKARTA TIMUR | MAIN UNIT | EMP | 10 August 2016 | SURYADI | 8 August 2016 |  | 10 August 2016 | SURYADI | - |  | ACTIVE
N1600100H0502SE | H0102 | URINE ANALYSER H-100 | DIAGNOSTIC 2 | DIRUI MEDICAL INDONESIA, PT. | GN00008015 | DINAS KESEHATAN KAB/ KOTA JOMBANG | SURABAYA-2 | JAWA TIMUR | JOMBANG | MAIN UNIT | CUSTOMER | 10 August 2016 | ANDI ISMAIL - SPV TSE TIMUR | 6 January 2017 |  | 10 August 2016 | ANDI ISMAIL - SPV TSE TIMUR | - |  | ACTIVE
N1600100H0504SE | H0102 | URINE ANALYSER H-100 | DIAGNOSTIC 2 | DIRUI MEDICAL INDONESIA, PT. | GN00002986 | RDC PUSAT - RAWAGELAM | PUSAT | DKI JAKARTA | JAKARTA TIMUR | MAIN UNIT | EMP | 10 August 2016 | SURYADI | 8 August 2016 |  | 10 August 2016 | SURYADI | - |  | ACTIVE
N1600100H0505SE | H0102 | URINE ANALYSER H-100 | DIAGNOSTIC 2 | DIRUI MEDICAL INDONESIA, PT. | GN00002986 | RDC PUSAT - RAWAGELAM | PUSAT | DKI JAKARTA | JAKARTA TIMUR | MAIN UNIT | EMP | 10 August 2016 | SURYADI | 8 August 2016 |  | 10 August 2016 | SURYADI | - |  | ACTIVE
N1600100H0506SE | H0102 | URINE ANALYSER H-100 | DIAGNOSTIC 2 | DIRUI MEDICAL INDONESIA, PT. | GN17090004 | PUSKESMAS TEMIANG | JAMBI | JAMBI | JAMBI | MAIN UNIT | CUSTOMER | 26 September 2017 |  | 26 September 2017 |  | 26 September 2017 |  | - |  | ACTIVE
N1600100H0507SE | H0102 | URINE ANALYSER H-100 | DIAGNOSTIC 2 | DIRUI MEDICAL INDONESIA, PT. | GN00002986 | RDC PUSAT - RAWAGELAM | PUSAT | DKI JAKARTA | JAKARTA TIMUR | MAIN UNIT | EMP | 10 August 2016 | SURYADI | 8 August 2016 |  | 10 August 2016 | SURYADI | - |  | ACTIVE
N1600100H0508SE | H0102 | URINE ANALYSER H-100 | DIAGNOSTIC 2 | DIRUI MEDICAL INDONESIA, PT. | GN00002986 | RDC PUSAT - RAWAGELAM | PUSAT | DKI JAKARTA | JAKARTA TIMUR | MAIN UNIT | EMP | 10 August 2016 | SURYADI | 8 August 2016 |  | 10 August 2016 | SURYADI | - |  | ACTIVE
N1600100H0509SE | H0102 | URINE ANALYSER H-100 | DIAGNOSTIC 2 | DIRUI MEDICAL INDONESIA, PT. | GN17090005 | PUSKESMAS RIMBO BUJANG II | JAMBI | JAMBI | JAMBI | MAIN UNIT | CUSTOMER | 26 September 2017 |  | 26 September 2017 |  | 26 September 2017 |  | - |  | ACTIVE
N1600100H0510SE | H0102 | URINE ANALYSER H-100 | DIAGNOSTIC 2 | DIRUI MEDICAL INDONESIA, PT. | GN00002279 | DINAS KESEHATAN TUBAN | SURABAYA-1 | JAWA TIMUR | TUBAN | MAIN UNIT | CUSTOMER | - |  | 23 December 2016 |  | - |  | - |  | ACTIVE
N1600100H0511SE | H0102 | URINE ANALYSER H-100 | DIAGNOSTIC 2 | DIRUI MEDICAL INDONESIA, PT. | GN00002986 | RDC PUSAT - RAWAGELAM | PUSAT | DKI JAKARTA | JAKARTA TIMUR | MAIN UNIT | EMP | 10 August 2016 | SURYADI | 8 August 2016 |  | 10 August 2016 | SURYADI | - |  | ACTIVE
N1600100H0512SE | H0102 | URINE ANALYSER H-100 | DIAGNOSTIC 2 | DIRUI MEDICAL INDONESIA, PT. | GN00002986 | RDC PUSAT - RAWAGELAM | PUSAT | DKI JAKARTA | JAKARTA TIMUR | MAIN UNIT | EMP | 10 August 2016 | SURYADI | 8 August 2016 |  | 10 August 2016 | SURYADI | - |  | ACTIVE
N1600100H0513SE | H0102 | URINE ANALYSER H-100 | DIAGNOSTIC 2 | DIRUI MEDICAL INDONESIA, PT. | GN00000578 | LAB CITO (PEKALONGAN) | TEGAL | JAWA TENGAH | PEKALONGAN | MAIN UNIT | EMP | 18 April 2018 | TRIYONO - TSE AREA BARAT | 1 January 2018 |  | 18 April 2018 | TRIYONO - TSE AREA BARAT | - |  | ACTIVE
N1600100H0514SE | H0102 | URINE ANALYSER H-100 | DIAGNOSTIC 2 | DIRUI MEDICAL INDONESIA, PT. | GN00002986 | RDC PUSAT - RAWAGELAM | PUSAT | DKI JAKARTA | JAKARTA TIMUR | MAIN UNIT | EMP | 10 August 2016 | SURYADI | 8 August 2016 |  | 10 August 2016 | SURYADI | - |  | ACTIVE
N1600100H0515SE | H0102 | URINE ANALYSER H-100 | DIAGNOSTIC 2 | DIRUI MEDICAL INDONESIA, PT. | GN00002986 | RDC PUSAT - RAWAGELAM | PUSAT | DKI JAKARTA | JAKARTA TIMUR | MAIN UNIT | EMP | 10 August 2016 | SURYADI | 8 August 2016 |  | 10 August 2016 | SURYADI | - |  | ACTIVE
N1600100H0516SE | H0102 | URINE ANALYSER H-100 | DIAGNOSTIC 2 | DIRUI MEDICAL INDONESIA, PT. | GN00001878 | LAB CITO MAGELANG | YOGYAKARTA | YOGYAKARTA | YOGYAKARTA | MAIN UNIT | EMP | - |  | 7 November 2016 |  | - |  | - |  | ACTIVE
N1600100H0517SE | H0102 | URINE ANALYSER H-100 | DIAGNOSTIC 2 | DIRUI MEDICAL INDONESIA, PT. | GN00002986 | RDC PUSAT - RAWAGELAM | PUSAT | DKI JAKARTA | JAKARTA TIMUR | MAIN UNIT | EMP | 10 August 2016 | SURYADI | 8 August 2016 |  | 10 August 2016 | SURYADI | - |  | ACTIVE
N1600100H0518SE | H0102 | URINE ANALYSER H-100 | DIAGNOSTIC 2 | DIRUI MEDICAL INDONESIA, PT. | GN00002986 | RDC PUSAT - RAWAGELAM | PUSAT | DKI JAKARTA | JAKARTA TIMUR | MAIN UNIT | EMP | 10 August 2016 | SURYADI | 8 August 2016 |  | 10 August 2016 | SURYADI | - |  | ACTIVE
N1600100H0519SE | H0102 | URINE ANALYSER H-100 | DIAGNOSTIC 2 | DIRUI MEDICAL INDONESIA, PT. | GN00002986 | RDC PUSAT - RAWAGELAM | PUSAT | DKI JAKARTA | JAKARTA TIMUR | MAIN UNIT | EMP | 10 August 2016 | SURYADI | 8 August 2016 |  | 10 August 2016 | SURYADI | - |  | ACTIVE
N1600100H0520SE | H0102 | URINE ANALYSER H-100 | DIAGNOSTIC 2 | DIRUI MEDICAL INDONESIA, PT. | GN00002986 | RDC PUSAT - RAWAGELAM | PUSAT | DKI JAKARTA | JAKARTA TIMUR | MAIN UNIT | EMP | 10 August 2016 | SURYADI | 8 August 2016 |  | 10 August 2016 | SURYADI | - |  | ACTIVE
N1600100H0521SE | H0102 | URINE ANALYSER H-100 | DIAGNOSTIC 2 | DIRUI MEDICAL INDONESIA, PT. | GN00002986 | RDC PUSAT - RAWAGELAM | PUSAT | DKI JAKARTA | JAKARTA TIMUR | MAIN UNIT | EMP | 10 August 2016 | SURYADI | 8 August 2016 |  | 10 August 2016 | SURYADI | - |  | ACTIVE
N1600100H0536SE | H0102 | URINE ANALYSER H-100 | DIAGNOSTIC 2 | DIRUI MEDICAL INDONESIA, PT. | GN00002986 | RDC PUSAT - RAWAGELAM | PUSAT | DKI JAKARTA | JAKARTA TIMUR | MAIN UNIT | EMP | 10 August 2016 | SURYADI | 8 August 2016 |  | 10 August 2016 | SURYADI | - |  | ACTIVE
N1600100H0537SE | H0102 | URINE ANALYSER H-100 | DIAGNOSTIC 2 | DIRUI MEDICAL INDONESIA, PT. | GN00007330 | DINAS KESEHATAN KAB/KOTA. BANJAR | BANJARMASIN | KALIMANTAN SELATAN | BANJARMASIN | MAIN UNIT | CUSTOMER | 2 December 2016 | TEGAR PANDU - TSE | 1 December 2016 |  | 2 December 2016 | TEGAR PANDU - TSE | - |  | ACTIVE
N1600100H0539SE | H0102 | URINE ANALYSER H-100 | DIAGNOSTIC 2 | DIRUI MEDICAL INDONESIA, PT. | GN00002986 | RDC PUSAT - RAWAGELAM | PUSAT | DKI JAKARTA | JAKARTA TIMUR | MAIN UNIT | EMP | 10 August 2016 | SURYADI | 8 August 2016 |  | 10 August 2016 | SURYADI | - |  | ACTIVE
N1600100H0540SE | H0102 | URINE ANALYSER H-100 | DIAGNOSTIC 2 | DIRUI MEDICAL INDONESIA, PT. | GN00007330 | DINAS KESEHATAN KAB/KOTA. BANJAR | BANJARMASIN | KALIMANTAN SELATAN | BANJARMASIN | MAIN UNIT | CUSTOMER | 2 December 2016 | TEGAR PANDU - TSE | 1 December 2016 |  | 2 December 2016 | TEGAR PANDU - TSE | - |  | ACTIVE
N1600100H0541SE | H0102 | URINE ANALYSER H-100 | DIAGNOSTIC 2 | DIRUI MEDICAL INDONESIA, PT. | GN00002986 | RDC PUSAT - RAWAGELAM | PUSAT | DKI JAKARTA | JAKARTA TIMUR | MAIN UNIT | EMP | 10 August 2016 | SURYADI | 8 August 2016 |  | 10 August 2016 | SURYADI | - |  | ACTIVE
N1600100H0542SE | H0102 | URINE ANALYSER H-100 | DIAGNOSTIC 2 | DIRUI MEDICAL INDONESIA, PT. | GN00002986 | RDC PUSAT - RAWAGELAM | PUSAT | DKI JAKARTA | JAKARTA TIMUR | MAIN UNIT | EMP | 10 August 2016 | SURYADI | 8 August 2016 |  | 10 August 2016 | SURYADI | - |  | ACTIVE
N1600100H0543SE | H0102 | URINE ANALYSER H-100 | DIAGNOSTIC 2 | DIRUI MEDICAL INDONESIA, PT. | GN17080002 | RS MITRA MEDIKA SUMUTINDO CABANG TEMBUNG | MEDAN | SUMATERA UTARA | MEDAN | MAIN UNIT | CUSTOMER | 11 July 2017 | SATRIA KUSUMA - TSE | 11 July 2017 |  | 11 July 2017 | SATRIA KUSUMA - TSE | - |  | ACTIVE
N1600100H0565SE | H0102 | URINE ANALYSER H-100 | DIAGNOSTIC 2 | DIRUI MEDICAL INDONESIA, PT. | GN00006470 | DINAS KESEHATAN KAB/ KOTA. REJANG LEBONG | BENGKULU | BENGKULU | CURUP | MAIN UNIT | CUSTOMER | 10 August 2016 | TRIYONO - TSE AREA BARAT | 8 August 2016 |  | 10 August 2016 | TRIYONO - TSE AREA BARAT | - |  | ACTIVE
N1600100H0566SE | H0102 | URINE ANALYSER H-100 | DIAGNOSTIC 2 | DIRUI MEDICAL INDONESIA, PT. | GN00002986 | RDC PUSAT - RAWAGELAM | PUSAT | DKI JAKARTA | JAKARTA TIMUR | MAIN UNIT | EMP | 10 August 2016 | SURYADI | 8 August 2016 |  | 10 August 2016 | SURYADI | - |  | ACTIVE
N1600100H0567SE | H0102 | URINE ANALYSER H-100 | DIAGNOSTIC 2 | DIRUI MEDICAL INDONESIA, PT. | GN00007330 | DINAS KESEHATAN KAB/KOTA. BANJAR | BANJARMASIN | KALIMANTAN SELATAN | BANJARMASIN | MAIN UNIT | CUSTOMER | - |  | 1 December 2016 |  | - |  | - |  | ACTIVE
N1600100H0568SE | H0102 | URINE ANALYSER H-100 | DIAGNOSTIC 2 | DIRUI MEDICAL INDONESIA, PT. | GN00007330 | DINAS KESEHATAN KAB/KOTA. BANJAR | BANJARMASIN | KALIMANTAN SELATAN | BANJARMASIN | MAIN UNIT | CUSTOMER | 2 December 2016 | TEGAR PANDU - TSE | 1 December 2016 |  | 2 December 2016 | TEGAR PANDU - TSE | - |  | ACTIVE
N1600100H0569SE | H0102 | URINE ANALYSER H-100 | DIAGNOSTIC 2 | DIRUI MEDICAL INDONESIA, PT. | GN00002986 | RDC PUSAT - RAWAGELAM | PUSAT | DKI JAKARTA | JAKARTA TIMUR | MAIN UNIT | EMP | 10 August 2016 | SURYADI | 8 August 2016 |  | 10 August 2016 | SURYADI | - |  | ACTIVE
N1600100H0571SE | H0102 | URINE ANALYSER H-100 | DIAGNOSTIC 2 | DIRUI MEDICAL INDONESIA, PT. | GN00007330 | DINAS KESEHATAN KAB/KOTA. BANJAR | BANJARMASIN | KALIMANTAN SELATAN | BANJARMASIN | MAIN UNIT | CUSTOMER | 2 December 2016 | TEGAR PANDU - TSE | 1 December 2016 |  | 2 December 2016 | TEGAR PANDU - TSE | - |  | ACTIVE
N1600100H0572SE | H0102 | URINE ANALYSER H-100 | DIAGNOSTIC 2 | DIRUI MEDICAL INDONESIA, PT. | GN00002986 | RDC PUSAT - RAWAGELAM | PUSAT | DKI JAKARTA | JAKARTA TIMUR | MAIN UNIT | EMP | 10 August 2016 | SURYADI | 8 August 2016 |  | 10 August 2016 | SURYADI | - |  | ACTIVE
N1600100H0573SE | H0102 | URINE ANALYSER H-100 | DIAGNOSTIC 2 | DIRUI MEDICAL INDONESIA, PT. | GN00007330 | DINAS KESEHATAN KAB/KOTA. BANJAR | BANJARMASIN | KALIMANTAN SELATAN | BANJARMASIN | MAIN UNIT | CUSTOMER | 2 December 2016 | TEGAR PANDU - TSE | 1 December 2016 |  | 2 December 2016 | TEGAR PANDU - TSE | - |  | ACTIVE
N1600100H0653SE | H0102 | URINE ANALYSER H-100 | DIAGNOSTIC 2 | DIRUI MEDICAL INDONESIA, PT. | GN00002279 | DINAS KESEHATAN TUBAN | SURABAYA-1 | JAWA TIMUR | TUBAN | MAIN UNIT | CUSTOMER | - |  | 19 September 2017 |  | - |  | - |  | ACTIVE
N1600100H0654SE | H0102 | URINE ANALYSER H-100 | DIAGNOSTIC 2 | DIRUI MEDICAL INDONESIA, PT. | GN00002986 | RDC PUSAT - RAWAGELAM | PUSAT | DKI JAKARTA | JAKARTA TIMUR | MAIN UNIT | EMP | 27 January 2017 | HARI UDI RAHARJO - TSE | 1 January 1900 |  | 27 January 2017 | HARI UDI RAHARJO - TSE | - |  | ACTIVE
N1600100H0655SE | H0102 | URINE ANALYSER H-100 | DIAGNOSTIC 2 | DIRUI MEDICAL INDONESIA, PT. | GN17120057 | RS MMC ( METROPOLITAN MEDICAL CENTRE ) - LHOKSEUMAWE | LHOKSEUMAWE | ACEH | LHOKSEUMAWE | MAIN UNIT | EMP | 21 May 2018 | TRIYONO - TSE AREA BARAT | 21 May 2018 |  | 21 May 2018 | TRIYONO - TSE AREA BARAT | - |  | ACTIVE
N1600100H0656SE | H0102 | URINE ANALYSER H-100 | DIAGNOSTIC 2 | DIRUI MEDICAL INDONESIA, PT. | GN00002279 | DINAS KESEHATAN TUBAN | SURABAYA-1 | JAWA TIMUR | TUBAN | MAIN UNIT | CUSTOMER | - |  | 19 September 2017 |  | - |  | - |  | ACTIVE
N1600100H0658SE | H0102 | URINE ANALYSER H-100 | DIAGNOSTIC 2 | DIRUI MEDICAL INDONESIA, PT. | GN00002986 | RDC PUSAT - RAWAGELAM | PUSAT | DKI JAKARTA | JAKARTA TIMUR | MAIN UNIT | EMP | 27 January 2017 | HARI UDI RAHARJO - TSE | 1 January 1900 |  | 27 January 2017 | HARI UDI RAHARJO - TSE | - |  | ACTIVE
N1600100H0662SE | H0102 | URINE ANALYSER H-100 | DIAGNOSTIC 2 | DIRUI MEDICAL INDONESIA, PT. | GN00002279 | DINAS KESEHATAN TUBAN | SURABAYA-1 | JAWA TIMUR | TUBAN | MAIN UNIT | CUSTOMER | - |  | 19 September 2017 |  | - |  | - |  | ACTIVE
N1600100H0663SE | H0102 | URINE ANALYSER H-100 | DIAGNOSTIC 2 | DIRUI MEDICAL INDONESIA, PT. | GN00002279 | DINAS KESEHATAN TUBAN | SURABAYA-1 | JAWA TIMUR | TUBAN | MAIN UNIT | CUSTOMER | - |  | 19 September 2017 |  | - |  | - |  | ACTIVE
N1600100H0665SE | H0102 | URINE ANALYSER H-100 | DIAGNOSTIC 2 | DIRUI MEDICAL INDONESIA, PT. | GN17080001 | RS MITRA MEDIKA INSANI CABANG AMPLAS | MEDAN | SUMATERA UTARA | MEDAN | MAIN UNIT | CUSTOMER | - |  | 15 November 2017 |  | - |  | - |  | ACTIVE
N1600100H0666SE | H0102 | URINE ANALYSER H-100 | DIAGNOSTIC 2 | DIRUI MEDICAL INDONESIA, PT. | GN00002279 | DINAS KESEHATAN TUBAN | SURABAYA-1 | JAWA TIMUR | TUBAN | MAIN UNIT | CUSTOMER | - |  | 19 September 2017 |  | - |  | - |  | ACTIVE
N1600100H0667SE | H0102 | URINE ANALYSER H-100 | DIAGNOSTIC 2 | DIRUI MEDICAL INDONESIA, PT. | GN00002986 | RDC PUSAT - RAWAGELAM | PUSAT | DKI JAKARTA | JAKARTA TIMUR | MAIN UNIT | EMP | 27 January 2017 | HARI UDI RAHARJO - TSE | 1 January 1900 |  | 27 January 2017 | HARI UDI RAHARJO - TSE | - |  | ACTIVE
N1600100H0668SE | H0102 | URINE ANALYSER H-100 | DIAGNOSTIC 2 | DIRUI MEDICAL INDONESIA, PT. | GN17120032 | PUSKESMAS MEDAN DENAI | MEDAN | SUMATERA UTARA | MEDAN | MAIN UNIT | CUSTOMER | 12 December 2017 | FAJAR FAHMI - TSE | 12 December 2017 |  | 12 December 2017 | FAJAR FAHMI - TSE | - |  | ACTIVE
N1600100H0669SE | H0102 | URINE ANALYSER H-100 | DIAGNOSTIC 2 | DIRUI MEDICAL INDONESIA, PT. | GN00012072 | PUSKESMAS KEPUNG | KEDIRI | JAWA TIMUR | KEDIRI | MAIN UNIT | CUSTOMER | 27 January 2017 | SAHID DERMAWAN - SPV TSE BARAT | 1 January 1900 |  | 27 January 2017 | SAHID DERMAWAN - SPV TSE BARAT | - |  | ACTIVE
N1600100H0670SE | H0102 | URINE ANALYSER H-100 | DIAGNOSTIC 2 | DIRUI MEDICAL INDONESIA, PT. | GN00002986 | RDC PUSAT - RAWAGELAM | PUSAT | DKI JAKARTA | JAKARTA TIMUR | MAIN UNIT | EMP | 27 January 2017 | HARI UDI RAHARJO - TSE | 1 January 1900 |  | 27 January 2017 | HARI UDI RAHARJO - TSE | - |  | ACTIVE
N1600100H0671SE | H0102 | URINE ANALYSER H-100 | DIAGNOSTIC 2 | DIRUI MEDICAL INDONESIA, PT. | GN17120031 | PUSKESMAS DESA TERJUN MEDAN | MEDAN | SUMATERA UTARA | MEDAN | MAIN UNIT | CUSTOMER | 12 December 2017 | FAJAR FAHMI - TSE | 12 December 2017 |  | 12 December 2017 | FAJAR FAHMI - TSE | - |  | ACTIVE
N1600100H0672SE | H0102 | URINE ANALYSER H-100 | DIAGNOSTIC 2 | DIRUI MEDICAL INDONESIA, PT. | GN00003041 | DINAS KESEHATAN KAB/ KOTA. DELI SERDANG | MEDAN | SUMATERA UTARA | LUBUK PAKAM | MAIN UNIT | CUSTOMER | 12 December 2017 | FAJAR FAHMI - TSE | 12 December 2017 |  | 12 December 2017 | FAJAR FAHMI - TSE | - |  | ACTIVE
N1600100H0673SE | H0102 | URINE ANALYSER H-100 | DIAGNOSTIC 2 | DIRUI MEDICAL INDONESIA, PT. | GN00003041 | DINAS KESEHATAN KAB/ KOTA. DELI SERDANG | MEDAN | SUMATERA UTARA | LUBUK PAKAM | MAIN UNIT | CUSTOMER | 12 December 2017 | FAJAR FAHMI - TSE | 12 December 2017 |  | 12 December 2017 | FAJAR FAHMI - TSE | - |  | ACTIVE
N1600100H0674SE | H0102 | URINE ANALYSER H-100 | DIAGNOSTIC 2 | DIRUI MEDICAL INDONESIA, PT. | GN00003041 | DINAS KESEHATAN KAB/ KOTA. DELI SERDANG | MEDAN | SUMATERA UTARA | LUBUK PAKAM | MAIN UNIT | CUSTOMER | 12 December 2017 | FAJAR FAHMI - TSE | 12 December 2017 |  | 12 December 2017 | FAJAR FAHMI - TSE | - |  | ACTIVE
N1600100H0675SE | H0102 | URINE ANALYSER H-100 | DIAGNOSTIC 2 | DIRUI MEDICAL INDONESIA, PT. | GN00003041 | DINAS KESEHATAN KAB/ KOTA. DELI SERDANG | MEDAN | SUMATERA UTARA | LUBUK PAKAM | MAIN UNIT | CUSTOMER | 12 December 2017 | FAJAR FAHMI - TSE | 12 December 2017 |  | 12 December 2017 | FAJAR FAHMI - TSE | - |  | ACTIVE
N1600100H0676SE | H0102 | URINE ANALYSER H-100 | DIAGNOSTIC 2 | DIRUI MEDICAL INDONESIA, PT. | GN00002951 | KLINIK PETRO KIMIA GRESIK LAB SATELIT | SURABAYA-2 | JAWA TIMUR | SURABAYA | MAIN UNIT | EMP | 21 May 2018 | TRIYONO - TSE AREA BARAT | 1 June 2021 | GANDHI YANRANGGA | 21 May 2018 | TRIYONO - TSE AREA BARAT | 1 June 2021 | GANDHI YANRANGGA | ACTIVE
N1600100H0679SE | H0102 | URINE ANALYSER H-100 | DIAGNOSTIC 2 | DIRUI MEDICAL INDONESIA, PT. | GN00002672 | LAB KLINIK CITO | SOLO | JAWA TENGAH | SURAKARTA | MAIN UNIT | EMP | 14 February 2018 | FARIDA ADELINA | 14 February 2018 |  | 14 February 2018 | FARIDA ADELINA | - |  | ACTIVE
N1600100H0681SE | H0102 | URINE ANALYSER H-100 | DIAGNOSTIC 2 | DIRUI MEDICAL INDONESIA, PT. | GN24120015 | RS MURNI TEGUH PEMATANG SIANTAR | PEMATANG SIANTAR | SUMATERA UTARA | PEMATANG SIANTAR | MAIN UNIT | EMP | 9 May 2019 | BARITA P-SIMAMORA - TSE | 1 January 2010 |  | 9 May 2019 | BARITA P-SIMAMORA - TSE | - |  | ACTIVE
N1600100H0683SE | H0102 | URINE ANALYSER H-100 | DIAGNOSTIC 2 | DIRUI MEDICAL INDONESIA, PT. | GN00000590 | CITO (KUDUS) | SEMARANG | JAWA TENGAH | KUDUS | MAIN UNIT | EMP | - |  | 11 December 2018 |  | - |  | - |  | ACTIVE
N1600100H0684SE | H0102 | URINE ANALYSER H-100 | DIAGNOSTIC 2 | DIRUI MEDICAL INDONESIA, PT. | GN00002339 | RSU BUNDA THAMRIN | MEDAN | SUMATERA UTARA | MEDAN | MAIN UNIT | EMP | 15 May 2019 | BARITA P-SIMAMORA - TSE | 8 May 2018 |  | 15 May 2019 | BARITA P-SIMAMORA - TSE | - |  | ACTIVE
N1600100H0685SE | H0102 | URINE ANALYSER H-100 | DIAGNOSTIC 2 | DIRUI MEDICAL INDONESIA, PT. | GN00008613 | LABORATORIUM KLINIK ANUGERAH KABANJAHE | MEDAN | SUMATERA UTARA | MEDAN | MAIN UNIT | EMP | 29 July 2019 | BARITA P-SIMAMORA - TSE | 1 June 2017 |  | 29 July 2019 | BARITA P-SIMAMORA - TSE | - |  | ACTIVE
N1600100H0686SE | H0102 | URINE ANALYSER H-100 | DIAGNOSTIC 2 | DIRUI MEDICAL INDONESIA, PT. | GN18100015 | Puskesmas Telen | SAMARINDA | KALIMANTAN TIMUR | SAMARINDA | MAIN UNIT | CUSTOMER | - |  | 30 October 2018 |  | - |  | - |  | ACTIVE
N1600100H0687SE | H0102 | URINE ANALYSER H-100 | DIAGNOSTIC 2 | DIRUI MEDICAL INDONESIA, PT. | GN00006682 | PMI BOYOLALI | SOLO | JAWA TENGAH | BOYOLALI | MAIN UNIT | CUSTOMER | 4 September 2018 | SAHID DERMAWAN - SPV TSE BARAT | 28 August 2018 |  | 4 September 2018 | SAHID DERMAWAN - SPV TSE BARAT | - |  | ACTIVE
N1600100H0691SE | H0102 | URINE ANALYSER H-100 | DIAGNOSTIC 2 | DIRUI MEDICAL INDONESIA, PT. | GN00004788 | AP ASSYIFA 2 | BANDUNG | JAWA BARAT | BANDUNG | MAIN UNIT | CUSTOMER | - |  | 1 October 2018 |  | - |  | - |  | ACTIVE
N1600100H0692SE | H0102 | URINE ANALYSER H-100 | DIAGNOSTIC 2 | DIRUI MEDICAL INDONESIA, PT. | GN00002986 | RDC PUSAT - RAWAGELAM | PUSAT | DKI JAKARTA | JAKARTA TIMUR | MAIN UNIT | EMP | 27 January 2017 | HARI UDI RAHARJO - TSE | 1 January 1900 |  | 27 January 2017 | HARI UDI RAHARJO - TSE | - |  | ACTIVE
N1600100H0694SE | H0102 | URINE ANALYSER H-100 | DIAGNOSTIC 2 | DIRUI MEDICAL INDONESIA, PT. | GN00002986 | RDC PUSAT - RAWAGELAM | PUSAT | DKI JAKARTA | JAKARTA TIMUR | MAIN UNIT | EMP | 27 January 2017 | HARI UDI RAHARJO - TSE | 1 January 1900 |  | 27 January 2017 | HARI UDI RAHARJO - TSE | - |  | ACTIVE
N1600100H0909SE | H0102 | URINE ANALYSER H-100 | DIAGNOSTIC 2 | DIRUI MEDICAL INDONESIA, PT. | GN00002279 | DINAS KESEHATAN TUBAN | SURABAYA-1 | JAWA TIMUR | TUBAN | MAIN UNIT | CUSTOMER | - |  | 19 February 2019 |  | - |  | - |  | ACTIVE
N1600100H0910SE | H0102 | URINE ANALYSER H-100 | DIAGNOSTIC 2 | DIRUI MEDICAL INDONESIA, PT. | GN00002279 | DINAS KESEHATAN TUBAN | SURABAYA-1 | JAWA TIMUR | TUBAN | MAIN UNIT | CUSTOMER | - |  | 19 February 2019 |  | - |  | - |  | ACTIVE
N1600100H0912SE | H0102 | URINE ANALYSER H-100 | DIAGNOSTIC 2 | DIRUI MEDICAL INDONESIA, PT. | GN00002279 | DINAS KESEHATAN TUBAN | SURABAYA-1 | JAWA TIMUR | TUBAN | MAIN UNIT | CUSTOMER | - |  | 19 February 2019 |  | - |  | - |  | ACTIVE
N1600100H0913SE | H0102 | URINE ANALYSER H-100 | DIAGNOSTIC 2 | DIRUI MEDICAL INDONESIA, PT. | GN00002279 | DINAS KESEHATAN TUBAN | SURABAYA-1 | JAWA TIMUR | TUBAN | MAIN UNIT | CUSTOMER | - |  | 19 February 2019 |  | - |  | - |  | ACTIVE
N1600100H0914SE | H0102 | URINE ANALYSER H-100 | DIAGNOSTIC 2 | DIRUI MEDICAL INDONESIA, PT. | GN00002279 | DINAS KESEHATAN TUBAN | SURABAYA-1 | JAWA TIMUR | TUBAN | MAIN UNIT | CUSTOMER | - |  | 19 February 2019 |  | - |  | - |  | ACTIVE
N1600100H0915SE | H0102 | URINE ANALYSER H-100 | DIAGNOSTIC 2 | DIRUI MEDICAL INDONESIA, PT. | GN00002986 | RDC PUSAT - RAWAGELAM | PUSAT | DKI JAKARTA | JAKARTA TIMUR | MAIN UNIT | EMP | 27 January 2017 | HARI UDI RAHARJO - TSE | 1 January 1900 |  | 27 January 2017 | HARI UDI RAHARJO - TSE | - |  | ACTIVE
N1600100H0916SE | H0102 | URINE ANALYSER H-100 | DIAGNOSTIC 2 | DIRUI MEDICAL INDONESIA, PT. | GN00002986 | RDC PUSAT - RAWAGELAM | PUSAT | DKI JAKARTA | JAKARTA TIMUR | MAIN UNIT | EMP | 27 January 2017 | HARI UDI RAHARJO - TSE | 1 January 1900 |  | 27 January 2017 | HARI UDI RAHARJO - TSE | - |  | ACTIVE
N1600100H251SE | H0102 | URINE ANALYSER H-100 | DIAGNOSTIC 2 | DIRUI MEDICAL INDONESIA, PT. | GN00000731 | DINAS KESEHATAN KAB/ KOTA. BONTANG | SAMARINDA | KALIMANTAN TIMUR | SAMARINDA | MAIN UNIT | CUSTOMER | 7 September 2016 | TEGAR PANDU - TSE | 31 August 2016 |  | 7 September 2016 | TEGAR PANDU - TSE | - |  | ACTIVE
N1600100H254SE | H0102 | URINE ANALYSER H-100 | DIAGNOSTIC 2 | DIRUI MEDICAL INDONESIA, PT. | GN00000731 | DINAS KESEHATAN KAB/ KOTA. BONTANG | SAMARINDA | KALIMANTAN TIMUR | SAMARINDA | MAIN UNIT | CUSTOMER | 7 September 2016 | TEGAR PANDU - TSE | 31 August 2016 |  | 7 September 2016 | TEGAR PANDU - TSE | - |  | ACTIVE
N1600100H515SE | H0102 | URINE ANALYSER H-100 | DIAGNOSTIC 2 | DIRUI MEDICAL INDONESIA, PT. | GN00007330 | DINAS KESEHATAN KAB/KOTA. BANJAR | BANJARMASIN | KALIMANTAN SELATAN | BANJARMASIN | MAIN UNIT | CUSTOMER | 2 December 2016 | TEGAR PANDU - TSE | 1 December 2016 |  | 2 December 2016 | TEGAR PANDU - TSE | - |  | ACTIVE
N1600500H0008SE | H0104 | URINE ANALYSER H-500 | DIAGNOSTIC 2 | DIRUI MEDICAL INDONESIA, PT. | GN00011770 | DINAS KESEHATAN KAB BENGKAYANG | PONTIANAK | KALIMANTAN BARAT | PONTIANAK | MAIN UNIT | CUSTOMER | - |  | 14 August 2016 |  | - |  | - |  | ACTIVE
N1600500H0009SE | H0104 | URINE ANALYSER H-500 | DIAGNOSTIC 2 | DIRUI MEDICAL INDONESIA, PT. | GN00011770 | DINAS KESEHATAN KAB BENGKAYANG | PONTIANAK | KALIMANTAN BARAT | PONTIANAK | MAIN UNIT | CUSTOMER | - |  | 14 August 2016 |  | - |  | - |  | ACTIVE
N1600500H0010SE | H0104 | URINE ANALYSER H-500 | DIAGNOSTIC 2 | DIRUI MEDICAL INDONESIA, PT. | GN00011770 | DINAS KESEHATAN KAB BENGKAYANG | PONTIANAK | KALIMANTAN BARAT | PONTIANAK | MAIN UNIT | CUSTOMER | - |  | 14 August 2016 |  | - |  | - |  | ACTIVE
N1600500H0050SE | H0104 | URINE ANALYSER H-500 | DIAGNOSTIC 2 | DIRUI MEDICAL INDONESIA, PT. | GN00011770 | DINAS KESEHATAN KAB BENGKAYANG | PONTIANAK | KALIMANTAN BARAT | PONTIANAK | MAIN UNIT | CUSTOMER | - |  | 14 August 2016 |  | - |  | - |  | ACTIVE
N1600500H0052SE | H0104 | URINE ANALYSER H-500 | DIAGNOSTIC 2 | DIRUI MEDICAL INDONESIA, PT. | GN00007903 | LAB THAMRIN DUMAI | PEKAN BARU | RIAU | PEKANBARU | MAIN UNIT | EMP | 5 November 2016 | TRIYONO - TSE AREA BARAT | 11 October 2016 |  | 5 November 2016 | TRIYONO - TSE AREA BARAT | - |  | ACTIVE
N1600500H0053SE | H0104 | URINE ANALYSER H-500 | DIAGNOSTIC 2 | DIRUI MEDICAL INDONESIA, PT. | GN00007559 | PT. ENSEVAL MEDIKA PRIMA - SURABAYA | SURABAYA-2 | JAWA TIMUR | SURABAYA | MAIN UNIT | CUSTOMER | - |  | 19 September 2016 |  | - |  | - |  | ACTIVE
N1600500H0063SE | H0104 | URINE ANALYSER H-500 | DIAGNOSTIC 2 | DIRUI MEDICAL INDONESIA, PT. | GN00008465 | PUSKESMAS KASIHAN II | YOGYAKARTA | YOGYAKARTA | BANTUL | MAIN UNIT | CUSTOMER | - |  | 8 September 2016 |  | - |  | - |  | ACTIVE
N1600500H0144SE | H0104 | URINE ANALYSER H-500 | DIAGNOSTIC 2 | DIRUI MEDICAL INDONESIA, PT. | GN00008463 | PUSKESMAS BANGUNTAPAN III | YOGYAKARTA | YOGYAKARTA | BANTUL | MAIN UNIT | CUSTOMER | - |  | 7 September 2016 |  | - |  | - |  | ACTIVE
N1600500H0145SE | H0104 | URINE ANALYSER H-500 | DIAGNOSTIC 2 | DIRUI MEDICAL INDONESIA, PT. | GN00002986 | RDC PUSAT - RAWAGELAM | PUSAT | DKI JAKARTA | JAKARTA TIMUR | MAIN UNIT | EMP | 10 August 2016 | SURYADI | 8 August 2016 |  | 10 August 2016 | SURYADI | - |  | ACTIVE
N1600500H0146SE | H0104 | URINE ANALYSER H-500 | DIAGNOSTIC 2 | DIRUI MEDICAL INDONESIA, PT. | GN00008461 | PUSKESMAS DLINGO II | YOGYAKARTA | YOGYAKARTA | BANTUL | MAIN UNIT | CUSTOMER | - |  | 7 September 2016 |  | - |  | - |  | ACTIVE
N1600500H0147SE | H0104 | URINE ANALYSER H-500 | DIAGNOSTIC 2 | DIRUI MEDICAL INDONESIA, PT. | GN00007952 | PUSKESMAS SEWON I | YOGYAKARTA | YOGYAKARTA | YOGYAKARTA | MAIN UNIT | CUSTOMER | - |  | 5 September 2016 |  | - |  | - |  | ACTIVE
N1600500H0148SE | H0104 | URINE ANALYSER H-500 | DIAGNOSTIC 2 | DIRUI MEDICAL INDONESIA, PT. | GN00007951 | PUSKESMAS PANDAK I | YOGYAKARTA | YOGYAKARTA | YOGYAKARTA | MAIN UNIT | CUSTOMER | - |  | 8 September 2016 |  | - |  | - |  | ACTIVE
N1600500H0180SE | H0104 | URINE ANALYSER H-500 | DIAGNOSTIC 2 | DIRUI MEDICAL INDONESIA, PT. | GN00007949 | PUSKESMAS PUNDONG | YOGYAKARTA | YOGYAKARTA | YOGYAKARTA | MAIN UNIT | CUSTOMER | - |  | 6 September 2016 |  | - |  | - |  | ACTIVE
N1600500H0181SE | H0104 | URINE ANALYSER H-500 | DIAGNOSTIC 2 | DIRUI MEDICAL INDONESIA, PT. | GN00002986 | RDC PUSAT - RAWAGELAM | PUSAT | DKI JAKARTA | JAKARTA TIMUR | MAIN UNIT | EMP | 10 August 2016 | SURYADI | 8 August 2016 |  | 10 August 2016 | SURYADI | - |  | ACTIVE
N1600500H0182SE | H0104 | URINE ANALYSER H-500 | DIAGNOSTIC 2 | DIRUI MEDICAL INDONESIA, PT. | GN00001877 | LAB CITO YOGYAKARTA ATMO | YOGYAKARTA | YOGYAKARTA | YOGYAKARTA | MAIN UNIT | EMP | 18 April 2018 | TRIYONO - TSE AREA BARAT | 8 August 2016 |  | 18 April 2018 | TRIYONO - TSE AREA BARAT | - |  | ACTIVE
N1600500H0189SE | H0104 | URINE ANALYSER H-500 | DIAGNOSTIC 2 | DIRUI MEDICAL INDONESIA, PT. | GN00001413 | RSU DR TC HILLERS MAUMERE | KUPANG | NUSA TENGGARA TIMUR | MAUMERE | MAIN UNIT | CUSTOMER | 23 December 2016 | I KADEK - TSE | 23 December 2016 |  | 23 December 2016 | I KADEK - TSE | - |  | ACTIVE
N1600500H0216SE | H0104 | URINE ANALYSER H-500 | DIAGNOSTIC 2 | DIRUI MEDICAL INDONESIA, PT. | GN00000437 | RSU DR HADRIANUS SINAGA | PEMATANG SIANTAR | SUMATERA UTARA | PANGURURAN | MAIN UNIT | CUSTOMER | 6 December 2016 | SATRIA KUSUMA - TSE | 6 December 2016 |  | 6 December 2016 | SATRIA KUSUMA - TSE | - |  | ACTIVE
N1600500H0217SE | H0104 | URINE ANALYSER H-500 | DIAGNOSTIC 2 | DIRUI MEDICAL INDONESIA, PT. | GN00011337 | PUSKESMAS PURWOKERTO SELATAN | PURWOKERTO | JAWA TENGAH | UNKNOWN | MAIN UNIT | CUSTOMER | - |  | 2 December 2016 |  | - |  | - |  | ACTIVE
N1600500H0218SE | H0104 | URINE ANALYSER H-500 | DIAGNOSTIC 2 | DIRUI MEDICAL INDONESIA, PT. | GN00007956 | PUSKESMAS BANGUNTAPAN II | YOGYAKARTA | YOGYAKARTA | YOGYAKARTA | MAIN UNIT | CUSTOMER | - |  | 6 September 2016 |  | - |  | - |  | ACTIVE
N1600500H0219SE | H0104 | URINE ANALYSER H-500 | DIAGNOSTIC 2 | DIRUI MEDICAL INDONESIA, PT. | GN00012197 | RS INDRIATI SOLO BARU | SOLO | JAWA TENGAH | SUKOHARJO | MAIN UNIT | CUSTOMER | 10 August 2016 | FARIDA ADELINA | 8 August 2016 |  | 10 August 2016 | FARIDA ADELINA | - |  | ACTIVE
N1600500H0220SE | H0104 | URINE ANALYSER H-500 | DIAGNOSTIC 2 | DIRUI MEDICAL INDONESIA, PT. | GN00012161 | Puskesmas Tegal Ombo | KEDIRI | JAWA TIMUR | KEDIRI | MAIN UNIT | CUSTOMER | - |  | 8 August 2016 |  | - |  | - |  | ACTIVE
N1600500H0221SE | H0104 | URINE ANALYSER H-500 | DIAGNOSTIC 2 | DIRUI MEDICAL INDONESIA, PT. | GN00008458 | PUSKESMAS JETIS II | YOGYAKARTA | YOGYAKARTA | BANTUL | MAIN UNIT | CUSTOMER | - |  | 5 September 2016 |  | - |  | - |  | ACTIVE
N1600500H0250SE | H0104 | URINE ANALYSER H-500 | DIAGNOSTIC 2 | DIRUI MEDICAL INDONESIA, PT. | GN00002986 | RDC PUSAT - RAWAGELAM | PUSAT | DKI JAKARTA | JAKARTA TIMUR | MAIN UNIT | EMP | 25 January 2017 | HARI UDI RAHARJO - TSE | 1 January 1900 |  | 25 January 2017 | HARI UDI RAHARJO - TSE | - |  | ACTIVE
N1600500H0273SE | H0104 | URINE ANALYSER H-500 | DIAGNOSTIC 2 | DIRUI MEDICAL INDONESIA, PT. | GN00006959 | RS PUSRI PALEMBANG ( PT.GRAHA PUSRI MEDIKA ) | PALEMBANG | SUMATERA SELATAN | PALEMBANG | MAIN UNIT | EMP | 25 January 2017 | HARI UDI RAHARJO - TSE | 1 September 2020 | AZLI YUDHA - TSE | 25 January 2017 | HARI UDI RAHARJO - TSE | 1 September 2020 | AZLI YUDHA - TSE | ACTIVE
N1600500H0274SE | H0104 | URINE ANALYSER H-500 | DIAGNOSTIC 2 | DIRUI MEDICAL INDONESIA, PT. | GN00001530 | DINAS KESEHATAN KAB PASURUAN | MALANG | JAWA TIMUR | PASURUAN | MAIN UNIT | CUSTOMER | 14 June 2017 | NGATARI | 14 June 2017 |  | 14 June 2017 | NGATARI | - |  | ACTIVE
N1600500H0275SE | H0104 | URINE ANALYSER H-500 | DIAGNOSTIC 2 | DIRUI MEDICAL INDONESIA, PT. | GN00001530 | DINAS KESEHATAN KAB PASURUAN | MALANG | JAWA TIMUR | PASURUAN | MAIN UNIT | CUSTOMER | 14 June 2017 | NGATARI | 14 June 2017 |  | 14 June 2017 | NGATARI | - |  | ACTIVE
N1600500H0276SE | H0104 | URINE ANALYSER H-500 | DIAGNOSTIC 2 | DIRUI MEDICAL INDONESIA, PT. | GN00001530 | DINAS KESEHATAN KAB PASURUAN | MALANG | JAWA TIMUR | PASURUAN | MAIN UNIT | CUSTOMER | 14 June 2017 | NGATARI | 14 June 2017 |  | 14 June 2017 | NGATARI | - |  | ACTIVE
N1600500H0277SE | H0104 | URINE ANALYSER H-500 | DIAGNOSTIC 2 | DIRUI MEDICAL INDONESIA, PT. | GN00001530 | DINAS KESEHATAN KAB PASURUAN | MALANG | JAWA TIMUR | PASURUAN | MAIN UNIT | CUSTOMER | 12 June 2017 | NGATARI | 12 June 2017 |  | 12 June 2017 | NGATARI | - |  | ACTIVE
N1600500H0278SE | H0104 | URINE ANALYSER H-500 | DIAGNOSTIC 2 | DIRUI MEDICAL INDONESIA, PT. | GN00002986 | RDC PUSAT - RAWAGELAM | PUSAT | DKI JAKARTA | JAKARTA TIMUR | MAIN UNIT | EMP | 25 January 2017 | HARI UDI RAHARJO - TSE | 1 January 1900 |  | 25 January 2017 | HARI UDI RAHARJO - TSE | - |  | ACTIVE
N1600500H0279SE | H0104 | URINE ANALYSER H-500 | DIAGNOSTIC 2 | DIRUI MEDICAL INDONESIA, PT. | GN00011008 | RSUD BANDA NAIRA | MAKASSAR | MALUKU | MAKASSAR | MAIN UNIT | CUSTOMER | 25 January 2017 | HARI UDI RAHARJO - TSE | 1 January 1900 |  | 25 January 2017 | HARI UDI RAHARJO - TSE | - |  | ACTIVE
N1600500H0280SE | H0104 | URINE ANALYSER H-500 | DIAGNOSTIC 2 | DIRUI MEDICAL INDONESIA, PT. | GN00000403 | RSUD DELI SERDANG | MEDAN | SUMATERA UTARA | LUBUK PAKAM | MAIN UNIT | EMP | 9 May 2019 | BARITA P-SIMAMORA - TSE | 5 February 2018 |  | 9 May 2019 | BARITA P-SIMAMORA - TSE | - |  | ACTIVE
N1600500H0281SE | H0104 | URINE ANALYSER H-500 | DIAGNOSTIC 2 | DIRUI MEDICAL INDONESIA, PT. | GN00005086 | LABKESDA KOTIM | BANJARMASIN | KALIMANTAN TENGAH | BANJARMASIN | MAIN UNIT | CUSTOMER | 25 January 2017 | SAHID DERMAWAN - SPV TSE BARAT | 1 January 1900 |  | 25 January 2017 | SAHID DERMAWAN - SPV TSE BARAT | - |  | ACTIVE
N1600500H0282SE | H0104 | URINE ANALYSER H-500 | DIAGNOSTIC 2 | DIRUI MEDICAL INDONESIA, PT. | GN00002986 | RDC PUSAT - RAWAGELAM | PUSAT | DKI JAKARTA | JAKARTA TIMUR | MAIN UNIT | EMP | 25 January 2017 | HARI UDI RAHARJO - TSE | 1 January 1900 |  | 25 January 2017 | HARI UDI RAHARJO - TSE | - |  | ACTIVE
N1600500H0310SE | H0104 | URINE ANALYSER H-500 | DIAGNOSTIC 2 | DIRUI MEDICAL INDONESIA, PT. | GN17110017 | PUSKESMAS PANGEAN | PEKAN BARU | RIAU | PEKANBARU | MAIN UNIT | CUSTOMER | 28 November 2017 |  | 28 November 2017 |  | 28 November 2017 |  | - |  | ACTIVE
N1600500H0311SE | H0104 | URINE ANALYSER H-500 | DIAGNOSTIC 2 | DIRUI MEDICAL INDONESIA, PT. | GN17110016 | PUSKESMAS INUMAN | PEKAN BARU | RIAU | PEKANBARU | MAIN UNIT | CUSTOMER | 28 November 2017 |  | 28 November 2017 |  | 28 November 2017 |  | - |  | ACTIVE
N1600500H0312SE | H0104 | URINE ANALYSER H-500 | DIAGNOSTIC 2 | DIRUI MEDICAL INDONESIA, PT. | GN17120059 | DINAS KESEHATAN LABUHANBATU UTARA | MEDAN | SUMATERA UTARA | MEDAN | MAIN UNIT | CUSTOMER | 27 December 2017 | FAJAR FAHMI - TSE | 27 December 2017 |  | 27 December 2017 | FAJAR FAHMI - TSE | - |  | ACTIVE
N1600500H0313SE | H0104 | URINE ANALYSER H-500 | DIAGNOSTIC 2 | DIRUI MEDICAL INDONESIA, PT. | GN00009141 | LABKESDA BANJARNEGARA | PURWOKERTO | JAWA TENGAH | BANJARNEGARA | MAIN UNIT | CUSTOMER | 30 November 2017 | RIDWAN - TSE | 30 November 2017 |  | 30 November 2017 | RIDWAN - TSE | - |  | ACTIVE
N1600500H0314SE | H0104 | URINE ANALYSER H-500 | DIAGNOSTIC 2 | DIRUI MEDICAL INDONESIA, PT. | GN00000305 | RSU HAJI MEDAN | MEDAN | SUMATERA UTARA | MEDAN | MAIN UNIT | CUSTOMER | 21 December 2017 | FAJAR FAHMI - TSE | 21 December 2017 |  | 21 December 2017 | FAJAR FAHMI - TSE | - |  | ACTIVE
N1600500H0494SE | H0104 | URINE ANALYSER H-500 | DIAGNOSTIC 2 | DIRUI MEDICAL INDONESIA, PT. | GN18020016 | PUSKESMAS PLUS PERBAUNGAN | MEDAN | SUMATERA UTARA | MEDAN | MAIN UNIT | CUSTOMER | 27 February 2018 | FAJAR FAHMI - TSE | 27 February 2018 |  | 27 February 2018 | FAJAR FAHMI - TSE | - |  | ACTIVE
N1600500H0495SE | H0104 | URINE ANALYSER H-500 | DIAGNOSTIC 2 | DIRUI MEDICAL INDONESIA, PT. | GN00002525 | RS GEMEH TALAUD | MANADO | SULAWESI UTARA | KEPULAUAN TALAUD | MAIN UNIT | EMP | 29 March 2018 | PHILIP LAKRISNA - TSE | 29 March 2018 |  | 29 March 2018 | PHILIP LAKRISNA - TSE | - |  | ACTIVE
N1600500H0496SE | H0104 | URINE ANALYSER H-500 | DIAGNOSTIC 2 | DIRUI MEDICAL INDONESIA, PT. | GN00002292 | LAB KLINIK THAMRIN MEDAN | MEDAN | SUMATERA UTARA | MEDAN | MAIN UNIT | EMP | 29 July 2019 | BARITA P-SIMAMORA - TSE | 20 February 2018 |  | 29 July 2019 | BARITA P-SIMAMORA - TSE | - |  | ACTIVE
N1600500H0497SE | H0104 | URINE ANALYSER H-500 | DIAGNOSTIC 2 | DIRUI MEDICAL INDONESIA, PT. | GN17120015 | LAB CITO SURABAYA | SURABAYA-1 | JAWA TIMUR | SURABAYA | MAIN UNIT | EMP | 21 January 2019 | YUNAN ARIMUNTIAN - TSE | 21 January 2019 |  | 21 January 2019 | YUNAN ARIMUNTIAN - TSE | - |  | ACTIVE
N1600500H0498SE | H0104 | URINE ANALYSER H-500 | DIAGNOSTIC 2 | DIRUI MEDICAL INDONESIA, PT. | GN17120015 | LAB CITO SURABAYA | SURABAYA-1 | JAWA TIMUR | SURABAYA | MAIN UNIT | EMP | 10 March 2018 | GANDHI YANRANGGA | 18 February 2018 |  | 10 March 2018 | GANDHI YANRANGGA | - |  | ACTIVE
N1600500H0499SE | H0104 | URINE ANALYSER H-500 | DIAGNOSTIC 2 | DIRUI MEDICAL INDONESIA, PT. | GN00000792 | RSU SAPARUA | MAKASSAR | MALUKU | MALUKU TENGAH | MAIN UNIT | CUSTOMER | 27 April 2018 | PHILIP LAKRISNA - TSE | 27 April 2018 |  | 27 April 2018 | PHILIP LAKRISNA - TSE | - |  | ACTIVE
N1600800H005456 | H0301 | URINE ANALYZER H-800 BASIC | DIAGNOSTIC 2 | DIRUI MEDICAL INDONESIA, PT. | GN00000019 | RS OTORITA - RS BADAN PENGUSAHA BATAM | BATAM | KEPULAUAN RIAU | BATAM | MAIN UNIT | CUSTOMER | - |  | 31 August 2016 |  | - |  | - |  | ACTIVE
N1600800H0054SE | H0312 | URINE ANALYSER H-800 COMPLETE | DIAGNOSTIC 2 | DIRUI MEDICAL INDONESIA, PT. | GN00000019 | RS OTORITA - RS BADAN PENGUSAHA BATAM | BATAM | KEPULAUAN RIAU | BATAM | MAIN UNIT | CUSTOMER | 9 January 2017 |  | 9 January 2017 |  | 9 January 2017 |  | - |  | ACTIVE
N1600800H0055SE | H0301 | URINE ANALYZER H-800 BASIC | DIAGNOSTIC 2 | DIRUI MEDICAL INDONESIA, PT. | GN00000175 | RSUD KOL ABUNDJANI | JAMBI | JAMBI | BANGKO | MAIN UNIT | CUSTOMER | 2 August 2016 | TRIYONO - TSE AREA BARAT | 26 July 2016 |  | 2 August 2016 | TRIYONO - TSE AREA BARAT | - |  | ACTIVE
N1600800H0166SE | H0301 | URINE ANALYZER H-800 BASIC | DIAGNOSTIC 2 | DIRUI MEDICAL INDONESIA, PT. | GN00009427 | POLITEKNIK KESEHATAN MANADO | MANADO | SULAWESI UTARA | MANADO | MAIN UNIT | CUSTOMER | 24 August 2016 | DEA MASJA SADALI - TSE | 24 August 2016 |  | 24 August 2016 | DEA MASJA SADALI - TSE | - |  | ACTIVE
N1600800H0166SZ | H0301 | URINE ANALYZER H-800 BASIC | DIAGNOSTIC 2 | DIRUI MEDICAL INDONESIA, PT. | GN00002986 | RDC PUSAT - RAWAGELAM | PUSAT | DKI JAKARTA | JAKARTA TIMUR | MAIN UNIT | EMP | 10 August 2016 | SURYADI | 8 August 2016 |  | 10 August 2016 | SURYADI | - |  | ACTIVE
N1600800H0167SE | H0301 | URINE ANALYZER H-800 BASIC | DIAGNOSTIC 2 | DIRUI MEDICAL INDONESIA, PT. | GN00009427 | POLITEKNIK KESEHATAN MANADO | MANADO | SULAWESI UTARA | MANADO | MAIN UNIT | CUSTOMER | 23 August 2016 | DEA MASJA SADALI - TSE | 23 August 2016 |  | 23 August 2016 | DEA MASJA SADALI - TSE | - |  | ACTIVE
N1600800H0167SZ | H0301 | URINE ANALYZER H-800 BASIC | DIAGNOSTIC 2 | DIRUI MEDICAL INDONESIA, PT. | GN00002986 | RDC PUSAT - RAWAGELAM | PUSAT | DKI JAKARTA | JAKARTA TIMUR | MAIN UNIT | EMP | 10 August 2016 | SURYADI | 8 August 2016 |  | 10 August 2016 | SURYADI | - |  | ACTIVE
N1600800H0173SE | H0301 | URINE ANALYZER H-800 BASIC | DIAGNOSTIC 2 | DIRUI MEDICAL INDONESIA, PT. | GN00002986 | RDC PUSAT - RAWAGELAM | PUSAT | DKI JAKARTA | JAKARTA TIMUR | MAIN UNIT | EMP | 14 October 2016 | SURYADI | 14 October 2016 |  | 14 October 2016 | SURYADI | - |  | ACTIVE
N1600800H0174SE | H0312 | URINE ANALYSER H-800 COMPLETE | DIAGNOSTIC 2 | DIRUI MEDICAL INDONESIA, PT. | GN00003508 | RS JIWA PROVINSI BALI | DENPASAR | BALI | DENPASAR | MAIN UNIT | CUSTOMER | - |  | 15 June 2017 |  | - |  | - |  | ACTIVE
N1600800H0235SE | H0301 | URINE ANALYZER H-800 BASIC | DIAGNOSTIC 2 | DIRUI MEDICAL INDONESIA, PT. | GN00003554 | RSUD EMBUNG FATIMAH | BATAM | KEPULAUAN RIAU | BATAM | MAIN UNIT | CUSTOMER | 19 July 2017 | ARBIANSYAH - TSE | 13 December 2016 |  | 19 July 2017 | ARBIANSYAH - TSE | - |  | ACTIVE
N1600800H0236SE | H0301 | URINE ANALYZER H-800 BASIC | DIAGNOSTIC 2 | DIRUI MEDICAL INDONESIA, PT. | GN00006945 | RSUD MALINGPING | TANGERANG | BANTEN |  | MAIN UNIT | CUSTOMER | 14 August 2018 | TRIYONO - TSE AREA BARAT | 23 November 2016 |  | 14 August 2018 | TRIYONO - TSE AREA BARAT | - |  | ACTIVE
N1600800H0237SE | H0301 | URINE ANALYZER H-800 BASIC | DIAGNOSTIC 2 | DIRUI MEDICAL INDONESIA, PT. | GN00007806 | RSUD KABUPATEN KEPULAUAN MERANTI | PEKAN BARU | RIAU | PEKANBARU | MAIN UNIT | CUSTOMER | 20 August 2019 | MOHAMAD SUKARJO - TSE CP | 20 August 2019 |  | 20 August 2019 | MOHAMAD SUKARJO - TSE CP | - |  | ACTIVE
N1600800H0238SE | H0301 | URINE ANALYZER H-800 BASIC | DIAGNOSTIC 2 | DIRUI MEDICAL INDONESIA, PT. | GN00000840 | RSUD LANTO DR PASEWANG KAB JENEPONTO | MAKASSAR | SULAWESI SELATAN | JENEPONTO | MAIN UNIT | CUSTOMER | 31 August 2017 | PHILIP LAKRISNA - TSE | 31 August 2017 |  | 31 August 2017 | PHILIP LAKRISNA - TSE | - |  | ACTIVE
N1600800H0239SE | H0312 | URINE ANALYSER H-800 COMPLETE | DIAGNOSTIC 2 | DIRUI MEDICAL INDONESIA, PT. | GN00000840 | RSUD LANTO DR PASEWANG KAB JENEPONTO | MAKASSAR | SULAWESI SELATAN | JENEPONTO | MAIN UNIT | CUSTOMER | 31 August 2017 | PHILIP LAKRISNA - TSE | 31 August 2017 |  | 31 August 2017 | PHILIP LAKRISNA - TSE | - |  | ACTIVE
N1600800H0240SE | H0312 | URINE ANALYSER H-800 COMPLETE | DIAGNOSTIC 2 | DIRUI MEDICAL INDONESIA, PT. | GN00002986 | RDC PUSAT - RAWAGELAM | PUSAT | DKI JAKARTA | JAKARTA TIMUR | MAIN UNIT | EMP | 27 January 2017 | HARI UDI RAHARJO - TSE | 1 January 1900 |  | 27 January 2017 | HARI UDI RAHARJO - TSE | - |  | ACTIVE
N1600800H0241SE | H0312 | URINE ANALYSER H-800 COMPLETE | DIAGNOSTIC 2 | DIRUI MEDICAL INDONESIA, PT. | GN00001161 | RSUD WALED | CIREBON | JAWA BARAT | CIREBON | MAIN UNIT | CUSTOMER | 21 May 2018 | SUKMA WIJAYA - TSE | 21 May 2018 |  | 21 May 2018 | SUKMA WIJAYA - TSE | - |  | ACTIVE
N1600800H0242SE | H0312 | URINE ANALYSER H-800 COMPLETE | DIAGNOSTIC 2 | DIRUI MEDICAL INDONESIA, PT. | GN00000411 | RSUD SIDIKALANG | MEDAN | SUMATERA UTARA | SIDIKALANG | MAIN UNIT | CUSTOMER | 27 January 2017 | FARIDA ADELINA | 1 January 1900 |  | 27 January 2017 | FARIDA ADELINA | - |  | ACTIVE
N1600800H0243SE | H0312 | URINE ANALYSER H-800 COMPLETE | DIAGNOSTIC 2 | DIRUI MEDICAL INDONESIA, PT. | GN00002986 | RDC PUSAT - RAWAGELAM | PUSAT | DKI JAKARTA | JAKARTA TIMUR | MAIN UNIT | EMP | 27 January 2017 | HARI UDI RAHARJO - TSE | 1 January 1900 |  | 27 January 2017 | HARI UDI RAHARJO - TSE | - |  | ACTIVE
N1600800H0244SE | H0301 | URINE ANALYZER H-800 BASIC | DIAGNOSTIC 2 | DIRUI MEDICAL INDONESIA, PT. | GN00002804 | LABKESDA DKI JAKARTA | JAKARTA-1 | DKI JAKARTA | JAKARTA PUSAT | MAIN UNIT | EMP | - |  | 1 September 2019 |  | - |  | - |  | ACTIVE
N1700100H1593SE | H0102 | URINE ANALYSER H-100 | DIAGNOSTIC 2 | DIRUI MEDICAL INDONESIA, PT. | GN00002986 | RDC PUSAT - RAWAGELAM | PUSAT | DKI JAKARTA | JAKARTA TIMUR | MAIN UNIT | EMP | 13 February 2018 | ARIEF SETIAWAN - TSE CP | 12 February 2018 |  | 13 February 2018 | ARIEF SETIAWAN - TSE CP | - |  | ACTIVE
N1700100H1594SE | H0102 | URINE ANALYSER H-100 | DIAGNOSTIC 2 | DIRUI MEDICAL INDONESIA, PT. | GN00002986 | RDC PUSAT - RAWAGELAM | PUSAT | DKI JAKARTA | JAKARTA TIMUR | MAIN UNIT | EMP | 13 February 2018 | ARIEF SETIAWAN - TSE CP | 12 February 2018 |  | 13 February 2018 | ARIEF SETIAWAN - TSE CP | - |  | ACTIVE
N1700100H1595SE | H0102 | URINE ANALYSER H-100 | DIAGNOSTIC 2 | DIRUI MEDICAL INDONESIA, PT. | GN00002986 | RDC PUSAT - RAWAGELAM | PUSAT | DKI JAKARTA | JAKARTA TIMUR | MAIN UNIT | EMP | 13 February 2018 | ARIEF SETIAWAN - TSE CP | 12 February 2018 |  | 13 February 2018 | ARIEF SETIAWAN - TSE CP | - |  | ACTIVE
N1700100H1596SE | H0102 | URINE ANALYSER H-100 | DIAGNOSTIC 2 | DIRUI MEDICAL INDONESIA, PT. | GN00002986 | RDC PUSAT - RAWAGELAM | PUSAT | DKI JAKARTA | JAKARTA TIMUR | MAIN UNIT | EMP | 13 February 2018 | ARIEF SETIAWAN - TSE CP | 12 February 2018 |  | 13 February 2018 | ARIEF SETIAWAN - TSE CP | - |  | ACTIVE
N1700100H1597SE | H0102 | URINE ANALYSER H-100 | DIAGNOSTIC 2 | DIRUI MEDICAL INDONESIA, PT. | GN00002986 | RDC PUSAT - RAWAGELAM | PUSAT | DKI JAKARTA | JAKARTA TIMUR | MAIN UNIT | EMP | 13 February 2018 | ARIEF SETIAWAN - TSE CP | 12 February 2018 |  | 13 February 2018 | ARIEF SETIAWAN - TSE CP | - |  | ACTIVE
N1700100H1598SE | H0102 | URINE ANALYSER H-100 | DIAGNOSTIC 2 | DIRUI MEDICAL INDONESIA, PT. | GN00002986 | RDC PUSAT - RAWAGELAM | PUSAT | DKI JAKARTA | JAKARTA TIMUR | MAIN UNIT | EMP | 13 February 2018 | ARIEF SETIAWAN - TSE CP | 12 February 2018 |  | 13 February 2018 | ARIEF SETIAWAN - TSE CP | - |  | ACTIVE
N1700100H1599SE | H0102 | URINE ANALYSER H-100 | DIAGNOSTIC 2 | DIRUI MEDICAL INDONESIA, PT. | GN18060006 | LABKESDA CIAMIS | TASIKMALAYA | JAWA BARAT | TASIKMALAYA | MAIN UNIT | CUSTOMER | 17 December 2018 | SUKMA WIJAYA - TSE | 17 December 2018 |  | 17 December 2018 | SUKMA WIJAYA - TSE | - |  | ACTIVE
N1700100H1600SE | H0102 | URINE ANALYSER H-100 | DIAGNOSTIC 2 | DIRUI MEDICAL INDONESIA, PT. | GN00002986 | RDC PUSAT - RAWAGELAM | PUSAT | DKI JAKARTA | JAKARTA TIMUR | MAIN UNIT | EMP | 13 February 2018 | ARIEF SETIAWAN - TSE CP | 12 February 2018 |  | 13 February 2018 | ARIEF SETIAWAN - TSE CP | - |  | ACTIVE
N1700100H1601SE | H0102 | URINE ANALYSER H-100 | DIAGNOSTIC 2 | DIRUI MEDICAL INDONESIA, PT. | GN00008711 | BIDDOKKES POLDA JABAR | BANDUNG | JAWA BARAT | BANDUNG | MAIN UNIT | CUSTOMER | - |  | 14 May 2019 |  | - |  | - |  | ACTIVE
N1700100H1602SE | H0102 | URINE ANALYSER H-100 | DIAGNOSTIC 2 | DIRUI MEDICAL INDONESIA, PT. | GN00002986 | RDC PUSAT - RAWAGELAM | PUSAT | DKI JAKARTA | JAKARTA TIMUR | MAIN UNIT | EMP | 13 February 2018 | ARIEF SETIAWAN - TSE CP | 12 February 2018 |  | 13 February 2018 | ARIEF SETIAWAN - TSE CP | - |  | ACTIVE
N1700100H1603SE | H0102 | URINE ANALYSER H-100 | DIAGNOSTIC 2 | DIRUI MEDICAL INDONESIA, PT. | GN00010635 | PUSKESMAS PANCUR BATU | MEDAN | SUMATERA UTARA | MEDAN | MAIN UNIT | CUSTOMER | 13 February 2018 | ARIEF SETIAWAN - TSE CP | 16 June 2020 | BARITA P-SIMAMORA - TSE | 13 February 2018 | ARIEF SETIAWAN - TSE CP | 16 June 2020 | BARITA P-SIMAMORA - TSE | ACTIVE
N1700100H1604SE | H0102 | URINE ANALYSER H-100 | DIAGNOSTIC 2 | DIRUI MEDICAL INDONESIA, PT. | GN00002986 | RDC PUSAT - RAWAGELAM | PUSAT | DKI JAKARTA | JAKARTA TIMUR | MAIN UNIT | EMP | 13 February 2018 | ARIEF SETIAWAN - TSE CP | 12 February 2018 |  | 13 February 2018 | ARIEF SETIAWAN - TSE CP | - |  | ACTIVE
N1700100H1605SE | H0102 | URINE ANALYSER H-100 | DIAGNOSTIC 2 | DIRUI MEDICAL INDONESIA, PT. | GN00002279 | DINAS KESEHATAN TUBAN | SURABAYA-1 | JAWA TIMUR | TUBAN | MAIN UNIT | CUSTOMER | 13 February 2018 | ANDI ISMAIL - SPV TSE TIMUR | 12 February 2018 |  | 13 February 2018 | ANDI ISMAIL - SPV TSE TIMUR | - |  | ACTIVE
N1700100H1606SE | H0102 | URINE ANALYSER H-100 | DIAGNOSTIC 2 | DIRUI MEDICAL INDONESIA, PT. | GN00002279 | DINAS KESEHATAN TUBAN | SURABAYA-1 | JAWA TIMUR | TUBAN | MAIN UNIT | CUSTOMER | 13 February 2018 | ANDI ISMAIL - SPV TSE TIMUR | 12 February 2018 |  | 13 February 2018 | ANDI ISMAIL - SPV TSE TIMUR | - |  | ACTIVE
N1700100H1607SE | H0102 | URINE ANALYSER H-100 | DIAGNOSTIC 2 | DIRUI MEDICAL INDONESIA, PT. | GN00002986 | RDC PUSAT - RAWAGELAM | PUSAT | DKI JAKARTA | JAKARTA TIMUR | MAIN UNIT | EMP | 13 February 2018 | ARIEF SETIAWAN - TSE CP | 12 February 2018 |  | 13 February 2018 | ARIEF SETIAWAN - TSE CP | - |  | ACTIVE
N1700100H1608SE | H0102 | URINE ANALYSER H-100 | DIAGNOSTIC 2 | DIRUI MEDICAL INDONESIA, PT. | GN00002986 | RDC PUSAT - RAWAGELAM | PUSAT | DKI JAKARTA | JAKARTA TIMUR | MAIN UNIT | EMP | 14 February 2018 | ARIEF SETIAWAN - TSE CP | 12 February 2018 |  | 14 February 2018 | ARIEF SETIAWAN - TSE CP | - |  | ACTIVE
N1700100H1609SE | H0102 | URINE ANALYSER H-100 | DIAGNOSTIC 2 | DIRUI MEDICAL INDONESIA, PT. | GN00002986 | RDC PUSAT - RAWAGELAM | PUSAT | DKI JAKARTA | JAKARTA TIMUR | MAIN UNIT | EMP | 14 February 2018 | ARIEF SETIAWAN - TSE CP | 12 February 2018 |  | 14 February 2018 | ARIEF SETIAWAN - TSE CP | - |  | ACTIVE
N1700100H1610SE | H0102 | URINE ANALYSER H-100 | DIAGNOSTIC 2 | DIRUI MEDICAL INDONESIA, PT. | GN00002986 | RDC PUSAT - RAWAGELAM | PUSAT | DKI JAKARTA | JAKARTA TIMUR | MAIN UNIT | EMP | 14 February 2018 | ARIEF SETIAWAN - TSE CP | 12 February 2018 |  | 14 February 2018 | ARIEF SETIAWAN - TSE CP | - |  | ACTIVE
N1700100H1611SE | H0102 | URINE ANALYSER H-100 | DIAGNOSTIC 2 | DIRUI MEDICAL INDONESIA, PT. | GN00002986 | RDC PUSAT - RAWAGELAM | PUSAT | DKI JAKARTA | JAKARTA TIMUR | MAIN UNIT | EMP | 14 February 2018 | ARIEF SETIAWAN - TSE CP | 12 February 2018 |  | 14 February 2018 | ARIEF SETIAWAN - TSE CP | - |  | ACTIVE
N1700100H1612SE | H0102 | URINE ANALYSER H-100 | DIAGNOSTIC 2 | DIRUI MEDICAL INDONESIA, PT. | GN00002986 | RDC PUSAT - RAWAGELAM | PUSAT | DKI JAKARTA | JAKARTA TIMUR | MAIN UNIT | EMP | 14 February 2018 | ARIEF SETIAWAN - TSE CP | 12 February 2018 |  | 14 February 2018 | ARIEF SETIAWAN - TSE CP | - |  | ACTIVE
N1700100H1613SE | H0102 | URINE ANALYSER H-100 | DIAGNOSTIC 2 | DIRUI MEDICAL INDONESIA, PT. | GN00002986 | RDC PUSAT - RAWAGELAM | PUSAT | DKI JAKARTA | JAKARTA TIMUR | MAIN UNIT | EMP | 14 February 2018 | ARIEF SETIAWAN - TSE CP | 12 February 2018 |  | 14 February 2018 | ARIEF SETIAWAN - TSE CP | - |  | ACTIVE
N1700100H1614SE | H0102 | URINE ANALYSER H-100 | DIAGNOSTIC 2 | DIRUI MEDICAL INDONESIA, PT. | GN00002986 | RDC PUSAT - RAWAGELAM | PUSAT | DKI JAKARTA | JAKARTA TIMUR | MAIN UNIT | EMP | 14 February 2018 | ARIEF SETIAWAN - TSE CP | 12 February 2018 |  | 14 February 2018 | ARIEF SETIAWAN - TSE CP | - |  | ACTIVE
N1700100H1615SE | H0102 | URINE ANALYSER H-100 | DIAGNOSTIC 2 | DIRUI MEDICAL INDONESIA, PT. | GN00003341 | LAB CITO - MERAUKE | JAYAPURA | PAPUA | JAYAPURA | MAIN UNIT | EMP | 14 February 2018 | System Auto | 24 November 2020 | AUGESTA NANDA PRADANA - TSE | 14 February 2018 | System Auto | 24 November 2020 | AUGESTA NANDA PRADANA - TSE | ACTIVE
N1700100H1616SE | H0102 | URINE ANALYSER H-100 | DIAGNOSTIC 2 | DIRUI MEDICAL INDONESIA, PT. | GN00002986 | RDC PUSAT - RAWAGELAM | PUSAT | DKI JAKARTA | JAKARTA TIMUR | MAIN UNIT | EMP | 14 February 2018 | ARIEF SETIAWAN - TSE CP | 12 February 2018 |  | 14 February 2018 | ARIEF SETIAWAN - TSE CP | - |  | ACTIVE
N1700100H1617SE | H0102 | URINE ANALYSER H-100 | DIAGNOSTIC 2 | DIRUI MEDICAL INDONESIA, PT. | GN00002279 | DINAS KESEHATAN TUBAN | SURABAYA-1 | JAWA TIMUR | TUBAN | MAIN UNIT | CUSTOMER | 14 February 2018 | ARIEF SETIAWAN - TSE CP | 11 December 2020 | MIKKI FAHRIZI - TSE | 14 February 2018 | ARIEF SETIAWAN - TSE CP | 11 December 2020 | MIKKI FAHRIZI - TSE | ACTIVE
N1700100H1618SE | H0102 | URINE ANALYSER H-100 | DIAGNOSTIC 2 | DIRUI MEDICAL INDONESIA, PT. | GN00002279 | DINAS KESEHATAN TUBAN | SURABAYA-1 | JAWA TIMUR | TUBAN | MAIN UNIT | CUSTOMER | 14 February 2018 | ARIEF SETIAWAN - TSE CP | 11 December 2020 | MIKKI FAHRIZI - TSE | 14 February 2018 | ARIEF SETIAWAN - TSE CP | 11 December 2020 | MIKKI FAHRIZI - TSE | ACTIVE
N1700100H1619SE | H0102 | URINE ANALYSER H-100 | DIAGNOSTIC 2 | DIRUI MEDICAL INDONESIA, PT. | GN00002279 | DINAS KESEHATAN TUBAN | SURABAYA-1 | JAWA TIMUR | TUBAN | MAIN UNIT | CUSTOMER | 14 February 2018 | ARIEF SETIAWAN - TSE CP | 11 December 2020 | MIKKI FAHRIZI - TSE | 14 February 2018 | ARIEF SETIAWAN - TSE CP | 11 December 2020 | MIKKI FAHRIZI - TSE | ACTIVE
N1700100H1620SE | H0102 | URINE ANALYSER H-100 | DIAGNOSTIC 2 | DIRUI MEDICAL INDONESIA, PT. | GN00002279 | DINAS KESEHATAN TUBAN | SURABAYA-1 | JAWA TIMUR | TUBAN | MAIN UNIT | CUSTOMER | 14 February 2018 | ARIEF SETIAWAN - TSE CP | 11 December 2020 | MIKKI FAHRIZI - TSE | 14 February 2018 | ARIEF SETIAWAN - TSE CP | 11 December 2020 | MIKKI FAHRIZI - TSE | ACTIVE
N1700100H1621SE | H0102 | URINE ANALYSER H-100 | DIAGNOSTIC 2 | DIRUI MEDICAL INDONESIA, PT. | GN00002279 | DINAS KESEHATAN TUBAN | SURABAYA-1 | JAWA TIMUR | TUBAN | MAIN UNIT | CUSTOMER | 14 February 2018 | ARIEF SETIAWAN - TSE CP | 11 December 2020 | MIKKI FAHRIZI - TSE | 14 February 2018 | ARIEF SETIAWAN - TSE CP | 11 December 2020 | MIKKI FAHRIZI - TSE | ACTIVE
N1700100H1622SE | H0102 | URINE ANALYSER H-100 | DIAGNOSTIC 2 | DIRUI MEDICAL INDONESIA, PT. | GN00002279 | DINAS KESEHATAN TUBAN | SURABAYA-1 | JAWA TIMUR | TUBAN | MAIN UNIT | CUSTOMER | 14 February 2018 | ARIEF SETIAWAN - TSE CP | 11 December 2020 | MIKKI FAHRIZI - TSE | 14 February 2018 | ARIEF SETIAWAN - TSE CP | 11 December 2020 | MIKKI FAHRIZI - TSE | ACTIVE
N1700100H1623SE | H0102 | URINE ANALYSER H-100 | DIAGNOSTIC 2 | DIRUI MEDICAL INDONESIA, PT. | GN00002279 | DINAS KESEHATAN TUBAN | SURABAYA-1 | JAWA TIMUR | TUBAN | MAIN UNIT | CUSTOMER | 14 February 2018 | ARIEF SETIAWAN - TSE CP | 11 December 2020 | MIKKI FAHRIZI - TSE | 14 February 2018 | ARIEF SETIAWAN - TSE CP | 11 December 2020 | MIKKI FAHRIZI - TSE | ACTIVE
N1700100H1624SE | H0102 | URINE ANALYSER H-100 | DIAGNOSTIC 2 | DIRUI MEDICAL INDONESIA, PT. | GN00002279 | DINAS KESEHATAN TUBAN | SURABAYA-1 | JAWA TIMUR | TUBAN | MAIN UNIT | CUSTOMER | 14 February 2018 | ARIEF SETIAWAN - TSE CP | 11 December 2020 | MIKKI FAHRIZI - TSE | 14 February 2018 | ARIEF SETIAWAN - TSE CP | 11 December 2020 | MIKKI FAHRIZI - TSE | ACTIVE
N1700100H1625SE | H0102 | URINE ANALYSER H-100 | DIAGNOSTIC 2 | DIRUI MEDICAL INDONESIA, PT. | GN00002279 | DINAS KESEHATAN TUBAN | SURABAYA-1 | JAWA TIMUR | TUBAN | MAIN UNIT | CUSTOMER | 14 February 2018 | ARIEF SETIAWAN - TSE CP | 11 December 2020 | MIKKI FAHRIZI - TSE | 14 February 2018 | ARIEF SETIAWAN - TSE CP | 11 December 2020 | MIKKI FAHRIZI - TSE | ACTIVE
N1700100H1626SE | H0102 | URINE ANALYSER H-100 | DIAGNOSTIC 2 | DIRUI MEDICAL INDONESIA, PT. | GN00002985 | WORKSHOOP CSM PUSAT | PUSAT | DKI JAKARTA | JAKARTA TIMUR | MAIN UNIT | EMP | 14 February 2018 | ARIEF SETIAWAN - TSE CP | 27 June 2021 | ARBIANSYAH - TSE | 14 February 2018 | ARIEF SETIAWAN - TSE CP | 7 October 2024 | SAHID DERMAWAN - SPV TSE BARAT | ACTIVE
N1700100H1627SE | H0102 | URINE ANALYSER H-100 | DIAGNOSTIC 2 | DIRUI MEDICAL INDONESIA, PT. | GN00002986 | RDC PUSAT - RAWAGELAM | PUSAT | DKI JAKARTA | JAKARTA TIMUR | MAIN UNIT | EMP | 14 February 2018 | ARIEF SETIAWAN - TSE CP | 12 February 2018 |  | 14 February 2018 | ARIEF SETIAWAN - TSE CP | - |  | ACTIVE
N1700100H1628SE | H0102 | URINE ANALYSER H-100 | DIAGNOSTIC 2 | DIRUI MEDICAL INDONESIA, PT. | GN00002986 | RDC PUSAT - RAWAGELAM | PUSAT | DKI JAKARTA | JAKARTA TIMUR | MAIN UNIT | EMP | 14 February 2018 | ARIEF SETIAWAN - TSE CP | 12 February 2018 |  | 14 February 2018 | ARIEF SETIAWAN - TSE CP | - |  | ACTIVE
N1700100H1629SE | H0102 | URINE ANALYSER H-100 | DIAGNOSTIC 2 | DIRUI MEDICAL INDONESIA, PT. | GN00002986 | RDC PUSAT - RAWAGELAM | PUSAT | DKI JAKARTA | JAKARTA TIMUR | MAIN UNIT | EMP | 14 February 2018 | ARIEF SETIAWAN - TSE CP | 12 February 2018 |  | 14 February 2018 | ARIEF SETIAWAN - TSE CP | - |  | ACTIVE
N1700100H1630SE | H0102 | URINE ANALYSER H-100 | DIAGNOSTIC 2 | DIRUI MEDICAL INDONESIA, PT. | GN00002986 | RDC PUSAT - RAWAGELAM | PUSAT | DKI JAKARTA | JAKARTA TIMUR | MAIN UNIT | EMP | 14 February 2018 | ARIEF SETIAWAN - TSE CP | 12 February 2018 |  | 14 February 2018 | ARIEF SETIAWAN - TSE CP | - |  | ACTIVE
N1700100H1631SE | H0102 | URINE ANALYSER H-100 | DIAGNOSTIC 2 | DIRUI MEDICAL INDONESIA, PT. | GN19030011 | PUSKESMAS KEDAUNG | DEPOK | JAWA BARAT | DEPOK | MAIN UNIT | CUSTOMER | 14 February 2018 | ARIEF SETIAWAN - TSE CP | 30 December 2021 | IBNUL AZIZ - TSE | 14 February 2018 | ARIEF SETIAWAN - TSE CP | 30 December 2021 | IBNUL AZIZ - TSE | ACTIVE
N1700100H1632SE | H0102 | URINE ANALYSER H-100 | DIAGNOSTIC 2 | DIRUI MEDICAL INDONESIA, PT. | GN00002986 | RDC PUSAT - RAWAGELAM | PUSAT | DKI JAKARTA | JAKARTA TIMUR | MAIN UNIT | EMP | 14 February 2018 | ARIEF SETIAWAN - TSE CP | 12 February 2018 |  | 14 February 2018 | ARIEF SETIAWAN - TSE CP | - |  | ACTIVE
N1700100H1633SE | H0102 | URINE ANALYSER H-100 | DIAGNOSTIC 2 | DIRUI MEDICAL INDONESIA, PT. | GN00002986 | RDC PUSAT - RAWAGELAM | PUSAT | DKI JAKARTA | JAKARTA TIMUR | MAIN UNIT | EMP | 14 February 2018 | ARIEF SETIAWAN - TSE CP | 12 February 2018 |  | 14 February 2018 | ARIEF SETIAWAN - TSE CP | - |  | ACTIVE
N1700100H1634SE | H0102 | URINE ANALYSER H-100 | DIAGNOSTIC 2 | DIRUI MEDICAL INDONESIA, PT. | GN21070011 | Puskesmas Jatilawang | PURWOKERTO | JAWA TENGAH | PURWOKERTO | MAIN UNIT | CUSTOMER | 14 February 2018 | ARIEF SETIAWAN - TSE CP | 3 September 2021 | RIDWAN - TSE | 14 February 2018 | ARIEF SETIAWAN - TSE CP | 3 September 2021 | RIDWAN - TSE | ACTIVE
N1700100H1635SE | H0102 | URINE ANALYSER H-100 | DIAGNOSTIC 2 | DIRUI MEDICAL INDONESIA, PT. | GN00008126 | PUSKESMAS GUMELAR | PURWOKERTO | JAWA TENGAH | BANYUMAS | MAIN UNIT | CUSTOMER | 14 February 2018 | ARIEF SETIAWAN - TSE CP | 3 September 2021 | RIDWAN - TSE | 14 February 2018 | ARIEF SETIAWAN - TSE CP | 3 September 2021 | RIDWAN - TSE | ACTIVE
N1700100H1636SE | H0102 | URINE ANALYSER H-100 | DIAGNOSTIC 2 | DIRUI MEDICAL INDONESIA, PT. | GN21070012 | Puskesmas Kebasen | PURWOKERTO | JAWA TENGAH | PURWOKERTO | MAIN UNIT | CUSTOMER | 14 February 2018 | ARIEF SETIAWAN - TSE CP | 3 September 2021 | RIDWAN - TSE | 14 February 2018 | ARIEF SETIAWAN - TSE CP | 3 September 2021 | RIDWAN - TSE | ACTIVE
N1700100H1637SE | H0102 | URINE ANALYSER H-100 | DIAGNOSTIC 2 | DIRUI MEDICAL INDONESIA, PT. | GN21070010 | PUSKESMAS PEKUNCEN 1 | PURWOKERTO | JAWA TENGAH | PURWOKERTO | MAIN UNIT | CUSTOMER | 14 February 2018 | ARIEF SETIAWAN - TSE CP | 3 September 2021 | RIDWAN - TSE | 14 February 2018 | ARIEF SETIAWAN - TSE CP | 3 September 2021 | RIDWAN - TSE | ACTIVE
N1700100H1638SE | H0102 | URINE ANALYSER H-100 | DIAGNOSTIC 2 | DIRUI MEDICAL INDONESIA, PT. | GN00002986 | RDC PUSAT - RAWAGELAM | PUSAT | DKI JAKARTA | JAKARTA TIMUR | MAIN UNIT | EMP | 14 February 2018 | ARIEF SETIAWAN - TSE CP | 12 February 2018 |  | 14 February 2018 | ARIEF SETIAWAN - TSE CP | - |  | ACTIVE
N1700100H1639SE | H0102 | URINE ANALYSER H-100 | DIAGNOSTIC 2 | DIRUI MEDICAL INDONESIA, PT. | GN00011335 | PUSKESMAS CILONGOK I | PURWOKERTO | JAWA TENGAH | UNKNOWN | MAIN UNIT | CUSTOMER | 14 February 2018 | ARIEF SETIAWAN - TSE CP | 3 September 2021 | RIDWAN - TSE | 14 February 2018 | ARIEF SETIAWAN - TSE CP | 3 September 2021 | RIDWAN - TSE | ACTIVE
N1700100H1640SE | H0102 | URINE ANALYSER H-100 | DIAGNOSTIC 2 | DIRUI MEDICAL INDONESIA, PT. | GN00002986 | RDC PUSAT - RAWAGELAM | PUSAT | DKI JAKARTA | JAKARTA TIMUR | MAIN UNIT | EMP | 14 February 2018 | ARIEF SETIAWAN - TSE CP | 12 February 2018 |  | 14 February 2018 | ARIEF SETIAWAN - TSE CP | - |  | ACTIVE
N1700100H1641SE | H0102 | URINE ANALYSER H-100 | DIAGNOSTIC 2 | DIRUI MEDICAL INDONESIA, PT. | GN00002986 | RDC PUSAT - RAWAGELAM | PUSAT | DKI JAKARTA | JAKARTA TIMUR | MAIN UNIT | EMP | 14 February 2018 | ARIEF SETIAWAN - TSE CP | 12 February 2018 |  | 14 February 2018 | ARIEF SETIAWAN - TSE CP | - |  | ACTIVE
N1700100H1642SE | H0102 | URINE ANALYSER H-100 | DIAGNOSTIC 2 | DIRUI MEDICAL INDONESIA, PT. | GN00008902 | Puskesmas Kecamatan Limo | PEJATEN | JAWA BARAT |  | MAIN UNIT | CUSTOMER | 14 February 2018 | ARIEF SETIAWAN - TSE CP | 30 December 2021 | IBNUL AZIZ - TSE | 14 February 2018 | ARIEF SETIAWAN - TSE CP | 30 December 2021 | IBNUL AZIZ - TSE | ACTIVE
N1700100H1643SE | H0102 | URINE ANALYSER H-100 | DIAGNOSTIC 2 | DIRUI MEDICAL INDONESIA, PT. | GN00003018 | DINAS KESEHATAN KOTA DEPOK | DEPOK | JAWA BARAT | DEPOK | MAIN UNIT | CUSTOMER | 14 February 2018 | ARIEF SETIAWAN - TSE CP | 30 December 2021 | IBNUL AZIZ - TSE | 14 February 2018 | ARIEF SETIAWAN - TSE CP | 30 December 2021 | IBNUL AZIZ - TSE | ACTIVE
N1700100H1644SE | H0102 | URINE ANALYSER H-100 | DIAGNOSTIC 2 | DIRUI MEDICAL INDONESIA, PT. | GN00008904 | PUSKESMAS KECAMATAN SAWANGAN | PEJATEN | JAWA BARAT | DEPOK | MAIN UNIT | CUSTOMER | 15 February 2018 | ARIEF SETIAWAN - TSE CP | 30 December 2021 | IBNUL AZIZ - TSE | 15 February 2018 | ARIEF SETIAWAN - TSE CP | 30 December 2021 | IBNUL AZIZ - TSE | ACTIVE
N1700100H1645SE | H0102 | URINE ANALYSER H-100 | DIAGNOSTIC 2 | DIRUI MEDICAL INDONESIA, PT. | GN00008901 | PUSKESMAS KECAMATAN CIPAYUNG | PEJATEN | JAWA BARAT | DEPOK | MAIN UNIT | CUSTOMER | 15 February 2018 | ARIEF SETIAWAN - TSE CP | 30 December 2021 | IBNUL AZIZ - TSE | 15 February 2018 | ARIEF SETIAWAN - TSE CP | 30 December 2021 | IBNUL AZIZ - TSE | ACTIVE
N1700100H1646SE | H0102 | URINE ANALYSER H-100 | DIAGNOSTIC 2 | DIRUI MEDICAL INDONESIA, PT. | GN00008898 | Puskesmas Kecamatan Cilodong | PEJATEN | JAWA BARAT |  | MAIN UNIT | CUSTOMER | 15 February 2018 | ARIEF SETIAWAN - TSE CP | 30 December 2021 | IBNUL AZIZ - TSE | 15 February 2018 | ARIEF SETIAWAN - TSE CP | 30 December 2021 | IBNUL AZIZ - TSE | ACTIVE
N1700100H1647SE | H0102 | URINE ANALYSER H-100 | DIAGNOSTIC 2 | DIRUI MEDICAL INDONESIA, PT. | GN00003018 | DINAS KESEHATAN KOTA DEPOK | DEPOK | JAWA BARAT | DEPOK | MAIN UNIT | CUSTOMER | 15 February 2018 | ARIEF SETIAWAN - TSE CP | 30 December 2021 | IBNUL AZIZ - TSE | 15 February 2018 | ARIEF SETIAWAN - TSE CP | 30 December 2021 | IBNUL AZIZ - TSE | ACTIVE
N1700100H1648SE | H0102 | URINE ANALYSER H-100 | DIAGNOSTIC 2 | DIRUI MEDICAL INDONESIA, PT. | GN00008903 | PUSKESMAS KECAMATAN PANCORAN MAS | PEJATEN | JAWA BARAT | DEPOK | MAIN UNIT | CUSTOMER | 15 February 2018 | ARIEF SETIAWAN - TSE CP | 30 December 2021 | IBNUL AZIZ - TSE | 15 February 2018 | ARIEF SETIAWAN - TSE CP | 30 December 2021 | IBNUL AZIZ - TSE | ACTIVE
N1700100H1649SE | H0102 | URINE ANALYSER H-100 | DIAGNOSTIC 2 | DIRUI MEDICAL INDONESIA, PT. | GN00008906 | PUSKESMAS KECAMATAN TAPOS | PEJATEN | JAWA BARAT | DEPOK | MAIN UNIT | CUSTOMER | 15 February 2018 | ARIEF SETIAWAN - TSE CP | 30 December 2021 | IBNUL AZIZ - TSE | 15 February 2018 | ARIEF SETIAWAN - TSE CP | 30 December 2021 | IBNUL AZIZ - TSE | ACTIVE
N1700100H1650SE | H0102 | URINE ANALYSER H-100 | DIAGNOSTIC 2 | DIRUI MEDICAL INDONESIA, PT. | GN00008900 | PUSKESMAS KECAMATAN CINERE | PEJATEN | JAWA BARAT | DEPOK | MAIN UNIT | CUSTOMER | 15 February 2018 | ARIEF SETIAWAN - TSE CP | 30 December 2021 | IBNUL AZIZ - TSE | 15 February 2018 | ARIEF SETIAWAN - TSE CP | 30 December 2021 | IBNUL AZIZ - TSE | ACTIVE
N1700100H1651SE | H0102 | URINE ANALYSER H-100 | DIAGNOSTIC 2 | DIRUI MEDICAL INDONESIA, PT. | GN00008899 | PUSKESMAS KECAMATAN CIMANGGIS | PEJATEN | JAWA BARAT | DEPOK | MAIN UNIT | CUSTOMER | 15 February 2018 | ARIEF SETIAWAN - TSE CP | 30 December 2021 | IBNUL AZIZ - TSE | 15 February 2018 | ARIEF SETIAWAN - TSE CP | 30 December 2021 | IBNUL AZIZ - TSE | ACTIVE
N1700100H1652SE | H0102 | URINE ANALYSER H-100 | DIAGNOSTIC 2 | DIRUI MEDICAL INDONESIA, PT. | GN00008897 | PUSKESMAS KECAMATAN BOJONGSARI | PEJATEN | JAWA BARAT | DEPOK | MAIN UNIT | CUSTOMER | 15 February 2018 | ARIEF SETIAWAN - TSE CP | 30 December 2021 | IBNUL AZIZ - TSE | 15 February 2018 | ARIEF SETIAWAN - TSE CP | 30 December 2021 | IBNUL AZIZ - TSE | ACTIVE
N17002000FUS0463 | FUS20 | URINALISIS HYBRID FUS2000 | DIAGNOSTIC 2 | DIRUI MEDICAL INDONESIA, PT. | GN00002986 | RDC PUSAT - RAWAGELAM | PUSAT | DKI JAKARTA | JAKARTA TIMUR | MAIN UNIT | EMP | 14 February 2018 | HARI UDI RAHARJO - TSE | 12 February 2018 |  | 14 February 2018 | HARI UDI RAHARJO - TSE | - |  | ACTIVE
N17002000FUS0464 | FUS20 | URINALISIS HYBRID FUS2000 | DIAGNOSTIC 2 | DIRUI MEDICAL INDONESIA, PT. | GN00002986 | RDC PUSAT - RAWAGELAM | PUSAT | DKI JAKARTA | JAKARTA TIMUR | MAIN UNIT | EMP | 14 February 2018 | HARI UDI RAHARJO - TSE | 12 February 2018 |  | 14 February 2018 | HARI UDI RAHARJO - TSE | - |  | ACTIVE
N17002000FUS0465 | FUS20 | URINALISIS HYBRID FUS2000 | DIAGNOSTIC 2 | DIRUI MEDICAL INDONESIA, PT. | GN00002986 | RDC PUSAT - RAWAGELAM | PUSAT | DKI JAKARTA | JAKARTA TIMUR | MAIN UNIT | EMP | 14 February 2018 | HARI UDI RAHARJO - TSE | 12 February 2018 |  | 14 February 2018 | HARI UDI RAHARJO - TSE | - |  | ACTIVE
N17002000FUS0466 | FUS20 | URINALISIS HYBRID FUS2000 | DIAGNOSTIC 2 | DIRUI MEDICAL INDONESIA, PT. | GN00002986 | RDC PUSAT - RAWAGELAM | PUSAT | DKI JAKARTA | JAKARTA TIMUR | MAIN UNIT | EMP | 14 February 2018 | HARI UDI RAHARJO - TSE | 12 February 2018 |  | 14 February 2018 | HARI UDI RAHARJO - TSE | - |  | ACTIVE
N1700500H0272SE | H0104 | URINE ANALYSER H-500 | DIAGNOSTIC 2 | DIRUI MEDICAL INDONESIA, PT. | GN00011288 | BALAI KESEHATAN MATA MASYARAKAT | BEKASI | JAWA BARAT | BEKASI | MAIN UNIT | CUSTOMER | - |  | 4 May 2018 |  | - |  | - |  | ACTIVE
N1700500H0273SE | H0104 | URINE ANALYSER H-500 | DIAGNOSTIC 2 | DIRUI MEDICAL INDONESIA, PT. | GN00002986 | RDC PUSAT - RAWAGELAM | PUSAT | DKI JAKARTA | JAKARTA TIMUR | MAIN UNIT | EMP | - |  | 17 July 2017 |  | - |  | - |  | ACTIVE
N1700500H0274SE | H0104 | URINE ANALYSER H-500 | DIAGNOSTIC 2 | DIRUI MEDICAL INDONESIA, PT. | GN25010015 | LAB ANUGRAH PANDAN | MEDAN | SUMATERA UTARA | MEDAN | MAIN UNIT | EMP | - |  | 24 May 2018 |  | - |  | 23 January 2025 | SAHID DERMAWAN - SPV TSE BARAT | ACTIVE
N1700500H0275SE | H0104 | URINE ANALYSER H-500 | DIAGNOSTIC 2 | DIRUI MEDICAL INDONESIA, PT. | GN00002986 | RDC PUSAT - RAWAGELAM | PUSAT | DKI JAKARTA | JAKARTA TIMUR | MAIN UNIT | EMP | - |  | 17 July 2017 |  | - |  | - |  | ACTIVE
N1700500H0276SE | H0104 | URINE ANALYSER H-500 | DIAGNOSTIC 2 | DIRUI MEDICAL INDONESIA, PT. | GN00010419 | DINAS KESEHATAN KAB/KOTA. MALUKU TENGAH | MAKASSAR | SULAWESI SELATAN | MASOHI | MAIN UNIT | CUSTOMER | - |  | 17 July 2017 |  | - |  | - |  | ACTIVE
N1700500H0277SE | H0104 | URINE ANALYSER H-500 | DIAGNOSTIC 2 | DIRUI MEDICAL INDONESIA, PT. | GN00000798 | DINAS KESEHATAN KAB/ KOTA. ENREKANG | MAKASSAR | SULAWESI SELATAN | MAKASSAR | MAIN UNIT | CUSTOMER | - |  | 13 November 2018 |  | - |  | - |  | ACTIVE
N1700500H0278SE | H0104 | URINE ANALYSER H-500 | DIAGNOSTIC 2 | DIRUI MEDICAL INDONESIA, PT. | GN00002986 | RDC PUSAT - RAWAGELAM | PUSAT | DKI JAKARTA | JAKARTA TIMUR | MAIN UNIT | EMP | - |  | 17 July 2017 |  | - |  | - |  | ACTIVE
N1700500H0279SE | H0104 | URINE ANALYSER H-500 | DIAGNOSTIC 2 | DIRUI MEDICAL INDONESIA, PT. | GN00002292 | LAB KLINIK THAMRIN MEDAN | MEDAN | SUMATERA UTARA | MEDAN | MAIN UNIT | EMP | 9 April 2019 | FARIDA ADELINA | 26 September 2018 |  | 9 April 2019 | FARIDA ADELINA | - |  | ACTIVE
N1700500H0280SE | H0104 | URINE ANALYSER H-500 | DIAGNOSTIC 2 | DIRUI MEDICAL INDONESIA, PT. | GN00002986 | RDC PUSAT - RAWAGELAM | PUSAT | DKI JAKARTA | JAKARTA TIMUR | MAIN UNIT | EMP | - |  | 17 July 2017 |  | - |  | - |  | ACTIVE
N1700500H0281SE | H0104 | URINE ANALYSER H-500 | DIAGNOSTIC 2 | DIRUI MEDICAL INDONESIA, PT. | GN00010419 | DINAS KESEHATAN KAB/KOTA. MALUKU TENGAH | MAKASSAR | SULAWESI SELATAN | MASOHI | MAIN UNIT | CUSTOMER | - |  | 17 July 2017 |  | - |  | - |  | ACTIVE
N1700500H0282SE | H0104 | URINE ANALYSER H-500 | DIAGNOSTIC 2 | DIRUI MEDICAL INDONESIA, PT. | GN00010419 | DINAS KESEHATAN KAB/KOTA. MALUKU TENGAH | MAKASSAR | SULAWESI SELATAN | MASOHI | MAIN UNIT | CUSTOMER | - |  | 17 July 2017 |  | - |  | - |  | ACTIVE
N1700500H0283SE | H0104 | URINE ANALYSER H-500 | DIAGNOSTIC 2 | DIRUI MEDICAL INDONESIA, PT. | GN00010419 | DINAS KESEHATAN KAB/KOTA. MALUKU TENGAH | MAKASSAR | SULAWESI SELATAN | MASOHI | MAIN UNIT | CUSTOMER | - |  | 17 July 2017 |  | - |  | - |  | ACTIVE
N1700500H0284SE | H0104 | URINE ANALYSER H-500 | DIAGNOSTIC 2 | DIRUI MEDICAL INDONESIA, PT. | GN00010419 | DINAS KESEHATAN KAB/KOTA. MALUKU TENGAH | MAKASSAR | SULAWESI SELATAN | MASOHI | MAIN UNIT | CUSTOMER | - |  | 17 July 2017 |  | - |  | - |  | ACTIVE
N1700500H0285SE | H0104 | URINE ANALYSER H-500 | DIAGNOSTIC 2 | DIRUI MEDICAL INDONESIA, PT. | GN00005648 | RS. MITRA KELUARGA TEGAL (PT. CITRA MANDIRI PRIMA) | TEGAL | JAWA TENGAH | TEGAL | MAIN UNIT | EMP | - |  | 18 April 2019 |  | - |  | - |  | ACTIVE
N1700500H0286SE | H0104 | URINE ANALYSER H-500 | DIAGNOSTIC 2 | DIRUI MEDICAL INDONESIA, PT. | GN00010419 | DINAS KESEHATAN KAB/KOTA. MALUKU TENGAH | MAKASSAR | SULAWESI SELATAN | MASOHI | MAIN UNIT | CUSTOMER | - |  | 17 July 2017 |  | - |  | - |  | ACTIVE
N1700500H0287SE | H0104 | URINE ANALYSER H-500 | DIAGNOSTIC 2 | DIRUI MEDICAL INDONESIA, PT. | GN00010419 | DINAS KESEHATAN KAB/KOTA. MALUKU TENGAH | MAKASSAR | SULAWESI SELATAN | MASOHI | MAIN UNIT | CUSTOMER | - |  | 17 July 2017 |  | - |  | - |  | ACTIVE
N1700500H0288SE | H0104 | URINE ANALYSER H-500 | DIAGNOSTIC 2 | DIRUI MEDICAL INDONESIA, PT. | GN19070010 | PUSKESMAS PENGASIH I | YOGYAKARTA | YOGYAKARTA | YOGYAKARTA | MAIN UNIT | CUSTOMER | - |  | 2 August 2019 |  | - |  | - |  | ACTIVE
N1700500H0289SE | H0104 | URINE ANALYSER H-500 | DIAGNOSTIC 2 | DIRUI MEDICAL INDONESIA, PT. | GN00003137 | UPT PUSKESMAS PAYANGAN | DENPASAR | BALI | DENPASAR | MAIN UNIT | CUSTOMER | - |  | 4 March 2019 |  | - |  | - |  | ACTIVE
N1700500H0290SE | H0104 | URINE ANALYSER H-500 | DIAGNOSTIC 2 | DIRUI MEDICAL INDONESIA, PT. | GN00010419 | DINAS KESEHATAN KAB/KOTA. MALUKU TENGAH | MAKASSAR | SULAWESI SELATAN | MASOHI | MAIN UNIT | CUSTOMER | - |  | 17 July 2017 |  | - |  | - |  | ACTIVE
N1700500H0291SE | H0104 | URINE ANALYSER H-500 | DIAGNOSTIC 2 | DIRUI MEDICAL INDONESIA, PT. | GN00010419 | DINAS KESEHATAN KAB/KOTA. MALUKU TENGAH | MAKASSAR | SULAWESI SELATAN | MASOHI | MAIN UNIT | CUSTOMER | - |  | 17 July 2017 |  | - |  | - |  | ACTIVE
N1700500H0701SE | H0104 | URINE ANALYSER H-500 | DIAGNOSTIC 2 | DIRUI MEDICAL INDONESIA, PT. | GN18110014 | RUMAH SAKIT UII - BANTUL | YOGYAKARTA | YOGYAKARTA | BANTUL | MAIN UNIT | EMP | 18 January 2019 | HARI UDI RAHARJO - TSE | 18 January 2019 |  | 18 January 2019 | HARI UDI RAHARJO - TSE | - |  | ACTIVE
N1700500H0702SE | H0104 | URINE ANALYSER H-500 | DIAGNOSTIC 2 | DIRUI MEDICAL INDONESIA, PT. | GN00010117 | PUSKESMAS KECAMATAN CILANDAK | JAKARTA-2 | DKI JAKARTA | JAKARTA BARAT | MAIN UNIT | EMP | 1 January 2020 | SAHID DERMAWAN - SPV TSE BARAT | 12 December 2018 |  | 1 January 2020 | SAHID DERMAWAN - SPV TSE BARAT | - |  | ACTIVE
N1700500H0703SE | H0104 | URINE ANALYSER H-500 | DIAGNOSTIC 2 | DIRUI MEDICAL INDONESIA, PT. | GN00006782 | RS MITRA KELUARGA WARU | SURABAYA-1 | JAWA TIMUR | SURABAYA | MAIN UNIT | EMP | 8 November 2019 | ANDI ISMAIL - SPV TSE TIMUR | 3 September 2019 |  | 8 November 2019 | ANDI ISMAIL - SPV TSE TIMUR | - |  | ACTIVE
N1700500H0704SE | H0104 | URINE ANALYSER H-500 | DIAGNOSTIC 2 | DIRUI MEDICAL INDONESIA, PT. | GN00001978 | LAB CITO BOGOR | BOGOR | JAWA BARAT | BOGOR | MAIN UNIT | EMP | 31 May 2019 | IBNUL AZIZ - TSE | 14 February 2019 |  | 31 May 2019 | IBNUL AZIZ - TSE | - |  | ACTIVE
N1700500H0705SE | H0104 | URINE ANALYSER H-500 | DIAGNOSTIC 2 | DIRUI MEDICAL INDONESIA, PT. | GN00002683 | RS MITRA KELUARGA CIBUBUR | BOGOR | JAWA BARAT | BOGOR | MAIN UNIT | EMP | 15 February 2018 | System Auto | 12 February 2018 |  | 15 February 2018 | System Auto | - |  | ACTIVE
N1700500H0706SE | H0104 | URINE ANALYSER H-500 | DIAGNOSTIC 2 | DIRUI MEDICAL INDONESIA, PT. | GN19020018 | RS MITRA KELUARGA BINTARO | JAKARTA-2 | DKI JAKARTA | TANGERANG SELATAN | MAIN UNIT | EMP | - |  | 26 October 2020 | ARBIANSYAH - TSE | - |  | 26 October 2020 | ARBIANSYAH - TSE | ACTIVE
N1700500H0707SE | H0104 | URINE ANALYSER H-500 | DIAGNOSTIC 2 | DIRUI MEDICAL INDONESIA, PT. | GN18020010 | RS MITRA KELUARGA GADING SERPONG | TANGERANG | BANTEN | TANGERANG | MAIN UNIT | EMP | 18 April 2019 | ARBIANSYAH - TSE | 18 April 2019 |  | 18 April 2019 | ARBIANSYAH - TSE | - |  | ACTIVE
N1700500H0708SE | H0104 | URINE ANALYSER H-500 | DIAGNOSTIC 2 | DIRUI MEDICAL INDONESIA, PT. | GN00002921 | RS MITRA KELUARGA DEPOK ( RSMK ) | PEJATEN | JAWA BARAT | DEPOK | MAIN UNIT | EMP | 15 February 2018 | FARIDA ADELINA | 12 February 2018 |  | 15 February 2018 | FARIDA ADELINA | - |  | ACTIVE
N1700500H0709SE | H0104 | URINE ANALYSER H-500 | DIAGNOSTIC 2 | DIRUI MEDICAL INDONESIA, PT. | GN00001973 | RS MITRA KELUARGA CIKARANG | BEKASI | JAWA BARAT | BEKASI | MAIN UNIT | EMP | 15 February 2018 | System Auto | 12 February 2018 |  | 15 February 2018 | System Auto | - |  | ACTIVE
N1700500H0710SE | H0104 | URINE ANALYSER H-500 | DIAGNOSTIC 2 | DIRUI MEDICAL INDONESIA, PT. | GN00001972 | RS MITRA KELUARGA BEKASI TIMUR | BEKASI | JAWA BARAT | BEKASI | MAIN UNIT | EMP | 15 February 2018 | System Auto | 12 February 2018 |  | 15 February 2018 | System Auto | - |  | ACTIVE
N1700500H0711SE | H0104 | URINE ANALYSER H-500 | DIAGNOSTIC 2 | DIRUI MEDICAL INDONESIA, PT. | GN00007750 | RS MITRA KELUARGA KENJERAN | SURABAYA-2 | JAWA TIMUR | SURABAYA | MAIN UNIT | EMP | 21 August 2019 | MIKKI FAHRIZI - TSE | 21 August 2019 |  | 21 August 2019 | MIKKI FAHRIZI - TSE | - |  | ACTIVE
N1700500H0712SE | H0104 | URINE ANALYSER H-500 | DIAGNOSTIC 2 | DIRUI MEDICAL INDONESIA, PT. | GN19040017 | PUSKESMAS LUMBANG | SURABAYA-1 | JAWA TIMUR | SURABAYA | MAIN UNIT | CUSTOMER | 10 April 2019 | YUNAN ARIMUNTIAN - TSE | 10 April 2019 |  | 10 April 2019 | YUNAN ARIMUNTIAN - TSE | - |  | ACTIVE
N1700500H0713SE | H0104 | URINE ANALYSER H-500 | DIAGNOSTIC 2 | DIRUI MEDICAL INDONESIA, PT. | GN19030033 | RS MITRA KELUARGA PRATAMA JATI ASIH | BEKASI | JAWA BARAT | BEKASI | MAIN UNIT | EMP | 15 February 2018 | FARIDA ADELINA | 12 February 2018 |  | 15 February 2018 | FARIDA ADELINA | - |  | ACTIVE
N1700500H0714SE | H0104 | URINE ANALYSER H-500 | DIAGNOSTIC 2 | DIRUI MEDICAL INDONESIA, PT. | GN20020080 | Klinik Cahaya Cahaya Saga | MAKASSAR | SULAWESI SELATAN | AMBON | MAIN UNIT | EMP | 28 May 2019 | ABU ABDILLAH - TSE | 30 June 2021 |  | 28 May 2019 | ABU ABDILLAH - TSE | 5 December 2023 | ANDI ISMAIL - SPV TSE TIMUR | ACTIVE
N1700500H0715SE | H0104 | URINE ANALYSER H-500 | DIAGNOSTIC 2 | DIRUI MEDICAL INDONESIA, PT. | GN18050006 | RSU PENGAYOMAN | JAKARTA-1 | DKI JAKARTA | JAKARTA TIMUR | MAIN UNIT | CUSTOMER | - |  | 7 January 2021 | MOHAMAD SUKARJO - TSE CP | - |  | 7 January 2021 | MOHAMAD SUKARJO - TSE CP | ACTIVE
N1700500H0716SE | H0104 | URINE ANALYSER H-500 | DIAGNOSTIC 2 | DIRUI MEDICAL INDONESIA, PT. | GN00002108 | RS MITRA SATELIT SURABAYA | SURABAYA-1 | JAWA TIMUR | SURABAYA | MAIN UNIT | EMP | - |  | 12 February 2018 |  | - |  | - |  | ACTIVE
N1700500H0717SE | H0104 | URINE ANALYSER H-500 | DIAGNOSTIC 2 | DIRUI MEDICAL INDONESIA, PT. | GN00008554 | Lab. Pramita Madiun | KEDIRI | JAWA TIMUR |  | MAIN UNIT | EMP | 15 February 2018 | System Auto | 12 February 2018 |  | 15 February 2018 | System Auto | - |  | ACTIVE
N1700500H0718SE | H0104 | URINE ANALYSER H-500 | DIAGNOSTIC 2 | DIRUI MEDICAL INDONESIA, PT. | GN00002986 | RDC PUSAT - RAWAGELAM | PUSAT | DKI JAKARTA | JAKARTA TIMUR | MAIN UNIT | EMP | 15 February 2018 | ARIEF SETIAWAN - TSE CP | 12 February 2018 |  | 15 February 2018 | ARIEF SETIAWAN - TSE CP | - |  | ACTIVE
N1700500H0719SE | H0104 | URINE ANALYSER H-500 | DIAGNOSTIC 2 | DIRUI MEDICAL INDONESIA, PT. | GN00005670 | RSI UNISMA | MALANG | JAWA TIMUR | MALANG | MAIN UNIT | EMP | 15 February 2018 | System Auto | 18 June 2020 | AHMAD FATKHUDIN - TSE | 15 February 2018 | System Auto | 18 June 2020 | AHMAD FATKHUDIN - TSE | ACTIVE
N1700500H0720SE | H0104 | URINE ANALYSER H-500 | DIAGNOSTIC 2 | DIRUI MEDICAL INDONESIA, PT. | GN00002986 | RDC PUSAT - RAWAGELAM | PUSAT | DKI JAKARTA | JAKARTA TIMUR | MAIN UNIT | EMP | 15 February 2018 | ARIEF SETIAWAN - TSE CP | 12 February 2018 |  | 15 February 2018 | ARIEF SETIAWAN - TSE CP | - |  | ACTIVE
N1700500H0721SE | H0104 | URINE ANALYSER H-500 | DIAGNOSTIC 2 | DIRUI MEDICAL INDONESIA, PT. | GN00001971 | RS MITRA KELUARGA BEKASI BARAT | BEKASI | JAWA BARAT | BEKASI | MAIN UNIT | EMP | - |  | 4 February 2020 |  | - |  | - |  | ACTIVE
N1700500H0722SE | H0104 | URINE ANALYSER H-500 | DIAGNOSTIC 2 | DIRUI MEDICAL INDONESIA, PT. | GN19100117 | RS MURNI TEGUH JAKARTA | JAKARTA-2 | DKI JAKARTA | JAKARTA BARAT | MAIN UNIT | EMP | 15 February 2018 | ARIEF SETIAWAN - TSE CP | 24 September 2020 | MOHAMAD SUKARJO - TSE CP | 15 February 2018 | ARIEF SETIAWAN - TSE CP | 24 September 2020 | MOHAMAD SUKARJO - TSE CP | ACTIVE
N1700500H0723SE | H0104 | URINE ANALYSER H-500 | DIAGNOSTIC 2 | DIRUI MEDICAL INDONESIA, PT. | GN20100014 | Rumah Sakit Mitra Keluarga - Pondok Candra | SURABAYA-1 | JAWA TIMUR | SURABAYA | MAIN UNIT | EMP | 15 February 2018 | ARIEF SETIAWAN - TSE CP | 19 July 2022 | YUNAN ARIMUNTIAN - TSE | 15 February 2018 | ARIEF SETIAWAN - TSE CP | 16 October 2023 | ANDI ISMAIL - SPV TSE TIMUR | ACTIVE
N1700500H0724SE | H0104 | URINE ANALYSER H-500 | DIAGNOSTIC 2 | DIRUI MEDICAL INDONESIA, PT. | GN21080008 | Puskesmas Bumijawa | TEGAL | JAWA TENGAH | TEGAL | MAIN UNIT | CUSTOMER | 15 February 2018 | ARIEF SETIAWAN - TSE CP | 31 August 2021 | MUNADI - TSE | 15 February 2018 | ARIEF SETIAWAN - TSE CP | 31 August 2021 | MUNADI - TSE | ACTIVE
N1700500H0725SE | H0104 | URINE ANALYSER H-500 | DIAGNOSTIC 2 | DIRUI MEDICAL INDONESIA, PT. | GN00002986 | RDC PUSAT - RAWAGELAM | PUSAT | DKI JAKARTA | JAKARTA TIMUR | MAIN UNIT | EMP | 15 February 2018 | ARIEF SETIAWAN - TSE CP | 12 February 2018 |  | 15 February 2018 | ARIEF SETIAWAN - TSE CP | - |  | ACTIVE
N1700500H0726SE | H0104 | URINE ANALYSER H-500 | DIAGNOSTIC 2 | DIRUI MEDICAL INDONESIA, PT. | GN25030017 | LAB THAMRIN DURI PEKANBARU | PEKAN BARU | RIAU | PEKANBARU | MAIN UNIT | EMP | 15 February 2018 | ARIEF SETIAWAN - TSE CP | 25 September 2021 |  | 15 February 2018 | ARIEF SETIAWAN - TSE CP | 25 April 2025 | SAHID DERMAWAN - SPV TSE BARAT | ACTIVE
N1700500H0727SE | H0104 | URINE ANALYSER H-500 | DIAGNOSTIC 2 | DIRUI MEDICAL INDONESIA, PT. | GN00002986 | RDC PUSAT - RAWAGELAM | PUSAT | DKI JAKARTA | JAKARTA TIMUR | MAIN UNIT | EMP | 15 February 2018 | ARIEF SETIAWAN - TSE CP | 12 February 2018 |  | 15 February 2018 | ARIEF SETIAWAN - TSE CP | - |  | ACTIVE
N1700500H0728SE | H0104 | URINE ANALYSER H-500 | DIAGNOSTIC 2 | DIRUI MEDICAL INDONESIA, PT. | GN00002637 | POLTEKES PEKANBARU | PEKAN BARU | RIAU | PEKANBARU | MAIN UNIT | CUSTOMER | 15 February 2018 | ARIEF SETIAWAN - TSE CP | 9 November 2021 | RUDI SETIAWAN - TSE | 15 February 2018 | ARIEF SETIAWAN - TSE CP | 9 November 2021 | RUDI SETIAWAN - TSE | ACTIVE
N1700500H0729SE | H0104 | URINE ANALYSER H-500 | DIAGNOSTIC 2 | DIRUI MEDICAL INDONESIA, PT. | GN22030079 | LAB KLINIK KITA SINGOSARI | SEMARANG | JAWA TENGAH | SEMARANG | MAIN UNIT | CUSTOMER | 15 February 2018 | ARIEF SETIAWAN - TSE CP | 5 April 2022 | MUNADI - TSE | 15 February 2018 | ARIEF SETIAWAN - TSE CP | 5 April 2022 | MUNADI - TSE | ACTIVE
N1700500H0730SE | H0104 | URINE ANALYSER H-500 | DIAGNOSTIC 2 | DIRUI MEDICAL INDONESIA, PT. | GN19030046 | LABORATORIUM KESEHATAN DAERAH GRESIK | SURABAYA-2 | JAWA TIMUR | SURABAYA | MAIN UNIT | CUSTOMER | 15 February 2018 | ARIEF SETIAWAN - TSE CP | 29 November 2021 | MIKKI FAHRIZI - TSE | 15 February 2018 | ARIEF SETIAWAN - TSE CP | 29 November 2021 | MIKKI FAHRIZI - TSE | ACTIVE
N1700500H0731SE | H0104 | URINE ANALYSER H-500 | DIAGNOSTIC 2 | DIRUI MEDICAL INDONESIA, PT. | GN21110007 | RS MURNI TEGUH | DENPASAR | BALI | DENPASAR | MAIN UNIT | EMP | 15 February 2018 | ARIEF SETIAWAN - TSE CP | 24 January 2022 | NICO HERMAWAN - TSE CP | 15 February 2018 | ARIEF SETIAWAN - TSE CP | 19 August 2025 | SAHID DERMAWAN - SPV TSE BARAT | ACTIVE
N1700500H0732SE | H0104 | URINE ANALYSER H-500 | DIAGNOSTIC 2 | DIRUI MEDICAL INDONESIA, PT. | GN00002302 | LAB THAMRIN BINJAI | MEDAN | SUMATERA UTARA | BINJAI | MAIN UNIT | EMP | 15 February 2018 | ARIEF SETIAWAN - TSE CP | 12 February 2018 |  | 15 February 2018 | ARIEF SETIAWAN - TSE CP | - |  | ACTIVE
N1700500H0733SE | H0104 | URINE ANALYSER H-500 | DIAGNOSTIC 2 | DIRUI MEDICAL INDONESIA, PT. | GN00002311 | RSU MUH ANWAR SUMENEP | SURABAYA-1 | JAWA TIMUR | SUMENEP | MAIN UNIT | CUSTOMER | 15 February 2018 | ARIEF SETIAWAN - TSE CP | 9 December 2021 |  | 15 February 2018 | ARIEF SETIAWAN - TSE CP | 20 December 2023 | ANDI ISMAIL - SPV TSE TIMUR | ACTIVE
N1700500H0734SE | H0104 | URINE ANALYSER H-500 | DIAGNOSTIC 2 | DIRUI MEDICAL INDONESIA, PT. | GN22020009 | RSU GRAND MITRA MEDIKA | MEDAN | SUMATERA UTARA | MEDAN | MAIN UNIT | CUSTOMER | 15 February 2018 | ARIEF SETIAWAN - TSE CP | 9 March 2022 | AZLI YUDHA - TSE | 15 February 2018 | ARIEF SETIAWAN - TSE CP | 9 March 2022 | AZLI YUDHA - TSE | ACTIVE
N1700500H0735SE | H0104 | URINE ANALYSER H-500 | DIAGNOSTIC 2 | DIRUI MEDICAL INDONESIA, PT. | GN00008613 | LABORATORIUM KLINIK ANUGERAH KABANJAHE | MEDAN | SUMATERA UTARA | MEDAN | MAIN UNIT | CUSTOMER | 15 February 2018 | ARIEF SETIAWAN - TSE CP | 30 April 2022 | BARITA P-SIMAMORA - TSE | 15 February 2018 | ARIEF SETIAWAN - TSE CP | 30 April 2022 | BARITA P-SIMAMORA - TSE | ACTIVE
N1700500H0736SE | H0104 | URINE ANALYSER H-500 | DIAGNOSTIC 2 | DIRUI MEDICAL INDONESIA, PT. | GN22040010 | RS MITRA KELUARGA - DELTAMAS | BEKASI | JAWA BARAT | BEKASI | MAIN UNIT | EMP | 15 February 2018 | ARIEF SETIAWAN - TSE CP | 12 February 2018 |  | 15 February 2018 | ARIEF SETIAWAN - TSE CP | - |  | ACTIVE
N1700500H0737SE | H0104 | URINE ANALYSER H-500 | DIAGNOSTIC 2 | DIRUI MEDICAL INDONESIA, PT. | GN00006910 | DINAS KESEHATAN KAB/KOTA. PADANG LAWAS UTARA | PEMATANG SIANTAR | SUMATERA UTARA | PEMATANG SIANTAR | MAIN UNIT | CUSTOMER | 15 February 2018 | ARIEF SETIAWAN - TSE CP | 30 July 2022 | BARITA P-SIMAMORA - TSE | 15 February 2018 | ARIEF SETIAWAN - TSE CP | 30 July 2022 | BARITA P-SIMAMORA - TSE | ACTIVE
N1700500H0738SE | H0104 | URINE ANALYSER H-500 | DIAGNOSTIC 2 | DIRUI MEDICAL INDONESIA, PT. | GN00006910 | DINAS KESEHATAN KAB/KOTA. PADANG LAWAS UTARA | PEMATANG SIANTAR | SUMATERA UTARA | PEMATANG SIANTAR | MAIN UNIT | CUSTOMER | 15 February 2018 | ARIEF SETIAWAN - TSE CP | 30 July 2022 | BARITA P-SIMAMORA - TSE | 15 February 2018 | ARIEF SETIAWAN - TSE CP | 30 July 2022 | BARITA P-SIMAMORA - TSE | ACTIVE
N1700500H0739SE | H0104 | URINE ANALYSER H-500 | DIAGNOSTIC 2 | DIRUI MEDICAL INDONESIA, PT. | GN00006910 | DINAS KESEHATAN KAB/KOTA. PADANG LAWAS UTARA | PEMATANG SIANTAR | SUMATERA UTARA | PEMATANG SIANTAR | MAIN UNIT | CUSTOMER | 15 February 2018 | ARIEF SETIAWAN - TSE CP | 30 July 2022 | BARITA P-SIMAMORA - TSE | 15 February 2018 | ARIEF SETIAWAN - TSE CP | 30 July 2022 | BARITA P-SIMAMORA - TSE | ACTIVE
N1700500H0740SE | H0104 | URINE ANALYSER H-500 | DIAGNOSTIC 2 | DIRUI MEDICAL INDONESIA, PT. | GN00006910 | DINAS KESEHATAN KAB/KOTA. PADANG LAWAS UTARA | PEMATANG SIANTAR | SUMATERA UTARA | PEMATANG SIANTAR | MAIN UNIT | CUSTOMER | 15 February 2018 | ARIEF SETIAWAN - TSE CP | 30 July 2022 | BARITA P-SIMAMORA - TSE | 15 February 2018 | ARIEF SETIAWAN - TSE CP | 30 July 2022 | BARITA P-SIMAMORA - TSE | ACTIVE
N1700500H0741SE | H0104 | URINE ANALYSER H-500 | DIAGNOSTIC 2 | DIRUI MEDICAL INDONESIA, PT. | GN00006910 | DINAS KESEHATAN KAB/KOTA. PADANG LAWAS UTARA | PEMATANG SIANTAR | SUMATERA UTARA | PEMATANG SIANTAR | MAIN UNIT | CUSTOMER | 15 February 2018 | ARIEF SETIAWAN - TSE CP | 30 July 2022 | BARITA P-SIMAMORA - TSE | 15 February 2018 | ARIEF SETIAWAN - TSE CP | 30 July 2022 | BARITA P-SIMAMORA - TSE | ACTIVE
N1700500H0742SE | H0104 | URINE ANALYSER H-500 | DIAGNOSTIC 2 | DIRUI MEDICAL INDONESIA, PT. | GN00002121 | RS Premier Surabaya (PT AFFINITY HEALTH INDONESIA) | SURABAYA-1 | JAWA TIMUR |  | MAIN UNIT | CUSTOMER | 15 February 2018 | ARIEF SETIAWAN - TSE CP | 31 July 2022 | PHILIP LAKRISNA - TSE | 15 February 2018 | ARIEF SETIAWAN - TSE CP | 31 July 2022 | PHILIP LAKRISNA - TSE | ACTIVE
N1700500H0743SE | H0104 | URINE ANALYSER H-500 | DIAGNOSTIC 2 | DIRUI MEDICAL INDONESIA, PT. | GN22080049 | PUSKEMAS KEMBARAN II | PURWOKERTO | JAWA TENGAH | PURWOKERTO | MAIN UNIT | CUSTOMER | 15 February 2018 | ARIEF SETIAWAN - TSE CP | 24 August 2022 | RIDWAN - TSE | 15 February 2018 | ARIEF SETIAWAN - TSE CP | 24 August 2022 | RIDWAN - TSE | ACTIVE
N1700500H0744SE | H0104 | URINE ANALYSER H-500 | DIAGNOSTIC 2 | DIRUI MEDICAL INDONESIA, PT. | GN22080048 | PUSKESMAS TAMBAK II | PURWOKERTO | JAWA TENGAH | PURWOKERTO | MAIN UNIT | CUSTOMER | 15 February 2018 | ARIEF SETIAWAN - TSE CP | 24 August 2022 | RIDWAN - TSE | 15 February 2018 | ARIEF SETIAWAN - TSE CP | 24 August 2022 | RIDWAN - TSE | ACTIVE
N1700500H0745SE | H0104 | URINE ANALYSER H-500 | DIAGNOSTIC 2 | DIRUI MEDICAL INDONESIA, PT. | GN00011336 | PUSKESMAS CILONGOK II | PURWOKERTO | JAWA TENGAH | UNKNOWN | MAIN UNIT | CUSTOMER | 15 February 2018 | ARIEF SETIAWAN - TSE CP | 24 August 2022 | RIDWAN - TSE | 15 February 2018 | ARIEF SETIAWAN - TSE CP | 24 August 2022 | RIDWAN - TSE | ACTIVE
N1700500H0746SE | H0104 | URINE ANALYSER H-500 | DIAGNOSTIC 2 | DIRUI MEDICAL INDONESIA, PT. | GN00002648 | LAB CITO PURWOKERTO | PURWOKERTO | JAWA TENGAH | PURWOKERTO | MAIN UNIT | EMP | 15 February 2018 | ARIEF SETIAWAN - TSE CP | 12 February 2018 |  | 15 February 2018 | ARIEF SETIAWAN - TSE CP | - |  | ACTIVE
N1700500H0747SE | H0104 | URINE ANALYSER H-500 | DIAGNOSTIC 2 | DIRUI MEDICAL INDONESIA, PT. | GN00002818 | PT. INNOLAB SAINS INTERNATIONAL ( KALGEN INNOLAB ) | JAKARTA-1 | DKI JAKARTA | JAKARTA TIMUR | MAIN UNIT | EMP | 15 February 2018 | ARIEF SETIAWAN - TSE CP | 5 December 2024 |  | 15 February 2018 | ARIEF SETIAWAN - TSE CP | 6 January 2025 | SAHID DERMAWAN - SPV TSE BARAT | ACTIVE
N1700500H0748SE | H0104 | URINE ANALYSER H-500 | DIAGNOSTIC 2 | DIRUI MEDICAL INDONESIA, PT. | GN22080054 | RS MITRA KELUARGA PAMULANG | DEPOK | BANTEN | DEPOK | MAIN UNIT | EMP | 15 February 2018 | ARIEF SETIAWAN - TSE CP | 12 February 2018 |  | 15 February 2018 | ARIEF SETIAWAN - TSE CP | - |  | ACTIVE
N1700500H0749SE | H0104 | URINE ANALYSER H-500 | DIAGNOSTIC 2 | DIRUI MEDICAL INDONESIA, PT. | GN24050001 | Lab Cito Balikpapan | BALIKPAPAN | KALIMANTAN TIMUR | BALIKPAPAN | MAIN UNIT | EMP | 15 February 2018 | ARIEF SETIAWAN - TSE CP | 12 February 2018 |  | 15 February 2018 | ARIEF SETIAWAN - TSE CP | - |  | ACTIVE
N1700500H0750SE | H0104 | URINE ANALYSER H-500 | DIAGNOSTIC 2 | DIRUI MEDICAL INDONESIA, PT. | GN24060012 | RS MITRA KELUARGA SLAWI | TEGAL | JAWA TENGAH | TEGAL | MAIN UNIT | EMP | 15 February 2018 | ARIEF SETIAWAN - TSE CP | 15 November 2022 |  | 15 February 2018 | ARIEF SETIAWAN - TSE CP | 13 December 2024 | SAHID DERMAWAN - SPV TSE BARAT | ACTIVE
N1700500H0751SE | H0104 | URINE ANALYSER H-500 | DIAGNOSTIC 2 | DIRUI MEDICAL INDONESIA, PT. | GN22060007 | LAB KLINIK CITO - KELAPA GADING | JAKARTA-1 | DKI JAKARTA | JAKARTA UTARA | MAIN UNIT | EMP | 15 February 2018 | ARIEF SETIAWAN - TSE CP | 13 September 2023 | MUHAMMAD FAJAR - TSE | 15 February 2018 | ARIEF SETIAWAN - TSE CP | 13 September 2023 | MUHAMMAD FAJAR - TSE | ACTIVE
N1700500H0752SE | H0104 | URINE ANALYSER H-500 | DIAGNOSTIC 2 | DIRUI MEDICAL INDONESIA, PT. | GN00009130 | PUSKESMAS BATURADEN I | PURWOKERTO | JAWA TENGAH | BANYUMAS | MAIN UNIT | CUSTOMER | 15 February 2018 | ARIEF SETIAWAN - TSE CP | 21 September 2023 |  | 15 February 2018 | ARIEF SETIAWAN - TSE CP | 14 October 2023 | ANDI ISMAIL - SPV TSE TIMUR | ACTIVE
N1700500H0753SE | H0104 | URINE ANALYSER H-500 | DIAGNOSTIC 2 | DIRUI MEDICAL INDONESIA, PT. | GN00011344 | PUSKESMAS KALIBAGOR | PURWOKERTO | JAWA TENGAH | UNKNOWN | MAIN UNIT | CUSTOMER | 15 February 2018 | ARIEF SETIAWAN - TSE CP | 26 January 2023 |  | 15 February 2018 | ARIEF SETIAWAN - TSE CP | 12 October 2023 | ANDI ISMAIL - SPV TSE TIMUR | ACTIVE
N1700500H0754SE | H0104 | URINE ANALYSER H-500 | DIAGNOSTIC 2 | DIRUI MEDICAL INDONESIA, PT. | GN24090019 | PUSKESMAS SUMPIUH I | PURWOKERTO | JAWA TENGAH | PURWOKERTO | MAIN UNIT | CUSTOMER | 15 February 2018 | ARIEF SETIAWAN - TSE CP | 26 January 2023 |  | 15 February 2018 | ARIEF SETIAWAN - TSE CP | 19 September 2024 | ANDI ISMAIL - SPV TSE TIMUR | ACTIVE
N1700500H0755SE | H0104 | URINE ANALYSER H-500 | DIAGNOSTIC 2 | DIRUI MEDICAL INDONESIA, PT. | GN22100050 | RS MURNI TEGUH BANDUNG | BANDUNG | JAWA BARAT | BANDUNG | MAIN UNIT | EMP | 15 February 2018 | ARIEF SETIAWAN - TSE CP | 3 June 2024 |  | 15 February 2018 | ARIEF SETIAWAN - TSE CP | 24 June 2024 | SAHID DERMAWAN - SPV TSE BARAT | ACTIVE
N1700500H0756SE | H0104 | URINE ANALYSER H-500 | DIAGNOSTIC 2 | DIRUI MEDICAL INDONESIA, PT. | GN24060007 | LAB KLINIK CITO MAYJEND SUNGKONO SURABAYA | SURABAYA-1 | JAWA TIMUR | SURABAYA | MAIN UNIT | EMP | 15 February 2018 | ARIEF SETIAWAN - TSE CP | 20 July 2023 | MIKKI FAHRIZI - TSE | 15 February 2018 | ARIEF SETIAWAN - TSE CP | 8 June 2024 | ANDI ISMAIL - SPV TSE TIMUR | ACTIVE
N1700500H0757SE | H0104 | URINE ANALYSER H-500 | DIAGNOSTIC 2 | DIRUI MEDICAL INDONESIA, PT. | GN00007404 | RSUD TABANAN | DENPASAR | BALI | DENPASAR | MAIN UNIT | EMP | 13 February 2018 | ANTONIUS SAGITA - KALIBRASI | 7 March 2024 | ANDRIAS NUGROHO - TSE | 13 February 2018 | ANTONIUS SAGITA - KALIBRASI | 12 March 2024 | ANDI ISMAIL - SPV TSE TIMUR | ACTIVE
N1700500H0758SE | H0104 | URINE ANALYSER H-500 | DIAGNOSTIC 2 | DIRUI MEDICAL INDONESIA, PT. | GN23080008 | RS MITRA KELUARGA GRAND WISATA | BEKASI | JAWA BARAT | BEKASI | MAIN UNIT | EMP | 15 February 2018 | ARIEF SETIAWAN - TSE CP | 16 October 2023 |  | 15 February 2018 | ARIEF SETIAWAN - TSE CP | 24 May 2024 | SAHID DERMAWAN - SPV TSE BARAT | ACTIVE
N1700500H0759SE | H0104 | URINE ANALYSER H-500 | DIAGNOSTIC 2 | DIRUI MEDICAL INDONESIA, PT. | GN00000403 | RSUD DELI SERDANG | MEDAN | SUMATERA UTARA | LUBUK PAKAM | MAIN UNIT | EMP | 15 February 2018 | ARIEF SETIAWAN - TSE CP | 23 January 2024 |  | 15 February 2018 | ARIEF SETIAWAN - TSE CP | 31 January 2024 | SAHID DERMAWAN - SPV TSE BARAT | ACTIVE
N1700500H0760SE | H0104 | URINE ANALYSER H-500 | DIAGNOSTIC 2 | DIRUI MEDICAL INDONESIA, PT. | GN00002985 | WORKSHOOP CSM PUSAT | PUSAT | DKI JAKARTA | JAKARTA TIMUR | MAIN UNIT | EMP | 15 February 2018 | ARIEF SETIAWAN - TSE CP | 19 July 2024 |  | 15 February 2018 | ARIEF SETIAWAN - TSE CP | 11 March 2025 | SAHID DERMAWAN - SPV TSE BARAT | ACTIVE
N1700500H279SE | H0104 | URINE ANALYSER H-500 | DIAGNOSTIC 2 | DIRUI MEDICAL INDONESIA, PT. | GN00002986 | RDC PUSAT - RAWAGELAM | PUSAT | DKI JAKARTA | JAKARTA TIMUR | MAIN UNIT | EMP | - |  | 17 July 2017 |  | - |  | - |  | ACTIVE
N1700500H733SE | H0104 | URINE ANALYSER H-500 | DIAGNOSTIC 2 | DIRUI MEDICAL INDONESIA, PT. | GN00002311 | RSU MUH ANWAR SUMENEP | SURABAYA-1 | JAWA TIMUR | SUMENEP | MAIN UNIT | CUSTOMER | - |  | 21 September 2021 |  | 14 December 2021 | LEO LANANG SIGIT - TSE CP | 24 January 2025 | ANDI ISMAIL - SPV TSE TIMUR | ACTIVE
N1700500N0283SE | H0104 | URINE ANALYSER H-500 | DIAGNOSTIC 2 | DIRUI MEDICAL INDONESIA, PT. | GN00002986 | RDC PUSAT - RAWAGELAM | PUSAT | DKI JAKARTA | JAKARTA TIMUR | MAIN UNIT | EMP | 14 February 2018 | TRIYONO - TSE AREA BARAT | 14 February 2018 |  | 14 February 2018 | TRIYONO - TSE AREA BARAT | - |  | ACTIVE
N1700700H0222SE | H0301 | URINE ANALYZER H-800 BASIC | DIAGNOSTIC 2 | DIRUI MEDICAL INDONESIA, PT. | GN00002986 | RDC PUSAT - RAWAGELAM | PUSAT | DKI JAKARTA | JAKARTA TIMUR | MAIN UNIT | EMP | 15 February 2018 | ARIEF SETIAWAN - TSE CP | 12 February 2018 |  | 15 February 2018 | ARIEF SETIAWAN - TSE CP | - |  | ACTIVE
N1700700H0223SE | H0301 | URINE ANALYZER H-800 BASIC | DIAGNOSTIC 2 | DIRUI MEDICAL INDONESIA, PT. | GN00002986 | RDC PUSAT - RAWAGELAM | PUSAT | DKI JAKARTA | JAKARTA TIMUR | MAIN UNIT | EMP | 15 February 2018 | ARIEF SETIAWAN - TSE CP | 12 February 2018 |  | 15 February 2018 | ARIEF SETIAWAN - TSE CP | - |  | ACTIVE
N1700800H0222SE | H0312 | URINE ANALYSER H-800 COMPLETE | DIAGNOSTIC 2 | DIRUI MEDICAL INDONESIA, PT. | GN00000283 | RSUD KEP. MENTAWAI | PADANG | SUMATERA BARAT | TUAPEJAT | MAIN UNIT | CUSTOMER | - |  | 17 December 2018 |  | - |  | - |  | ACTIVE
N1700800H0223SE | H0301 | URINE ANALYZER H-800 BASIC | DIAGNOSTIC 2 | DIRUI MEDICAL INDONESIA, PT. | GN19080004 | RSUD Bumi Panua | MANADO | GORONTALO | GORONTALO | MAIN UNIT | CUSTOMER | - |  | 13 August 2019 |  | - |  | - |  | ACTIVE
N1702000FUS0463 | FUS20 | URINALISIS HYBRID FUS2000 | DIAGNOSTIC 2 | DIRUI MEDICAL INDONESIA, PT. | GN00002164 | RSU DR WAHIDIN S HUSODO | SURABAYA-1 | JAWA TIMUR | MOJOKERTO | MAIN UNIT | EMP | - |  | 31 August 2021 | MUNADI - TSE | 4 February 2021 | LEO LANANG SIGIT - TSE CP | 14 July 2022 | FARIDA ADELINA | ACTIVE
N1702000FUS0464 | FUS20 | URINALISIS HYBRID FUS2000 | DIAGNOSTIC 2 | DIRUI MEDICAL INDONESIA, PT. | GN00002164 | RSU DR WAHIDIN S HUSODO | SURABAYA-1 | JAWA TIMUR | MOJOKERTO | MAIN UNIT | EMP | - |  | 29 October 2021 | AZLI YUDHA - TSE | 4 February 2021 | LEO LANANG SIGIT - TSE CP | 14 July 2022 | FARIDA ADELINA | ACTIVE
N1702000FUS0465 | FUS20 | URINALISIS HYBRID FUS2000 | DIAGNOSTIC 2 | DIRUI MEDICAL INDONESIA, PT. | GN00000584 | LAB. CITO ( INDRAPRASTA ) | SEMARANG | JAWA TENGAH | SEMARANG | MAIN UNIT | EMP | 29 July 2019 | ANDRIAS NUGROHO - TSE | 26 September 2018 |  | 29 July 2019 | ANDRIAS NUGROHO - TSE | - |  | ACTIVE
N1702000FUS0466 | FUS20 | URINALISIS HYBRID FUS2000 | DIAGNOSTIC 2 | DIRUI MEDICAL INDONESIA, PT. | GN00002045 | LAB CITO FATMAWATI | JAKARTA-2 | DKI JAKARTA | JAKARTA SELATAN | MAIN UNIT | EMP | 26 September 2018 | FARIDA ADELINA | 26 September 2018 |  | 26 September 2018 | FARIDA ADELINA | - |  | ACTIVE
N18000800H0194SE | H0312 | URINE ANALYSER H-800 COMPLETE | DIAGNOSTIC 2 | DIRUI MEDICAL INDONESIA, PT. | GN00011441 | DINAS KESEHATAN DHAMASRAYA | PADANG | SUMATERA BARAT | PADANG | MAIN UNIT | CUSTOMER | 16 September 2019 | ABDI PUTRA - TSE | 16 September 2019 |  | 16 September 2019 | ABDI PUTRA - TSE | - |  | ACTIVE
N1800800H0193SE | H0301 | URINE ANALYZER H-800 BASIC | DIAGNOSTIC 2 | DIRUI MEDICAL INDONESIA, PT. | GN00003154 | RSUD BITUNG | MANADO | SULAWESI UTARA | MANADO | MAIN UNIT | CUSTOMER | - |  | 6 July 2019 |  | - |  | - |  | ACTIVE
N1800800H0213SE | H0301 | URINE ANALYZER H-800 BASIC | DIAGNOSTIC 2 | DIRUI MEDICAL INDONESIA, PT. | GN00002985 | WORKSHOOP CSM PUSAT | PUSAT | DKI JAKARTA | JAKARTA TIMUR | MAIN UNIT | EMP | - |  | 28 March 2022 | BARITA P-SIMAMORA - TSE | 24 January 2022 | LEO LANANG SIGIT - TSE CP | 29 April 2024 | ANDI ISMAIL - SPV TSE TIMUR | ACTIVE
N18020000FUS0350 | FUS20 | URINALISIS HYBRID FUS2000 | DIAGNOSTIC 2 | DIRUI MEDICAL INDONESIA, PT. | GN00007404 | RSUD TABANAN | DENPASAR | BALI | DENPASAR | MAIN UNIT | CUSTOMER | - |  | 24 April 2019 |  | - |  | - |  | ACTIVE
N1802000FUS0351 | FUS20 | URINALISIS HYBRID FUS2000 | DIAGNOSTIC 2 | DIRUI MEDICAL INDONESIA, PT. | GN21080013 | Laboratorium Kesehatan Banyumas | PURWOKERTO | JAWA TENGAH | PURWOKERTO | MAIN UNIT | CUSTOMER | 21 February 2022 | NOVAN KURNIARTATO - TSE | 25 August 2021 | RIDWAN - TSE | 13 August 2021 | NOVAN KURNIARTATO - TSE | 21 February 2022 | NOVAN KURNIARTATO - TSE | ACTIVE
N1900100FUS0029 | FUS10 | URINALYSIS HYBRID FUS1000 | DIAGNOSTIC 2 | DIRUI MEDICAL INDONESIA, PT. | GN00002804 | LABKESDA DKI JAKARTA | JAKARTA-1 | DKI JAKARTA | JAKARTA PUSAT | MAIN UNIT | CUSTOMER | - |  | 3 September 2019 |  | - |  | - |  | ACTIVE
N1900100H0591SE | H0102 | URINE ANALYSER H-100 | DIAGNOSTIC 2 | DIRUI MEDICAL INDONESIA, PT. | GN00008896 | PUSKESMAS KECAMATAN BEJI | PEJATEN | JAWA BARAT | DEPOK | MAIN UNIT | CUSTOMER | 22 February 2021 | NOVAN KURNIARTATO - TSE | 30 December 2021 | IBNUL AZIZ - TSE | 17 February 2021 | NOVAN KURNIARTATO - TSE | 30 December 2021 | IBNUL AZIZ - TSE | ACTIVE
N1901000FUS0224 | FUS10 | URINALYSIS HYBRID FUS1000 | DIAGNOSTIC 2 | DIRUI MEDICAL INDONESIA, PT. | GN00002985 | WORKSHOOP CSM PUSAT | PUSAT | DKI JAKARTA | JAKARTA TIMUR | MAIN UNIT | EMP | 3 December 2019 | LEO LANANG SIGIT - TSE CP | 22 February 2022 | MIKKI FAHRIZI - TSE | 3 December 2019 | LEO LANANG SIGIT - TSE CP | 25 March 2025 | SAHID DERMAWAN - SPV TSE BARAT | ACTIVE
N1901000FUS0394 | FUS10 | URINALYSIS HYBRID FUS1000 | DIAGNOSTIC 2 | DIRUI MEDICAL INDONESIA, PT. | GN00002985 | WORKSHOOP CSM PUSAT | PUSAT | DKI JAKARTA | JAKARTA TIMUR | MAIN UNIT | EMP | 7 February 2020 | LEO LANANG SIGIT - TSE CP | 20 July 2020 |  | 7 February 2020 | LEO LANANG SIGIT - TSE CP | 25 March 2025 | SAHID DERMAWAN - SPV TSE BARAT | ACTIVE
N1901000FUS0395 | FUS10 | URINALYSIS HYBRID FUS1000 | DIAGNOSTIC 2 | DIRUI MEDICAL INDONESIA, PT. | GN00002985 | WORKSHOOP CSM PUSAT | PUSAT | DKI JAKARTA | JAKARTA TIMUR | MAIN UNIT | EMP | 7 February 2020 | LEO LANANG SIGIT - TSE CP | 8 November 2024 | MUHAMMAD FAJAR - TSE | 7 February 2020 | LEO LANANG SIGIT - TSE CP | 6 January 2025 | SAHID DERMAWAN - SPV TSE BARAT | ACTIVE
N1901000FUS0396 | FUS10 | URINALYSIS HYBRID FUS1000 | DIAGNOSTIC 2 | DIRUI MEDICAL INDONESIA, PT. | GN00000549 | BLK KOTA SEMARANG / PROV JATENG | SEMARANG | JAWA TENGAH | SEMARANG | MAIN UNIT | CUSTOMER | 7 February 2020 | LEO LANANG SIGIT - TSE CP | 24 May 2022 | MUNADI - TSE | 7 February 2020 | LEO LANANG SIGIT - TSE CP | 24 May 2022 | MUNADI - TSE | ACTIVE
N1901000FUS0397 | FUS10 | URINALYSIS HYBRID FUS1000 | DIAGNOSTIC 2 | DIRUI MEDICAL INDONESIA, PT. | GN19120011 | RSUD BINTAN | BATAM | KEPULAUAN RIAU | BATAM | MAIN UNIT | CUSTOMER | 7 February 2020 | LEO LANANG SIGIT - TSE CP | 21 July 2022 | RUDI SETIAWAN - TSE | 7 February 2020 | LEO LANANG SIGIT - TSE CP | 21 July 2022 | RUDI SETIAWAN - TSE | ACTIVE
N1901000FUS0398 | FUS10 | URINALYSIS HYBRID FUS1000 | DIAGNOSTIC 2 | DIRUI MEDICAL INDONESIA, PT. | GN00001901 | RSUP SOERADJI KLATEN | YOGYAKARTA | YOGYAKARTA | YOGYAKARTA | MAIN UNIT | CUSTOMER | 7 February 2020 | LEO LANANG SIGIT - TSE CP | 22 September 2022 |  | 7 February 2020 | LEO LANANG SIGIT - TSE CP | 10 October 2023 | ANDI ISMAIL - SPV TSE TIMUR | ACTIVE
N2001000FUS0049 | FUS10 | URINALYSIS HYBRID FUS1000 | DIAGNOSTIC 2 | DIRUI MEDICAL INDONESIA, PT. | GN00000125 | RS CHARITAS PALEMBANG | PALEMBANG | SUMATERA SELATAN | PALEMBANG | MAIN UNIT | EMP | - |  | 26 July 2025 |  | 26 July 2024 | LEO LANANG SIGIT - TSE CP | 4 August 2025 | SAHID DERMAWAN - SPV TSE BARAT | ACTIVE
N2001000FUS0050 | FUS10 | URINALYSIS HYBRID FUS1000 | DIAGNOSTIC 2 | DIRUI MEDICAL INDONESIA, PT. | GN00002292 | LAB KLINIK THAMRIN MEDAN | MEDAN | SUMATERA UTARA | MEDAN | MAIN UNIT | EMP | 22 February 2021 | NOVAN KURNIARTATO - TSE | 23 October 2023 |  | 17 February 2021 | NOVAN KURNIARTATO - TSE | 13 March 2024 | SAHID DERMAWAN - SPV TSE BARAT | ACTIVE
N2001000FUS49 | FUS10 | URINALYSIS HYBRID FUS1000 | DIAGNOSTIC 2 | DIRUI MEDICAL INDONESIA, PT. | GN00002986 | RDC PUSAT - RAWAGELAM | PUSAT | DKI JAKARTA | JAKARTA TIMUR | MAIN UNIT | EMP | 22 February 2021 | NOVAN KURNIARTATO - TSE | - |  | 17 February 2021 | NOVAN KURNIARTATO - TSE | - |  | ACTIVE
N3321262 | 81801 | Konelab 20 |  |  | GN00007681 | PT UNILEVER INDONESIA TBK | BEKASI | JAWA BARAT | BEKASI | MAIN UNIT | CUSTOMER | - |  | 1 January 2012 |  | - |  | - |  | ACTIVE
NI500100H0954SE | H0102 | URINE ANALYSER H-100 | DIAGNOSTIC 2 | DIRUI MEDICAL INDONESIA, PT. | GN00009738 | PUSKESMAS BANJAR BARU | BANDAR LAMPUNG | LAMPUNG | BANDAR LAMPUNG | MAIN UNIT | CUSTOMER | - |  | 13 January 2016 |  | - |  | - |  | ACTIVE
NIP00007US002P | H0601 | URINE SEDIMENT ANALYSER FUS-100 | DIAGNOSTIC 2 | DIRUI MEDICAL INDONESIA, PT. | GN00002986 | RDC PUSAT - RAWAGELAM | PUSAT | DKI JAKARTA | JAKARTA TIMUR | MAIN UNIT | EMP | - |  | - |  | - |  | - |  | ACTIVE
OA001649 | 21250 | DENSICHECK PLUS | DIAGNOSTIC 1 | BIOMERIEUX, INC. | GN00000460 | RSUD DR ZAINOEL ABIDIN | BANDA ACEH | ACEH | BANDA ACEH | MAIN UNIT | CUSTOMER | 12 December 2014 | SURYADI | 11 December 2014 |  | 12 December 2014 | SURYADI | - |  | ACTIVE
OA040354 | 21250 | DENSICHECK PLUS | DIAGNOSTIC 1 | BIOMERIEUX, INC. | GN00001930 | RS JOGJA INTERNATIONAL HOSPITAL (JIH) | YOGYAKARTA | YOGYAKARTA | YOGYAKARTA | ACCESSORIES | EMP | 23 June 2020 | LEO LANANG SIGIT - TSE CP | 23 June 2020 |  | 23 June 2020 | LEO LANANG SIGIT - TSE CP | 24 January 2025 | ANDI ISMAIL - SPV TSE TIMUR | ACTIVE
OH2VV9131 | F0080 | VERTICAL FLOOR ATV 80 | DIAGNOSTIC 2 | FALC INSTRUMENT S.R.L. | GN00002986 | RDC PUSAT - RAWAGELAM | PUSAT | DKI JAKARTA | JAKARTA TIMUR | MAIN UNIT | EMP | - |  | - |  | 19 April 2021 | LEO LANANG SIGIT - TSE CP | - |  | ACTIVE
OHZV9131 | F0080 | VERTICAL FLOOR ATV 80 | DIAGNOSTIC 2 | FALC INSTRUMENT S.R.L. | GN00002986 | RDC PUSAT - RAWAGELAM | PUSAT | DKI JAKARTA | JAKARTA TIMUR | MAIN UNIT | EMP | 13 August 2020 | NOVAN KURNIARTATO - TSE | - |  | 22 July 2020 | NOVAN KURNIARTATO - TSE | - |  | INACTIVE
OHZVV9130 | F0080 | VERTICAL FLOOR ATV 80 | DIAGNOSTIC 2 | FALC INSTRUMENT S.R.L. | GN00000403 | RSUD DELI SERDANG | MEDAN | SUMATERA UTARA | LUBUK PAKAM | MAIN UNIT | CUSTOMER | 13 August 2020 | NOVAN KURNIARTATO - TSE | 22 December 2020 | BARITA P-SIMAMORA - TSE | 22 July 2020 | NOVAN KURNIARTATO - TSE | 22 December 2020 | BARITA P-SIMAMORA - TSE | ACTIVE
OHZVV9131 | F0080 | VERTICAL FLOOR ATV 80 | DIAGNOSTIC 2 | FALC INSTRUMENT S.R.L. | GN00002464 | RSUD DR HARJONO S PONOROGO | KEDIRI | JAWA TIMUR | PONOROGO | MAIN UNIT | CUSTOMER | 28 January 2022 | FAJAR FAHMI - TSE | 28 April 2021 | TEGAR PANDU - TSE | 19 April 2021 | LEO LANANG SIGIT - TSE CP | 28 January 2022 | FAJAR FAHMI - TSE | ACTIVE
OHZVV9132 | F0080 | VERTICAL FLOOR ATV 80 | DIAGNOSTIC 2 | FALC INSTRUMENT S.R.L. | GN00001401 | RSI Sakinah | SURABAYA-1 | JAWA TIMUR | MOJOKERTO | MAIN UNIT | CUSTOMER | 13 August 2020 | NOVAN KURNIARTATO - TSE | 10 November 2020 | YUNAN ARIMUNTIAN - TSE | 22 July 2020 | NOVAN KURNIARTATO - TSE | 10 November 2020 | YUNAN ARIMUNTIAN - TSE | ACTIVE
OHZVV9133 | F0080 | VERTICAL FLOOR ATV 80 | DIAGNOSTIC 2 | FALC INSTRUMENT S.R.L. | GN00001125 | RSUD PAMEUNGPEUK GRT SELATAN | TASIKMALAYA | JAWA BARAT | GARUT | MAIN UNIT | CUSTOMER | 13 August 2020 | NOVAN KURNIARTATO - TSE | 1 December 2021 | SUKMA WIJAYA - TSE | 22 July 2020 | NOVAN KURNIARTATO - TSE | 1 December 2021 | SUKMA WIJAYA - TSE | ACTIVE
OHZVV9134 | F0080 | VERTICAL FLOOR ATV 80 | DIAGNOSTIC 2 | FALC INSTRUMENT S.R.L. | GN00002986 | RDC PUSAT - RAWAGELAM | PUSAT | DKI JAKARTA | JAKARTA TIMUR | MAIN UNIT | EMP | 13 August 2020 | NOVAN KURNIARTATO - TSE | - |  | 22 July 2020 | NOVAN KURNIARTATO - TSE | - |  | ACTIVE
P0227653J18 | CSWMT | X RAY CEILING WITH TABLE | IMAGING | BMI BIOMED. INT. SRL | GN00009438 | RSUD DOMPU | MATARAM | NUSA TENGGARA BARAT | DOMPU | MAIN UNIT | CUSTOMER | - |  | 17 December 2018 |  | - |  | - |  | ACTIVE
P250-005302 | SS250 |  |  |  | GN00002818 | PT. INNOLAB SAINS INTERNATIONAL ( KALGEN INNOLAB ) | JAKARTA-1 | DKI JAKARTA | JAKARTA TIMUR | MAIN UNIT | CUSTOMER | - |  | 24 August 2017 |  | - |  | - |  | INACTIVE
PA00044DQ | SAME2 |  |  |  | GN00000868 | RSU PROV SULBAR | MAKASSAR | SULAWESI BARAT | MAMUJU | MAIN UNIT | CUSTOMER | 10 April 2015 |  | 1 January 1900 |  | 10 April 2015 |  | - |  | INACTIVE
PA0004DQ | SAME2 |  |  |  | GN00000868 | RSU PROV SULBAR | MAKASSAR | SULAWESI BARAT | MAMUJU | MAIN UNIT | CUSTOMER | 13 April 2015 |  | 1 January 1900 |  | 13 April 2015 |  | - |  | INACTIVE
PA0015LP | AM501 |  |  |  | GN00002626 | RSI YARSI | PADANG | SUMATERA BARAT | PADANG | MAIN UNIT | CUSTOMER | 26 December 2014 | TRIYONO - TSE AREA BARAT | 1 January 2009 |  | 26 December 2014 | TRIYONO - TSE AREA BARAT | - |  | INACTIVE
PCK00025 | DA181 | DANA DIABECARE R INSULIN PUMP | PERSONAL HEALTH | SOOIL DEVELOP. CO., LTD | GN00003001 | PT. ENSEVAL MEDIKA PRIMA - HO | PUSAT | DKI JAKARTA | JAKARTA TIMUR | MAIN UNIT | EMP | 3 August 2018 | TRIYONO - TSE AREA BARAT | 1 January 1900 |  | 3 August 2018 | TRIYONO - TSE AREA BARAT | - |  | ACTIVE
PEKDL202302096044 | EUS15 | Elva Ultrasonography 15 | IMAGING | NEUSOFT MED SYSTEMS CO., LTD. | GN00000009 | RSU DR CIPTO MANGUNKUSUMO | JAKARTA-1 | DKI JAKARTA | JAKARTA PUSAT | MAIN UNIT | EMP | - |  | 18 September 2023 | ARDI HERMAWAN - TSE CP | 8 March 2023 | ANTONIUS SAGITA - KALIBRASI | 18 September 2023 | ARDI HERMAWAN - TSE CP | ACTIVE
PL0006DT | SRP02 | SIRIO PLUS VENT-PORT | IMAGING | SIARE INTERNATIONAL | GN00001909 | RSUD MUNTILAN | YOGYAKARTA | YOGYAKARTA | YOGYAKARTA | MAIN UNIT | CUSTOMER | 27 June 2016 | DIAN FEBRIYANA - TSE | 1 January 1900 |  | 27 June 2016 | DIAN FEBRIYANA - TSE | - |  | ACTIVE
PL0007CR | SRP01 | SIRIO PLUS VENT. W/TR | IMAGING | SIARE INTERNATIONAL | GN00002248 | RSUD DR SOEGIRI | SURABAYA-1 | JAWA TIMUR | LAMONGAN | MAIN UNIT | CUSTOMER | 10 April 2015 |  | 1 January 1900 |  | 10 April 2015 |  | - |  | ACTIVE
PL0010DT | SRP02 | SIRIO PLUS VENT-PORT | IMAGING | SIARE INTERNATIONAL | GN00001909 | RSUD MUNTILAN | YOGYAKARTA | YOGYAKARTA | YOGYAKARTA | MAIN UNIT | CUSTOMER | 27 June 2016 | DIAN FEBRIYANA - TSE | 22 November 2013 |  | 27 June 2016 | DIAN FEBRIYANA - TSE | - |  | ACTIVE
PL0013CR | SRP01 | SIRIO PLUS VENT. W/TR | IMAGING | SIARE INTERNATIONAL | GN00000964 | RSUD CIBABAT, CIMAHI | BANDUNG | JAWA BARAT | CIMAHI | MAIN UNIT | CUSTOMER | 1 February 1990 | SUKMA WIJAYA - TSE | 24 August 2010 |  | 1 February 1990 | SUKMA WIJAYA - TSE | - |  | ACTIVE
PL0016CR | SRP01 | SIRIO PLUS VENT. W/TR | IMAGING | SIARE INTERNATIONAL | GN00001728 | RSUD TANJUNG PANDAN | PANGKAL PINANG | KEPULAUAN BANGKA BELITUNG | BANGKA | MAIN UNIT | CUSTOMER | 1 February 1990 | INDRA BUDI GUNAWAN | 1 January 1900 |  | 1 February 1990 | INDRA BUDI GUNAWAN | - |  | ACTIVE
PL0023DQ | SRP01 | SIRIO PLUS VENT. W/TR | IMAGING | SIARE INTERNATIONAL | GN00001786 | RSUD DR SOEDIRAN MS WONOGIRI | SOLO | JAWA TENGAH | WONOGIRI | MAIN UNIT | CUSTOMER | 10 April 2015 |  | 1 January 1900 |  | 10 April 2015 |  | - |  | ACTIVE
PL0029IT | SRP02 | SIRIO PLUS VENT-PORT | IMAGING | SIARE INTERNATIONAL | GN00003169 | RSUD DR. WAHIDIN SUDIRO HUSODO MOJOKERTO | SURABAYA-2 | JAWA TIMUR | MOJOKERTO | MAIN UNIT | CUSTOMER | 12 June 2014 | FIRMAN GEA | 1 January 1900 |  | 12 June 2014 | FIRMAN GEA | - |  | ACTIVE
PL0029T | SRP02 | SIRIO PLUS VENT-PORT | IMAGING | SIARE INTERNATIONAL | GN00003169 | RSUD DR. WAHIDIN SUDIRO HUSODO MOJOKERTO | SURABAYA-2 | JAWA TIMUR | MOJOKERTO | MAIN UNIT | CUSTOMER | 12 June 2014 | FIRMAN GEA | 1 January 1900 |  | 12 June 2014 | FIRMAN GEA | - |  | ACTIVE
PL0037DN | SRP02 | SIRIO PLUS VENT-PORT | IMAGING | SIARE INTERNATIONAL | GN00002812 | RSU BUNDA MENTENG | JAKARTA-1 | DKI JAKARTA | JAKARTA PUSAT | MAIN UNIT | CUSTOMER | 28 June 2016 |  | 1 January 2011 |  | 28 June 2016 |  | - |  | ACTIVE
PL0038DN | SRP02 | SIRIO PLUS VENT-PORT | IMAGING | SIARE INTERNATIONAL | GN00002985 | WORKSHOOP CSM PUSAT | PUSAT | DKI JAKARTA | JAKARTA TIMUR | MAIN UNIT | EMP | 27 September 2016 | ANTONIUS SAGITA - KALIBRASI | 1 January 1900 |  | 27 September 2016 | ANTONIUS SAGITA - KALIBRASI | - |  | ACTIVE
PL0038MT | SRP0Z |  |  |  | GN00003169 | RSUD DR. WAHIDIN SUDIRO HUSODO MOJOKERTO | SURABAYA-2 | JAWA TIMUR | MOJOKERTO | MAIN UNIT | CUSTOMER | 12 June 2014 | FIRMAN GEA | 1 January 1900 |  | 12 June 2014 | FIRMAN GEA | - |  | INACTIVE
PL0047EP | SRP01 | SIRIO PLUS VENT. W/TR | IMAGING | SIARE INTERNATIONAL | GN00001821 | RS MARDI LESTARI SRAGEN | SOLO | JAWA TENGAH | SRAGEN | MAIN UNIT | CUSTOMER | 10 April 2015 |  | 1 January 1900 |  | 10 April 2015 |  | - |  | ACTIVE
PL0049NS | SRP01 | SIRIO PLUS VENT. W/TR | IMAGING | SIARE INTERNATIONAL | GN00001671 | RS MITRA MASYARAKAT | JAYAPURA | PAPUA | TIMIKA | MAIN UNIT | CUSTOMER | 20 May 2015 |  | 1 January 1900 |  | 20 May 2015 |  | - |  | ACTIVE
PM2428M1304 | SP005 | Printmate 450 Printing System |  |  | GN00002985 | WORKSHOOP CSM PUSAT | PUSAT | DKI JAKARTA | JAKARTA TIMUR | MAIN UNIT | EMP | - |  | 19 October 2018 |  | - |  | - |  | ACTIVE
PM2428M804 | SP005 | Printmate 450 Printing System |  |  | GN00000009 | RSU DR CIPTO MANGUNKUSUMO | JAKARTA-1 | DKI JAKARTA | JAKARTA PUSAT | MAIN UNIT | CUSTOMER | 26 September 2016 |  | 1 January 2012 |  | 26 September 2016 |  | - |  | ACTIVE
PME120013 | PME12 | ELVA Patient Monitor EPM12 | IMAGING | GERLINK UTAMA MANDIRI, PT | GN00002986 | RDC PUSAT - RAWAGELAM | PUSAT | DKI JAKARTA | JAKARTA TIMUR | MAIN UNIT | EMP | - |  | - |  | 20 October 2023 | ANTONIUS SAGITA - KALIBRASI | - |  | ACTIVE
PP001545 | B1545 |  |  |  | GN00002985 | WORKSHOOP CSM PUSAT | PUSAT | DKI JAKARTA | JAKARTA TIMUR | MAIN UNIT | EMP | 15 August 2018 | TRIYONO - TSE AREA BARAT | 15 August 2018 |  | 15 August 2018 | TRIYONO - TSE AREA BARAT | - |  | INACTIVE
PP0732M1905 | PM005 | PRINTMATE AS 450 CASSETTE PRINTER 110-240V 50/60HZ WITH PC, DIGITAL IMAGER | DIAGNOSTIC 2 | THERMO FISHER SCIEN. HK | GN00002986 | RDC PUSAT - RAWAGELAM | PUSAT | DKI JAKARTA | JAKARTA TIMUR | MAIN UNIT | EMP | - |  | 12 July 2019 |  | - |  | - |  | ACTIVE
PP5612M1706 | PM005 | PRINTMATE AS 450 CASSETTE PRINTER 110-240V 50/60HZ WITH PC, DIGITAL IMAGER | DIAGNOSTIC 2 | THERMO FISHER SCIEN. HK | GN00003001 | PT. ENSEVAL MEDIKA PRIMA - HO | PUSAT | DKI JAKARTA | JAKARTA TIMUR | MAIN UNIT | EMP | - |  | 16 December 2019 |  | - |  | 30 June 2020 | MIKKI FAHRIZI - TSE | ACTIVE
PP5614M1706 | PM005 | PRINTMATE AS 450 CASSETTE PRINTER 110-240V 50/60HZ WITH PC, DIGITAL IMAGER | DIAGNOSTIC 2 | THERMO FISHER SCIEN. HK | GN00001197 | RS SILOAM ( PT SILOAM INTERNATIONAL HOSPITALS ) KARAWACI | TANGERANG | BANTEN | TANGERANG | MAIN UNIT | CUSTOMER | - |  | 25 March 2019 |  | - |  | - |  | ACTIVE
PP6692M1903 | PM005 | PRINTMATE AS 450 CASSETTE PRINTER 110-240V 50/60HZ WITH PC, DIGITAL IMAGER | DIAGNOSTIC 2 | THERMO FISHER SCIEN. HK | GN00000012 | RS PERSAHABATAN | JAKARTA-1 | DKI JAKARTA | JAKARTA TIMUR | MAIN UNIT | CUSTOMER | - |  | 27 October 2020 | MOHAMAD SUKARJO - TSE CP | - |  | 27 October 2020 | MOHAMAD SUKARJO - TSE CP | ACTIVE
PP6732M1905 | PM005 | PRINTMATE AS 450 CASSETTE PRINTER 110-240V 50/60HZ WITH PC, DIGITAL IMAGER | DIAGNOSTIC 2 | THERMO FISHER SCIEN. HK | GN00000535 | RSUP DR KARIADI | SEMARANG | JAWA TENGAH | SEMARANG | MAIN UNIT | CUSTOMER | - |  | 27 August 2021 | ANDRIAS NUGROHO - TSE | 25 August 2021 | LEO LANANG SIGIT - TSE CP | 27 August 2021 | ANDRIAS NUGROHO - TSE | ACTIVE
PP7846M2107EP | PM005 | PRINTMATE AS 450 CASSETTE PRINTER 110-240V 50/60HZ WITH PC, DIGITAL IMAGER | DIAGNOSTIC 2 | THERMO FISHER SCIEN. HK | GN00000535 | RSUP DR KARIADI | SEMARANG | JAWA TENGAH | SEMARANG | MAIN UNIT | EMP | - |  | - |  | 14 September 2021 | LEO LANANG SIGIT - TSE CP | - |  | ACTIVE
PP8110M2202EP | PM005 | PRINTMATE AS 450 CASSETTE PRINTER 110-240V 50/60HZ WITH PC, DIGITAL IMAGER | DIAGNOSTIC 2 | THERMO FISHER SCIEN. HK | GN00001140 | RS Eka Hospital | TANGERANG | BANTEN | TANGERANG | MAIN UNIT | CUSTOMER | - |  | 16 October 2022 | ADITIYA NOVANDRA - TSE | 31 March 2022 | NOVAN KURNIARTATO - TSE | 16 October 2022 | ADITIYA NOVANDRA - TSE | ACTIVE
PP8215M2205EP | PM005 | PRINTMATE AS 450 CASSETTE PRINTER 110-240V 50/60HZ WITH PC, DIGITAL IMAGER | DIAGNOSTIC 2 | THERMO FISHER SCIEN. HK | GN00002985 | WORKSHOOP CSM PUSAT | PUSAT | DKI JAKARTA | JAKARTA TIMUR | MAIN UNIT | EMP | - |  | 14 September 2023 | ADITIYA NOVANDRA - TSE | 22 June 2022 | LEO LANANG SIGIT - TSE CP | 25 March 2025 | SAHID DERMAWAN - SPV TSE BARAT | ACTIVE
PP8410M2209EP | PM005 | PRINTMATE AS 450 CASSETTE PRINTER 110-240V 50/60HZ WITH PC, DIGITAL IMAGER | DIAGNOSTIC 2 | THERMO FISHER SCIEN. HK | GN00002986 | RDC PUSAT - RAWAGELAM | PUSAT | DKI JAKARTA | JAKARTA TIMUR | MAIN UNIT | EMP | 27 December 2022 | MOHAMAD SUKARJO - TSE CP | - |  | 23 March 2023 |  | - |  | ACTIVE
PR0003GQ | SAP35 |  |  |  | GN00007404 | RSUD TABANAN | DENPASAR | BALI | DENPASAR | MAIN UNIT | CUSTOMER | 1 February 1990 | I KADEK - TSE | 1 January 1900 |  | 1 February 1990 | I KADEK - TSE | - |  | INACTIVE
PR0004GQ | SAPM5 | Porseo E M/5 3 R Type |  |  | GN00001909 | RSUD MUNTILAN | YOGYAKARTA | YOGYAKARTA | YOGYAKARTA | MAIN UNIT | CUSTOMER | 28 March 2015 | DIAN FEBRIYANA - TSE | 1 January 1900 |  | 28 March 2015 | DIAN FEBRIYANA - TSE | - |  | INACTIVE
PR0005GQ | SAP55 |  |  |  | GN00001471 | RSU DR MOEWARDI SURAKARTA | SOLO | JAWA TENGAH | SURAKARTA | MAIN UNIT | CUSTOMER | 20 May 2015 |  | 1 January 1900 |  | 20 May 2015 |  | - |  | INACTIVE
PT001T090841 | F0040 | Liq Solution 400g Botle |  |  | GN00002986 | RDC PUSAT - RAWAGELAM | PUSAT | DKI JAKARTA | JAKARTA TIMUR | MAIN UNIT | EMP | 20 April 2015 | ARIEF SETIAWAN - TSE CP | 1 January 1900 |  | 20 April 2015 | ARIEF SETIAWAN - TSE CP | - |  | ACTIVE
QCT152011021 | QCT15 | BIOBASE GROSS STATION 15 | DIAGNOSTIC 2 | BIOBASE MEIHUA TRADING CO.,LTD | GN21010031 | Mandaya Hospital | JAKARTA-2 | BANTEN | TANGERANG | MAIN UNIT | CUSTOMER | - |  | 18 February 2022 | ADITIYA NOVANDRA - TSE | 2 June 2021 | LEO LANANG SIGIT - TSE CP | 18 February 2022 | ADITIYA NOVANDRA - TSE | ACTIVE
QCT152011028 | QCT15 | BIOBASE GROSS STATION 15 | DIAGNOSTIC 2 | BIOBASE MEIHUA TRADING CO.,LTD | GN00002165 | RSUD Dr R Koesma tuban pop | SURABAYA-1 | JAWA TIMUR | TUBAN | MAIN UNIT | CUSTOMER | 25 November 2020 | FAJAR FAHMI - TSE | 22 December 2020 | MIKKI FAHRIZI - TSE | 25 November 2020 | FAJAR FAHMI - TSE | 22 December 2020 | MIKKI FAHRIZI - TSE | ACTIVE
QCT152011029 | BGS15 | BIOBASE GROSS 1500 | DIAGNOSTIC 2 | BIOBASE MEIHUA TRADING CO.,LTD | GN21030067 | RS Mandaya Puri | JAKARTA-2 | DKI JAKARTA | JAKARTA BARAT | MAIN UNIT | CUSTOMER | 26 January 2022 | ADITIYA NOVANDRA - TSE | 26 January 2022 | ADITIYA NOVANDRA - TSE | 2 February 2021 | LEO LANANG SIGIT - TSE CP | 26 January 2022 | ADITIYA NOVANDRA - TSE | ACTIVE
QCT152011030 | BGS15 | BIOBASE GROSS 1500 | DIAGNOSTIC 2 | BIOBASE MEIHUA TRADING CO.,LTD | GN00009264 | FKUI LAB TERPADU | JAKARTA-1 | DKI JAKARTA | JAKARTA PUSAT | MAIN UNIT | CUSTOMER | 31 January 2022 | ARDI HERMAWAN - TSE CP | 23 November 2021 | ARDI HERMAWAN - TSE CP | 2 February 2021 | LEO LANANG SIGIT - TSE CP | 31 January 2022 | ARDI HERMAWAN - TSE CP | ACTIVE
QCT15210800031A | Q1500 | Biobase Pathology Workstation | DIAGNOSTIC 2 | BIOBASE MEIHUA TRADING CO.,LTD | GN00002986 | RDC PUSAT - RAWAGELAM | PUSAT | DKI JAKARTA | JAKARTA TIMUR | MAIN UNIT | EMP | - |  | - |  | 10 November 2021 | LEO LANANG SIGIT - TSE CP | - |  | ACTIVE
QCT15210800032A | Q1500 | Biobase Pathology Workstation | DIAGNOSTIC 2 | BIOBASE MEIHUA TRADING CO.,LTD | GN00001029 | RS Mitra Kemayoran | JAKARTA-1 | DKI JAKARTA | JAKARTA PUSAT | MAIN UNIT | CUSTOMER | - |  | 16 May 2022 | NICO HERMAWAN - TSE CP | 10 November 2021 | LEO LANANG SIGIT - TSE CP | 16 May 2022 | NICO HERMAWAN - TSE CP | ACTIVE
QCT15210800033A | Q1500 | Biobase Pathology Workstation | DIAGNOSTIC 2 | BIOBASE MEIHUA TRADING CO.,LTD | GN00002200 | RSUD BHAKTI DHARMA HUSADA | SURABAYA-1 | JAWA TIMUR | SURABAYA | MAIN UNIT | CUSTOMER | - |  | 16 June 2022 | MIKKI FAHRIZI - TSE | 10 November 2021 | LEO LANANG SIGIT - TSE CP | 16 June 2022 | MIKKI FAHRIZI - TSE | ACTIVE
QCT15220700021A | Q1500 | Biobase Pathology Workstation | DIAGNOSTIC 2 | BIOBASE MEIHUA TRADING CO.,LTD | GN00002458 | RSUD DR SOEDOMO | KEDIRI | JAWA TIMUR | TRENGGALEK | MAIN UNIT | CUSTOMER | - |  | 31 August 2022 | PHILIP LAKRISNA - TSE | 23 August 2022 | LEO LANANG SIGIT - TSE CP | 31 August 2022 | PHILIP LAKRISNA - TSE | ACTIVE
QCT15220700022A | Q1500 | Biobase Pathology Workstation | DIAGNOSTIC 2 | BIOBASE MEIHUA TRADING CO.,LTD | GN00001168 | RSUD Cideres | CIREBON | JAWA BARAT | MAJALENGKA | MAIN UNIT | CUSTOMER | - |  | 16 September 2022 | SUKMA WIJAYA - TSE | 23 August 2022 | LEO LANANG SIGIT - TSE CP | 16 September 2022 | SUKMA WIJAYA - TSE | ACTIVE
QCT15220700023A | Q1500 | Biobase Pathology Workstation | DIAGNOSTIC 2 | BIOBASE MEIHUA TRADING CO.,LTD | GN19040004 | RSUD DAYA MAKASSAR | MAKASSAR | SULAWESI SELATAN | MAKASSAR | MAIN UNIT | CUSTOMER | - |  | 26 October 2022 |  | 23 August 2022 | LEO LANANG SIGIT - TSE CP | 28 April 2025 | ANDI ISMAIL - SPV TSE TIMUR | ACTIVE
QCT15220800025A | Q1500 | Biobase Pathology Workstation | DIAGNOSTIC 2 | BIOBASE MEIHUA TRADING CO.,LTD | GN00000666 | RSUD TAMIANG LAYANG | BANJARMASIN | KALIMANTAN TENGAH | PALANGKA RAYA | MAIN UNIT | CUSTOMER | 9 November 2022 | ANTONIUS SAGITA - KALIBRASI | 30 November 2022 |  | 23 March 2023 |  | 10 October 2023 | ANDI ISMAIL - SPV TSE TIMUR | ACTIVE
QCT15220800026A | Q1500 | Biobase Pathology Workstation | DIAGNOSTIC 2 | BIOBASE MEIHUA TRADING CO.,LTD | GN00011815 | RSU HERMINA ARCAMANIK | BANDUNG | JAWA BARAT | BANDUNG | MAIN UNIT | CUSTOMER | 9 November 2022 | ANTONIUS SAGITA - KALIBRASI | - |  | 23 March 2023 |  | - |  | ACTIVE
QCT15220800027A | Q1500 | Biobase Pathology Workstation | DIAGNOSTIC 2 | BIOBASE MEIHUA TRADING CO.,LTD | GN23090012 | LAB UI MEDIKA | JAKARTA-1 | DKI JAKARTA | JAKARTA TIMUR | MAIN UNIT | CUSTOMER | 9 November 2022 | ANTONIUS SAGITA - KALIBRASI | 17 November 2023 |  | 23 March 2023 |  | 6 December 2023 | SAHID DERMAWAN - SPV TSE BARAT | ACTIVE
QCT15220800028A | Q1500 | Biobase Pathology Workstation | DIAGNOSTIC 2 | BIOBASE MEIHUA TRADING CO.,LTD | GN24060005 | KALGEN INNOLAB CAB SURABAYA | SURABAYA-1 | JAWA TIMUR | SURABAYA | MAIN UNIT | CUSTOMER | 9 November 2022 | ANTONIUS SAGITA - KALIBRASI | 15 March 2023 |  | 23 March 2023 |  | 10 April 2025 | ANDI ISMAIL - SPV TSE TIMUR | ACTIVE
QCT15220800029A | Q1500 | Biobase Pathology Workstation | DIAGNOSTIC 2 | BIOBASE MEIHUA TRADING CO.,LTD | GN00000460 | RSUD DR ZAINOEL ABIDIN | BANDA ACEH | ACEH | BANDA ACEH | MAIN UNIT | CUSTOMER | 9 November 2022 | ANTONIUS SAGITA - KALIBRASI | 6 July 2023 |  | 23 March 2023 |  | 19 October 2023 | SAHID DERMAWAN - SPV TSE BARAT | ACTIVE
QCT15220800030A | Q1500 | Biobase Pathology Workstation | DIAGNOSTIC 2 | BIOBASE MEIHUA TRADING CO.,LTD | GN23080003 | RSUD AJI BATARA AGUNG DEWA SAKTI SAMBOJA | BALIKPAPAN | KALIMANTAN TIMUR | BALIKPAPAN | MAIN UNIT | CUSTOMER | 9 November 2022 | ANTONIUS SAGITA - KALIBRASI | 27 July 2023 |  | 23 March 2023 |  | 14 October 2023 | ANDI ISMAIL - SPV TSE TIMUR | ACTIVE
QCT15230200011A | Q1500 | Biobase Pathology Workstation | DIAGNOSTIC 2 | BIOBASE MEIHUA TRADING CO.,LTD | GN00002954 | RSUD KARDINAH ( RSUD TEGAL ) | TEGAL | JAWA TENGAH | TEGAL | MAIN UNIT | CUSTOMER | - |  | 30 August 2023 |  | 2 June 2023 | LEO LANANG SIGIT - TSE CP | 14 October 2023 | ANDI ISMAIL - SPV TSE TIMUR | ACTIVE
QCT152302000124 | Q1500 | Biobase Pathology Workstation | DIAGNOSTIC 2 | BIOBASE MEIHUA TRADING CO.,LTD | GN00002986 | RDC PUSAT - RAWAGELAM | PUSAT | DKI JAKARTA | JAKARTA TIMUR | MAIN UNIT | EMP | - |  | - |  | 3 January 2024 | LEO LANANG SIGIT - TSE CP | - |  | ACTIVE
QCT15230200012A | Q1500 | Biobase Pathology Workstation | DIAGNOSTIC 2 | BIOBASE MEIHUA TRADING CO.,LTD | GN00002875 | RSUD PASAR MINGGU | PEJATEN | DKI JAKARTA | JAKARTA SELATAN | MAIN UNIT | CUSTOMER | - |  | 14 December 2023 |  | 2 June 2023 | LEO LANANG SIGIT - TSE CP | 18 December 2023 | SAHID DERMAWAN - SPV TSE BARAT | ACTIVE
QCT152302000134 | Q1500 | Biobase Pathology Workstation | DIAGNOSTIC 2 | BIOBASE MEIHUA TRADING CO.,LTD | GN00002986 | RDC PUSAT - RAWAGELAM | PUSAT | DKI JAKARTA | JAKARTA TIMUR | MAIN UNIT | EMP | - |  | - |  | 3 January 2024 | LEO LANANG SIGIT - TSE CP | - |  | ACTIVE
QCT15230200013A | Q1500 | Biobase Pathology Workstation | DIAGNOSTIC 2 | BIOBASE MEIHUA TRADING CO.,LTD | GN22030056 | RSUD LINGGAJATI KUNINGAN | CIREBON | JAWA BARAT | CIREBON | MAIN UNIT | CUSTOMER | - |  | 24 July 2024 |  | 2 June 2023 | LEO LANANG SIGIT - TSE CP | 6 August 2024 | SAHID DERMAWAN - SPV TSE BARAT | ACTIVE
QCT152302000144 | Q1500 | Biobase Pathology Workstation | DIAGNOSTIC 2 | BIOBASE MEIHUA TRADING CO.,LTD | GN00002986 | RDC PUSAT - RAWAGELAM | PUSAT | DKI JAKARTA | JAKARTA TIMUR | MAIN UNIT | EMP | - |  | - |  | 3 January 2024 | LEO LANANG SIGIT - TSE CP | - |  | ACTIVE
QCT15230200014A | Q1500 | Biobase Pathology Workstation | DIAGNOSTIC 2 | BIOBASE MEIHUA TRADING CO.,LTD | GN00007939 | RS SANTOSA KOPO | BANDUNG | JAWA BARAT | BANDUNG | MAIN UNIT | CUSTOMER | - |  | 2 October 2024 |  | 2 June 2023 | LEO LANANG SIGIT - TSE CP | 5 November 2024 | SAHID DERMAWAN - SPV TSE BARAT | ACTIVE
QCT152302000154 | Q1500 | Biobase Pathology Workstation | DIAGNOSTIC 2 | BIOBASE MEIHUA TRADING CO.,LTD | GN00002986 | RDC PUSAT - RAWAGELAM | PUSAT | DKI JAKARTA | JAKARTA TIMUR | MAIN UNIT | EMP | - |  | - |  | 3 January 2024 | LEO LANANG SIGIT - TSE CP | - |  | ACTIVE
QCT15230200015A | Q1500 | Biobase Pathology Workstation | DIAGNOSTIC 2 | BIOBASE MEIHUA TRADING CO.,LTD | GN00002986 | RDC PUSAT - RAWAGELAM | PUSAT | DKI JAKARTA | JAKARTA TIMUR | MAIN UNIT | EMP | - |  | - |  | 2 June 2023 | LEO LANANG SIGIT - TSE CP | - |  | ACTIVE
QCT152302000164 | Q1500 | Biobase Pathology Workstation | DIAGNOSTIC 2 | BIOBASE MEIHUA TRADING CO.,LTD | GN00002986 | RDC PUSAT - RAWAGELAM | PUSAT | DKI JAKARTA | JAKARTA TIMUR | MAIN UNIT | EMP | - |  | - |  | 2 June 2023 | LEO LANANG SIGIT - TSE CP | - |  | INACTIVE
QCT15230200016A | Q1500 | Biobase Pathology Workstation | DIAGNOSTIC 2 | BIOBASE MEIHUA TRADING CO.,LTD | GN00000684 | RSUD KAB PENAJAM PASER UTARA- BALIKPAPAN | BALIKPAPAN | KALIMANTAN TIMUR | BALIKPAPAN | MAIN UNIT | CUSTOMER | - |  | 27 May 2025 |  | 2 June 2023 | LEO LANANG SIGIT - TSE CP | 30 October 2025 | ANDI ISMAIL - SPV TSE TIMUR | ACTIVE
QE0001GT | SR401 | SIARETRON W/COMP | IMAGING | SIARE INTERNATIONAL | GN00003061 | RS LARAS PTPN IV | MEDAN | SUMATERA UTARA | SIMALUNGUN | MAIN UNIT | CUSTOMER | 7 July 2014 | ARBIANSYAH - TSE | 1 January 2014 |  | 7 July 2014 | ARBIANSYAH - TSE | - |  | ACTIVE
QT0010AT | SR401 | SIARETRON W/COMP | IMAGING | SIARE INTERNATIONAL | GN00001909 | RSUD MUNTILAN | YOGYAKARTA | YOGYAKARTA | YOGYAKARTA | MAIN UNIT | CUSTOMER | 1 September 2014 | DIAN FEBRIYANA - TSE | 1 January 1900 |  | 1 September 2014 | DIAN FEBRIYANA - TSE | - |  | ACTIVE
QT0011GU | SR400 | SIARETRON 4000 STD | IMAGING | SIARE INTERNATIONAL | GN00000772 | RSU DAYA | MAKASSAR | SULAWESI SELATAN | MAKASSAR | MAIN UNIT | CUSTOMER | 16 August 2016 | DEA MASJA SADALI - TSE | 15 August 1900 |  | 16 August 2016 | DEA MASJA SADALI - TSE | - |  | ACTIVE
QT0012GU | SR400 | SIARETRON 4000 STD | IMAGING | SIARE INTERNATIONAL | GN00000772 | RSU DAYA | MAKASSAR | SULAWESI SELATAN | MAKASSAR | MAIN UNIT | CUSTOMER | 16 August 2016 | DEA MASJA SADALI - TSE | 15 August 2016 |  | 16 August 2016 | DEA MASJA SADALI - TSE | - |  | ACTIVE
QT0013GU | SR400 | SIARETRON 4000 STD | IMAGING | SIARE INTERNATIONAL | GN00002986 | RDC PUSAT - RAWAGELAM | PUSAT | DKI JAKARTA | JAKARTA TIMUR | MAIN UNIT | EMP | 25 November 2015 | ANASTASIA OCTAVIN | 1 January 1900 |  | 25 November 2015 | ANASTASIA OCTAVIN | - |  | ACTIVE
QT0014GU | SR400 | SIARETRON 4000 STD | IMAGING | SIARE INTERNATIONAL | GN00002986 | RDC PUSAT - RAWAGELAM | PUSAT | DKI JAKARTA | JAKARTA TIMUR | MAIN UNIT | EMP | 25 November 2015 | ANASTASIA OCTAVIN | 1 January 1900 |  | 25 November 2015 | ANASTASIA OCTAVIN | - |  | ACTIVE
QT0015GU | SR400 | SIARETRON 4000 STD | IMAGING | SIARE INTERNATIONAL | GN00002986 | RDC PUSAT - RAWAGELAM | PUSAT | DKI JAKARTA | JAKARTA TIMUR | MAIN UNIT | EMP | 25 November 2015 | ANASTASIA OCTAVIN | 1 January 1900 |  | 25 November 2015 | ANASTASIA OCTAVIN | - |  | ACTIVE
QT0016CS | SR400 | SIARETRON 4000 STD | IMAGING | SIARE INTERNATIONAL | GN00001710 | RSU PROVINSI SULAWESI TENGGARA | PALU | SULAWESI TENGGARA | KENDARI | MAIN UNIT | CUSTOMER | 20 May 2015 |  | 1 January 1900 |  | 20 May 2015 |  | - |  | ACTIVE
QT0016GU | SR400 | SIARETRON 4000 STD | IMAGING | SIARE INTERNATIONAL | GN00000772 | RSU DAYA | MAKASSAR | SULAWESI SELATAN | MAKASSAR | MAIN UNIT | CUSTOMER | 16 August 2016 | DEA MASJA SADALI - TSE | 15 August 2016 |  | 16 August 2016 | DEA MASJA SADALI - TSE | - |  | ACTIVE
QT0022BT | SR400 | SIARETRON 4000 STD | IMAGING | SIARE INTERNATIONAL | GN00002986 | RDC PUSAT - RAWAGELAM | PUSAT | DKI JAKARTA | JAKARTA TIMUR | MAIN UNIT | EMP | - |  | 16 December 2018 |  | - |  | - |  | ACTIVE
QT0025BT | SR400 | SIARETRON 4000 STD | IMAGING | SIARE INTERNATIONAL | GN00002986 | RDC PUSAT - RAWAGELAM | PUSAT | DKI JAKARTA | JAKARTA TIMUR | MAIN UNIT | EMP | - |  | 16 December 2018 |  | - |  | - |  | ACTIVE
QT0028BT | SR400 | SIARETRON 4000 STD | IMAGING | SIARE INTERNATIONAL | GN18050024 | PT. MULTI MEDIKA RAYA | JAKARTA-2 | DKI JAKARTA | JAKARTA BARAT | MAIN UNIT | CUSTOMER | - |  | 1 May 2018 |  | - |  | - |  | ACTIVE
QT0029BT | SR400 | SIARETRON 4000 STD | IMAGING | SIARE INTERNATIONAL | GN00002986 | RDC PUSAT - RAWAGELAM | PUSAT | DKI JAKARTA | JAKARTA TIMUR | MAIN UNIT | EMP | - |  | 16 December 2018 |  | - |  | - |  | ACTIVE
QT0030CT | SR400 | SIARETRON 4000 STD | IMAGING | SIARE INTERNATIONAL | GN00000660 | RSUD DR H SOEMARNO S | BANJARMASIN | KALIMANTAN TENGAH | PALANGKA RAYA | MAIN UNIT | CUSTOMER | 10 April 2015 |  | 1 January 1900 |  | 10 April 2015 |  | - |  | ACTIVE
QT0030IR | SR401 | SIARETRON W/COMP | IMAGING | SIARE INTERNATIONAL | GN00000499 | RS ISLAM JEPARA | SEMARANG | JAWA TENGAH | JEPARA | MAIN UNIT | CUSTOMER | - |  | 1 January 2012 |  | - |  | - |  | ACTIVE
QT0031CT | SR400 | SIARETRON 4000 STD | IMAGING | SIARE INTERNATIONAL | GN00000868 | RSU PROV SULBAR | MAKASSAR | SULAWESI BARAT | MAMUJU | MAIN UNIT | CUSTOMER | 28 August 2014 | HARI UDI RAHARJO - TSE | 12 June 2014 |  | 28 August 2014 | HARI UDI RAHARJO - TSE | - |  | ACTIVE
QT0037CT | SR400 | SIARETRON 4000 STD | IMAGING | SIARE INTERNATIONAL | GN00000860 | RS HAJI | MAKASSAR | SULAWESI SELATAN | MAKASSAR | MAIN UNIT | CUSTOMER | - |  | 8 December 2016 |  | - |  | - |  | ACTIVE
QT0038LR | SR401 | SIARETRON W/COMP | IMAGING | SIARE INTERNATIONAL | GN00008722 | BADAN NARKOTIKA NASIONAL (BNN) PROVINSI SULSEL - MAKASSAR | MAKASSAR | SULAWESI SELATAN | MAKASSAR | MAIN UNIT | CUSTOMER | 10 April 2015 |  | 1 January 1900 |  | 10 April 2015 |  | - |  | ACTIVE
QT0043ET | SR400 | SIARETRON 4000 STD | IMAGING | SIARE INTERNATIONAL | GN18050024 | PT. MULTI MEDIKA RAYA | JAKARTA-2 | DKI JAKARTA | JAKARTA BARAT | MAIN UNIT | CUSTOMER | - |  | 1 May 2018 |  | - |  | - |  | ACTIVE
QT0049MR | SR401 | SIARETRON W/COMP | IMAGING | SIARE INTERNATIONAL | GN00008722 | BADAN NARKOTIKA NASIONAL (BNN) PROVINSI SULSEL - MAKASSAR | MAKASSAR | SULAWESI SELATAN | MAKASSAR | MAIN UNIT | CUSTOMER | 10 April 2015 |  | 1 January 1900 |  | 10 April 2015 |  | - |  | ACTIVE
QT004ET | SR401 | SIARETRON W/COMP | IMAGING | SIARE INTERNATIONAL | GN00003554 | RSUD EMBUNG FATIMAH | BATAM | KEPULAUAN RIAU | BATAM | MAIN UNIT | CUSTOMER | 27 February 2015 | MULKAN | 5 December 2014 |  | 27 February 2015 | MULKAN | - |  | ACTIVE
QT0050FS | SR400 | SIARETRON 4000 STD | IMAGING | SIARE INTERNATIONAL | GN00004209 | RSU PROV. NUSA TENGGARA BARAT ( NTB ) | MATARAM | NUSA TENGGARA BARAT | MATARAM | MAIN UNIT | CUSTOMER | 1 February 1990 | I KADEK - TSE | 1 January 1900 |  | 1 February 1990 | I KADEK - TSE | - |  | ACTIVE
QT0051FS | SR400 | SIARETRON 4000 STD | IMAGING | SIARE INTERNATIONAL | GN00001233 | RS SANTA MARIA PEMALANG | TEGAL | JAWA TENGAH | PEMALANG | MAIN UNIT | CUSTOMER | 2 April 2015 | MUNADI - TSE | 1 January 1900 |  | 2 April 2015 | MUNADI - TSE | - |  | ACTIVE
QT0051MP | SR400 | SIARETRON 4000 STD | IMAGING | SIARE INTERNATIONAL | GN00001710 | RSU PROVINSI SULAWESI TENGGARA | PALU | SULAWESI TENGGARA | KENDARI | MAIN UNIT | CUSTOMER | 13 April 2015 |  | 1 January 1900 |  | 13 April 2015 |  | - |  | ACTIVE
QT0052FS | SR401 | SIARETRON W/COMP | IMAGING | SIARE INTERNATIONAL | GN00000868 | RSU PROV SULBAR | MAKASSAR | SULAWESI BARAT | MAMUJU | MAIN UNIT | CUSTOMER | 1 February 1990 | HARI UDI RAHARJO - TSE | 1 January 1900 |  | 1 February 1990 | HARI UDI RAHARJO - TSE | - |  | ACTIVE
QT0054FT | SR401 | SIARETRON W/COMP | IMAGING | SIARE INTERNATIONAL | GN00003061 | RS LARAS PTPN IV | MEDAN | SUMATERA UTARA | SIMALUNGUN | MAIN UNIT | CUSTOMER | 7 July 2014 | ARBIANSYAH - TSE | 14 January 2014 |  | 7 July 2014 | ARBIANSYAH - TSE | - |  | ACTIVE
QT0055FT | SR400 | SIARETRON 4000 STD | IMAGING | SIARE INTERNATIONAL | GN00002472 | RSU DR SAYIDIMAN MAGETAN | KEDIRI | JAWA TIMUR | MAGETAN | MAIN UNIT | CUSTOMER | 18 December 2014 | GANDHI YANRANGGA | 18 December 2014 |  | 18 December 2014 | GANDHI YANRANGGA | - |  | ACTIVE
QT0061GQ | SR400 | SIARETRON 4000 STD | IMAGING | SIARE INTERNATIONAL | GN00000254 | RS JANTUNG SUMBAR | PADANG | SUMATERA BARAT | PADANG | MAIN UNIT | CUSTOMER | 1 February 1990 | TRIYONO - TSE AREA BARAT | 1 January 2013 |  | 1 February 1990 | TRIYONO - TSE AREA BARAT | - |  | ACTIVE
QT0063GQ | SR401 | SIARETRON W/COMP | IMAGING | SIARE INTERNATIONAL | GN00000868 | RSU PROV SULBAR | MAKASSAR | SULAWESI BARAT | MAMUJU | MAIN UNIT | CUSTOMER | 1 February 1990 | HARI UDI RAHARJO - TSE | 1 January 1900 |  | 1 February 1990 | HARI UDI RAHARJO - TSE | - |  | ACTIVE
QT0074IS | SR400 | SIARETRON 4000 STD | IMAGING | SIARE INTERNATIONAL | GN00001909 | RSUD MUNTILAN | YOGYAKARTA | YOGYAKARTA | YOGYAKARTA | MAIN UNIT | CUSTOMER | 22 June 2016 | DIAN FEBRIYANA - TSE | 1 January 2014 |  | 22 June 2016 | DIAN FEBRIYANA - TSE | - |  | ACTIVE
QT0075IS | SR400 | SIARETRON 4000 STD | IMAGING | SIARE INTERNATIONAL | GN00002447 | RS PROF D R KANDAU MANADO ( RSUP PROF D R KANDAU MANADO ) | MANADO | SULAWESI UTARA | MANADO | MAIN UNIT | CUSTOMER | 13 April 2015 |  | 1 January 1900 |  | 13 April 2015 |  | - |  | ACTIVE
QT2072H1509 | SVS14 | VARISTAIN GEMINI AS | DIAGNOSTIC 2 | SHANDON DIAGNOSTICS Ltd. | GN00001320 | RSUD MANGUSADA BADUNG | DENPASAR | BALI | BADUNG | MAIN UNIT | CUSTOMER | - |  | 21 April 2017 |  | - |  | - |  | ACTIVE
R-CG-000149 | B1546 |  |  |  | GN00002985 | WORKSHOOP CSM PUSAT | PUSAT | DKI JAKARTA | JAKARTA TIMUR | MAIN UNIT | EMP | 15 August 2018 | TRIYONO - TSE AREA BARAT | 15 August 2018 |  | 15 August 2018 | TRIYONO - TSE AREA BARAT | - |  | INACTIVE
R000100251-1 | 00309 | Nuclisens Easy Q configr |  |  | GN00002986 | RDC PUSAT - RAWAGELAM | PUSAT | DKI JAKARTA | JAKARTA TIMUR | MAIN UNIT | EMP | 28 April 2015 | ANASTASIA OCTAVIN | 1 January 1900 |  | 28 April 2015 | ANASTASIA OCTAVIN | - |  | INACTIVE
R000100263-1 | 00309 | Nuclisens Easy Q configr |  |  | GN00002986 | RDC PUSAT - RAWAGELAM | PUSAT | DKI JAKARTA | JAKARTA TIMUR | MAIN UNIT | EMP | 28 April 2015 | TRIYONO - TSE AREA BARAT | 1 January 1900 |  | 28 April 2015 | TRIYONO - TSE AREA BARAT | - |  | INACTIVE
R000100267-1 | 00309 | Nuclisens Easy Q configr |  |  | GN00002986 | RDC PUSAT - RAWAGELAM | PUSAT | DKI JAKARTA | JAKARTA TIMUR | MAIN UNIT | EMP | 28 April 2015 | TRIYONO - TSE AREA BARAT | 1 January 1900 |  | 28 April 2015 | TRIYONO - TSE AREA BARAT | - |  | INACTIVE
R000102621 | 93555 | VIDAS HEAT AND GO | BIOSCIENCE | BIOMERIEUX SA | GN00003001 | PT. ENSEVAL MEDIKA PRIMA - HO | PUSAT | DKI JAKARTA | JAKARTA TIMUR | MAIN UNIT | EMP | - |  | 22 May 2017 |  | - |  | 28 February 2021 | ABDUL KARIM - TSE | ACTIVE
R000102622 | 93555 | VIDAS HEAT AND GO | BIOSCIENCE | BIOMERIEUX SA | GN00002804 | LABKESDA DKI JAKARTA | JAKARTA-1 | DKI JAKARTA | JAKARTA PUSAT | MAIN UNIT | EMP | - |  | 22 May 2017 |  | - |  | - |  | ACTIVE
R000102631 | 93555 | VIDAS HEAT AND GO | BIOSCIENCE | BIOMERIEUX SA | GN00008110 | PT INTERTEK UTAMA SERVICES | BOGOR | JAWA BARAT | BOGOR | MAIN UNIT | EMP | - |  | 18 March 2022 | FAJAR LESMANA - TSE | - |  | 6 August 2025 | SAHID DERMAWAN - SPV TSE BARAT | ACTIVE
R000102645 | 93555 | VIDAS HEAT AND GO | BIOSCIENCE | BIOMERIEUX SA | GN00011783 | BALAI PENGUJIAN MUTU PENGOLAHAN HASIL DAN KELAUTAN DKI - JKT | JAKARTA-1 | DKI JAKARTA | JAKARTA UTARA | MAIN UNIT | EMP | - |  | 22 May 2017 |  | - |  | - |  | ACTIVE
R000102657 | 93555 | VIDAS HEAT AND GO | BIOSCIENCE | BIOMERIEUX SA | GN00008640 | BALAI BESAR UJI STANDAR KARATINA PERTANIAN | JAKARTA-1 | DKI JAKARTA | JAKARTA PUSAT | MAIN UNIT | EMP | - |  | 22 May 2017 |  | - |  | - |  | ACTIVE
R000102662 | 93555 | VIDAS HEAT AND GO | BIOSCIENCE | BIOMERIEUX SA | GN00008153 | BLPMHP (BALAI LABORATORIUM PENGENDALIAN DAN PENGUJIAN MUTU H | SURABAYA-2 | JAWA TIMUR | SURABAYA | MAIN UNIT | EMP | - |  | 22 May 2017 |  | - |  | - |  | ACTIVE
R000102666 | 93555 | VIDAS HEAT AND GO | BIOSCIENCE | BIOMERIEUX SA | GN00001935 | PT SARI HUSADA | YOGYAKARTA | YOGYAKARTA | YOGYAKARTA | MAIN UNIT | CUSTOMER | - |  | 13 November 2018 |  | - |  | - |  | ACTIVE
R000102688 | 93555 | VIDAS HEAT AND GO | BIOSCIENCE | BIOMERIEUX SA | GN00008516 | PT MARS INDONESIA (PT MARS SYMBIOSCIENCE INDONESIA ) | MAKASSAR | SULAWESI SELATAN | MAKASSAR | MAIN UNIT | EMP | - |  | 22 May 2017 |  | - |  | - |  | ACTIVE
R000102705 | 93555 | VIDAS HEAT AND GO | BIOSCIENCE | BIOMERIEUX SA | GN00003001 | PT. ENSEVAL MEDIKA PRIMA - HO | PUSAT | DKI JAKARTA | JAKARTA TIMUR | MAIN UNIT | EMP | - |  | 22 May 2017 |  | - |  | 7 February 2022 | ANDRIAS NUGROHO - TSE | ACTIVE
R000102708 | 93555 | VIDAS HEAT AND GO | BIOSCIENCE | BIOMERIEUX SA | GN00001935 | PT SARI HUSADA | YOGYAKARTA | YOGYAKARTA | YOGYAKARTA | MAIN UNIT | CUSTOMER | - |  | 22 May 2017 |  | - |  | - |  | ACTIVE
R000103076 | 93555 | VIDAS HEAT AND GO | BIOSCIENCE | BIOMERIEUX SA | GN00008516 | PT MARS INDONESIA (PT MARS SYMBIOSCIENCE INDONESIA ) | MAKASSAR | SULAWESI SELATAN | MAKASSAR | MAIN UNIT | EMP | - |  | - |  | 26 August 2025 | LEO LANANG SIGIT - TSE CP | - |  | ACTIVE
R000103078 | 93555 | VIDAS HEAT AND GO | BIOSCIENCE | BIOMERIEUX SA | GN18040042 | BTKL AMBON | MAKASSAR | MALUKU | AMBON | MAIN UNIT | CUSTOMER | 13 November 2019 | AUGESTA NANDA PRADANA - TSE | 13 November 2019 |  | 13 November 2019 | AUGESTA NANDA PRADANA - TSE | - |  | ACTIVE
R000103151 | 93555 | VIDAS HEAT AND GO | BIOSCIENCE | BIOMERIEUX SA | GN19020026 | UPT PMP2KP - SURABAYA | SURABAYA-1 | JAWA TIMUR | SURABAYA | MAIN UNIT | CUSTOMER | 25 November 2019 | LEO LANANG SIGIT - TSE CP | 6 August 2021 | GANDHI YANRANGGA | 25 November 2019 | LEO LANANG SIGIT - TSE CP | 6 August 2021 | GANDHI YANRANGGA | ACTIVE
R000103159 | 93555 | VIDAS HEAT AND GO | BIOSCIENCE | BIOMERIEUX SA | GN00002986 | RDC PUSAT - RAWAGELAM | PUSAT | DKI JAKARTA | JAKARTA TIMUR | MAIN UNIT | EMP | 25 November 2019 | LEO LANANG SIGIT - TSE CP | - |  | 25 November 2019 | LEO LANANG SIGIT - TSE CP | - |  | ACTIVE
R000103160 | 93555 | VIDAS HEAT AND GO | BIOSCIENCE | BIOMERIEUX SA | GN00003001 | PT. ENSEVAL MEDIKA PRIMA - HO | PUSAT | DKI JAKARTA | JAKARTA TIMUR | MAIN UNIT | EMP | 25 November 2019 | LEO LANANG SIGIT - TSE CP | 28 June 2023 |  | 25 November 2019 | LEO LANANG SIGIT - TSE CP | 14 January 2025 | SAHID DERMAWAN - SPV TSE BARAT | ACTIVE
R101693 | F7016 | ICT 52L. Incubator |  |  | GN00002178 | RSUD DR SOETOMO SURABAYA | SURABAYA-1 | JAWA TIMUR | SURABAYA | MAIN UNIT | CUSTOMER | 10 April 2015 |  | 1 January 1900 |  | 10 April 2015 |  | - |  | ACTIVE
R102009 | F7010 | ICT 5,4 L Incubator |  |  | GN00001993 | LAB MIKRO FAKULTAS KEDOKTERAN UNIVERSITAS UDAYANA | DENPASAR | BALI | DENPASAR | MAIN UNIT | CUSTOMER | 1 February 1990 | I KADEK - TSE | 1 January 1900 |  | 1 February 1990 | I KADEK - TSE | - |  | ACTIVE
R104415 | F7018 | ICT 80 L. Incubator |  |  | GN00000563 | PMI KOTA SEMARANG | SEMARANG | JAWA TENGAH | SEMARANG | MAIN UNIT | CUSTOMER | 1 February 1990 | MUNADI - TSE | 1 January 1900 |  | 1 February 1990 | MUNADI - TSE | - |  | ACTIVE
R110840 | F7016 | ICT 52L. Incubator |  |  | GN00001672 | RSUD JAYAPURA | JAYAPURA | PAPUA | JAYAPURA | MAIN UNIT | CUSTOMER | 10 April 2015 |  | 1 January 1900 |  | 10 April 2015 |  | - |  | ACTIVE
R111669 | F7006 | STZ 18 L Ventilation |  |  | GN00002396 | RSUD MARIA WALANDA MARAMIS | MANADO | SULAWESI UTARA | MINAHASA | MAIN UNIT | CUSTOMER | 9 October 2014 | GANDHI YANRANGGA | 9 October 2014 |  | 9 October 2014 | GANDHI YANRANGGA | - |  | ACTIVE
R112304 | F7012 | ICT 18 L. Incubator |  |  | GN00002986 | RDC PUSAT - RAWAGELAM | PUSAT | DKI JAKARTA | JAKARTA TIMUR | MAIN UNIT | EMP | 28 April 2015 | ANASTASIA OCTAVIN | 1 January 1900 |  | 28 April 2015 | ANASTASIA OCTAVIN | - |  | ACTIVE
R112348 | F7020 | ICT 120 L. Incubator |  |  | GN00002126 | DINAS KESEHATAN KAB MALANG | MALANG | JAWA TIMUR | MALANG | MAIN UNIT | CUSTOMER | - |  | 30 December 2011 |  | - |  | - |  | ACTIVE
R112592 | F7016 | ICT 52L. Incubator |  |  | GN00002643 | BBPTU SAPI PERAH | PURWOKERTO | JAWA TENGAH | PURWOKERTO | MAIN UNIT | CUSTOMER | 13 April 2015 |  | 1 January 1900 |  | 13 April 2015 |  | - |  | ACTIVE
R112595 | F7016 | ICT 52L. Incubator |  |  | GN00002191 | RS MULIA INSANI | TANGERANG | BANTEN | TANGERANG | MAIN UNIT | CUSTOMER | 1 February 1990 | PETRUS SIMON | 1 January 2012 |  | 1 February 1990 | PETRUS SIMON | - |  | ACTIVE
R112615 | F7010 | ICT 5,4 L Incubator |  |  | GN00001993 | LAB MIKRO FAKULTAS KEDOKTERAN UNIVERSITAS UDAYANA | DENPASAR | BALI | DENPASAR | MAIN UNIT | CUSTOMER | 1 February 1990 | I KADEK - TSE | 1 January 1900 |  | 1 February 1990 | I KADEK - TSE | - |  | ACTIVE
R113491 | F7062 | ICT240 L.w/ Incubator |  |  | GN00007913 | DINAS KESEHATAN KAB/KOTA. KLATEN | YOGYAKARTA | YOGYAKARTA | KLATEN | MAIN UNIT | CUSTOMER | 24 January 2017 |  | 1 January 1900 |  | 24 January 2017 |  | - |  | ACTIVE
R113821 | F7022 | ICT 240 L. Incubator |  |  | GN00002954 | RSUD KARDINAH ( RSUD TEGAL ) | TEGAL | JAWA TENGAH | TEGAL | MAIN UNIT | CUSTOMER | - |  | 20 January 2015 |  | - |  | - |  | ACTIVE
R121390 | F7014 | ICT 28 L. Incubator |  |  | GN00000054 | RSUD AHMAD YANI METRO | BANDAR LAMPUNG | LAMPUNG | BANDAR LAMPUNG | MAIN UNIT | CUSTOMER | 19 July 2016 |  | 1 January 2014 |  | 19 July 2016 |  | - |  | ACTIVE
R121716 | F8008 | STF-N80 L. Oven |  |  | GN00003002 | Institut Teknologi Bandung (ITB) jatinangor (SITH) | BANDUNG | JAWA BARAT | BANDUNG | MAIN UNIT | CUSTOMER | 1 February 1990 | SUKMA WIJAYA - TSE | 28 August 1900 |  | 1 February 1990 | SUKMA WIJAYA - TSE | - |  | ACTIVE
R121717 | F8008 | STF-N80 L. Oven |  |  | GN00003002 | Institut Teknologi Bandung (ITB) jatinangor (SITH) | BANDUNG | JAWA BARAT | BANDUNG | MAIN UNIT | CUSTOMER | 1 February 1990 | SUKMA WIJAYA - TSE | 29 August 2013 |  | 1 February 1990 | SUKMA WIJAYA - TSE | - |  | ACTIVE
R122062 | F8074 | STF-N240 L w/ramp Oven |  |  | GN00000676 | RSUD A.M. PARIKESIT | SAMARINDA | KALIMANTAN TIMUR | TENGGARONG | MAIN UNIT | CUSTOMER | 10 April 2015 |  | 1 January 1900 |  | 10 April 2015 |  | - |  | ACTIVE
R122329 | F8005 | STF-N52L. Oven |  |  | GN00003002 | Institut Teknologi Bandung (ITB) jatinangor (SITH) | BANDUNG | JAWA BARAT | BANDUNG | MAIN UNIT | CUSTOMER | 1 February 1990 | SUKMA WIJAYA - TSE | 28 August 2013 |  | 1 February 1990 | SUKMA WIJAYA - TSE | - |  | ACTIVE
R122763 | F7016 | ICT 52L. Incubator |  |  | GN00001241 | RSUD Dr. R. Sosodoro Djatikoesoemo | SURABAYA-1 | JAWA TIMUR | BOJONEGORO | MAIN UNIT | CUSTOMER | - |  | 1 January 1900 |  | - |  | - |  | ACTIVE
R122764 | F7016 | ICT 52L. Incubator |  |  | GN00001241 | RSUD Dr. R. Sosodoro Djatikoesoemo | SURABAYA-1 | JAWA TIMUR | BOJONEGORO | MAIN UNIT | CUSTOMER | 1 February 1990 | ANDI ISMAIL - SPV TSE TIMUR | 1 January 1900 |  | 1 February 1990 | ANDI ISMAIL - SPV TSE TIMUR | - |  | ACTIVE
R123048 | F8074 | STF-N240 L w/ramp Oven |  |  | GN00000676 | RSUD A.M. PARIKESIT | SAMARINDA | KALIMANTAN TIMUR | TENGGARONG | MAIN UNIT | CUSTOMER | 10 April 2015 |  | 1 January 1900 |  | 10 April 2015 |  | - |  | ACTIVE
R123546 | F7014 | ICT 28 L. Incubator |  |  | GN00002938 | RB PERMATA BUNDA | CIREBON | JAWA BARAT | CIREBON | MAIN UNIT | CUSTOMER | 17 September 2014 | SUKMA WIJAYA - TSE | 1 June 2013 |  | 17 September 2014 | SUKMA WIJAYA - TSE | - |  | ACTIVE
R123668 | FA420 | PV 200 Heating Ceramic Plate , surf 200 x 200 mm |  |  | GN00002255 | RS KUSTA SUMBERGLAGAH | SURABAYA-1 | JAWA TIMUR | MOJOKERTO | MAIN UNIT | CUSTOMER | 6 January 2016 |  | 18 December 2013 |  | 6 January 2016 |  | - |  | ACTIVE
R123720 | F7016 | ICT 52L. Incubator |  |  | GN00001871 | BKKBN KOTA MAGELANG | YOGYAKARTA | YOGYAKARTA | YOGYAKARTA | MAIN UNIT | CUSTOMER | 23 June 2015 | DIAN FEBRIYANA - TSE | 1 January 1900 |  | 23 June 2015 | DIAN FEBRIYANA - TSE | - |  | ACTIVE
R130206 | F8008 | STF-N80 L. Oven |  |  | GN00002165 | RSUD Dr R Koesma tuban pop | SURABAYA-1 | JAWA TIMUR | TUBAN | MAIN UNIT | CUSTOMER | - |  | 21 November 2018 |  | - |  | - |  | ACTIVE
R130495 | F8005 | STF-N52L. Oven |  |  | GN00003165 | LABKESDA TANA GROGOT-BALIKPAPAN | BALIKPAPAN | KALIMANTAN TIMUR | BALIKPAPAN | MAIN UNIT | CUSTOMER | - |  | 4 December 2013 |  | - |  | - |  | ACTIVE
R130496 | F8005 | STF-N52L. Oven |  |  | GN00003165 | LABKESDA TANA GROGOT-BALIKPAPAN | BALIKPAPAN | KALIMANTAN TIMUR | BALIKPAPAN | MAIN UNIT | CUSTOMER | - |  | 4 December 2013 |  | - |  | - |  | ACTIVE
R130501 | F7016 | ICT 52L. Incubator |  |  | GN00002165 | RSUD Dr R Koesma tuban pop | SURABAYA-1 | JAWA TIMUR | TUBAN | MAIN UNIT | CUSTOMER | - |  | 1 November 2017 |  | - |  | - |  | ACTIVE
R130846 | F7018 | ICT 80 L. Incubator |  |  | GN00001781 | INSTITUT TEKNOLOGI BANDUNG (ITB) | BANDUNG | JAWA BARAT | BANDUNG | MAIN UNIT | CUSTOMER | 1 February 1990 | SUKMA WIJAYA - TSE | 12 December 2013 |  | 1 February 1990 | SUKMA WIJAYA - TSE | - |  | ACTIVE
R131136 | F8005 | STF-N52L. Oven |  |  | GN00006628 | RS MAYAPADA LEBAK BULUS (PT NIRMALA KENCANA MAS) | JAKARTA-2 | DKI JAKARTA | JAKARTA SELATAN | MAIN UNIT | CUSTOMER | 12 August 2014 | ARIEF SETIAWAN - TSE CP | 1 January 2012 |  | 12 August 2014 | ARIEF SETIAWAN - TSE CP | - |  | ACTIVE
R131550 | F7014 | ICT 28 L. Incubator |  |  | GN00003165 | LABKESDA TANA GROGOT-BALIKPAPAN | BALIKPAPAN | KALIMANTAN TIMUR | BALIKPAPAN | MAIN UNIT | CUSTOMER | - |  | 4 December 2013 |  | - |  | - |  | ACTIVE
R131551 | F7008 | STZ 28 L VENTILATION | DIAGNOSTIC 2 | FALC INSTRUMENT S.R.L. | GN00003399 | DINAS KESEHATAN PEMALANG | TEGAL | JAWA TENGAH | PEMALANG | MAIN UNIT | CUSTOMER | 27 July 2015 |  | 1 January 1900 |  | 27 July 2015 |  | - |  | ACTIVE
R131552 | F7014 | ICT 28 L. Incubator |  |  | GN00003165 | LABKESDA TANA GROGOT-BALIKPAPAN | BALIKPAPAN | KALIMANTAN TIMUR | BALIKPAPAN | MAIN UNIT | CUSTOMER | 1 February 1990 | RIDWAN - TSE | 4 December 2013 |  | 1 February 1990 | RIDWAN - TSE | - |  | ACTIVE
R131553 | F7008 | STZ 28 L VENTILATION | DIAGNOSTIC 2 | FALC INSTRUMENT S.R.L. | GN00003399 | DINAS KESEHATAN PEMALANG | TEGAL | JAWA TENGAH | PEMALANG | MAIN UNIT | CUSTOMER | 27 July 2015 |  | 1 January 1900 |  | 27 July 2015 |  | - |  | ACTIVE
R131723 | FA420 | PV 200 Heating Ceramic Plate , surf 200 x 200 mm |  |  | GN00002986 | RDC PUSAT - RAWAGELAM | PUSAT | DKI JAKARTA | JAKARTA TIMUR | MAIN UNIT | EMP | 5 December 2014 | SURYADI | 1 January 1900 |  | 5 December 2014 | SURYADI | - |  | ACTIVE
R132320 | F8055 | STF-N52L w/ramp Oven |  |  | GN00000211 | RSU BENGKALIS | PEKAN BARU | RIAU | PEKANBARU | MAIN UNIT | CUSTOMER | 30 March 2015 | AGUS FAUZI | 1 January 2013 |  | 30 March 2015 | AGUS FAUZI | - |  | ACTIVE
R132321 | F8005 | STF-N52L. Oven |  |  | GN00007936 | SEKOLAH TINGGI ILMU FARMASI | MAKASSAR | SULAWESI SELATAN | MAKASSAR | MAIN UNIT | CUSTOMER | 7 October 2014 | HARI UDI RAHARJO - TSE | 7 October 2014 |  | 7 October 2014 | HARI UDI RAHARJO - TSE | - |  | ACTIVE
R132633 | F8080 | STF-N400 L w/ramp Oven |  |  | GN00002915 | RS KEJAKSAAN | JAKARTA-2 | DKI JAKARTA | JAKARTA TIMUR | MAIN UNIT | CUSTOMER | - |  | 3 January 2014 |  | - |  | - |  | ACTIVE
R132807 | F7016 | ICT 52L. Incubator |  |  | GN00002255 | RS KUSTA SUMBERGLAGAH | SURABAYA-1 | JAWA TIMUR | MOJOKERTO | MAIN UNIT | CUSTOMER | 6 January 2016 |  | 18 December 2013 |  | 6 January 2016 |  | - |  | ACTIVE
R132808 | F7016 | ICT 52L. Incubator |  |  | GN00001160 | RSUD Arjawinangun | CIREBON | JAWA BARAT | CIREBON | MAIN UNIT | CUSTOMER | 14 August 2014 | SUKMA WIJAYA - TSE | 1 January 2015 |  | 14 August 2014 | SUKMA WIJAYA - TSE | - |  | ACTIVE
R132809 | F7016 | ICT 52L. Incubator |  |  | GN00004531 | RS KLINIK AMC FARMA | YOGYAKARTA | YOGYAKARTA | YOGYAKARTA | MAIN UNIT | CUSTOMER | 27 January 2015 | DIAN FEBRIYANA - TSE | 1 January 1900 |  | 27 January 2015 | DIAN FEBRIYANA - TSE | - |  | ACTIVE
R132810 | F7016 | ICT 52L. Incubator |  |  | GN00002396 | RSUD MARIA WALANDA MARAMIS | MANADO | SULAWESI UTARA | MINAHASA | MAIN UNIT | CUSTOMER | 9 October 2014 | GANDHI YANRANGGA | 9 October 2014 |  | 9 October 2014 | GANDHI YANRANGGA | - |  | ACTIVE
R133389 | F7022 | ICT 240 L. Incubator |  |  | GN00004673 | RSUD AL-IHSAN BANDUNG | BANDUNG | JAWA BARAT | BANDUNG | MAIN UNIT | CUSTOMER | 1 February 1990 | SUKMA WIJAYA - TSE | 27 December 2013 |  | 1 February 1990 | SUKMA WIJAYA - TSE | - |  | ACTIVE
R133415 | F8008 | STF-N80 L. Oven |  |  | GN00002985 | WORKSHOOP CSM PUSAT | PUSAT | DKI JAKARTA | JAKARTA TIMUR | MAIN UNIT | EMP | 30 April 2015 | SURYADI | 1 January 1900 |  | 30 April 2015 | SURYADI | - |  | ACTIVE
R133641 | F7016 | ICT 52L. Incubator |  |  | GN00001781 | INSTITUT TEKNOLOGI BANDUNG (ITB) | BANDUNG | JAWA BARAT | BANDUNG | MAIN UNIT | CUSTOMER | 1 February 1990 | SUKMA WIJAYA - TSE | 12 December 2013 |  | 1 February 1990 | SUKMA WIJAYA - TSE | - |  | ACTIVE
R133781 | F7016 | ICT 52L. Incubator |  |  | GN00002248 | RSUD DR SOEGIRI | SURABAYA-1 | JAWA TIMUR | LAMONGAN | MAIN UNIT | CUSTOMER | - |  | 19 May 2015 |  | - |  | - |  | ACTIVE
R133782 | F7016 | ICT 52L. Incubator |  |  | GN00001501 | RS PARU JEMBER | JEMBER | JAWA TIMUR | JEMBER | MAIN UNIT | CUSTOMER | 21 May 2019 | GANDHI YANRANGGA | 23 November 2015 |  | 21 May 2019 | GANDHI YANRANGGA | - |  | ACTIVE
R133849 | F7020 | ICT 120 L. Incubator |  |  | GN00000960 | RS PMN CICENDO | BANDUNG | JAWA BARAT | BANDUNG | MAIN UNIT | CUSTOMER | 28 April 2015 | SUKMA WIJAYA - TSE | 2 November 2016 |  | 28 April 2015 | SUKMA WIJAYA - TSE | - |  | ACTIVE
R133850 | F7060 | ICT120 L.w/ramp Incubtr |  |  | GN00001159 | RSK BEDAH MITRA PLUMBON | CIREBON | JAWA BARAT | CIREBON | MAIN UNIT | CUSTOMER | 27 July 2016 | BUDI SUROSO - TSE | 26 June 2016 |  | 27 July 2016 | BUDI SUROSO - TSE | - |  | ACTIVE
R133851 | F7060 | ICT120 L.w/ramp Incubtr |  |  | GN21120025 | Aesculapis Pusat Makassar | MAKASSAR | SULAWESI SELATAN | MAKASSAR | MAIN UNIT | EMP | - |  | 25 June 2020 | ABDUL KARIM - TSE | 19 May 2020 | LEO LANANG SIGIT - TSE CP | 13 July 2022 | FARIDA ADELINA | ACTIVE
R140799 | F9008 | STF-F80L ventilation |  |  | GN00002986 | RDC PUSAT - RAWAGELAM | PUSAT | DKI JAKARTA | JAKARTA TIMUR | MAIN UNIT | EMP | 5 December 2014 | SURYADI | 1 January 1900 |  | 5 December 2014 | SURYADI | - |  | ACTIVE
R141339 | F8005 | STF-N52L. Oven |  |  | GN00002639 | PUSKESMAS PONED SIDOMULYO | PEKAN BARU | RIAU | PEKANBARU | MAIN UNIT | CUSTOMER | - |  | 16 January 2015 |  | - |  | - |  | ACTIVE
R141340 | F7004 | STZ 5,4 L VENTILATION | DIAGNOSTIC 2 | FALC INSTRUMENT S.R.L. | GN00002986 | RDC PUSAT - RAWAGELAM | PUSAT | DKI JAKARTA | JAKARTA TIMUR | MAIN UNIT | EMP | 5 December 2014 | SURYADI | 1 January 1900 |  | 5 December 2014 | SURYADI | - |  | ACTIVE
R141341 | F8005 | STF-N52L. Oven |  |  | GN00008307 | PUSKESMAS RUMBAI | PEKAN BARU | RIAU | PEKANBARU | MAIN UNIT | CUSTOMER | - |  | 2 January 2015 |  | - |  | - |  | ACTIVE
R141342 | F7004 | STZ 5,4 L VENTILATION | DIAGNOSTIC 2 | FALC INSTRUMENT S.R.L. | GN00002986 | RDC PUSAT - RAWAGELAM | PUSAT | DKI JAKARTA | JAKARTA TIMUR | MAIN UNIT | EMP | 5 December 2014 | SURYADI | 1 January 1900 |  | 5 December 2014 | SURYADI | - |  | ACTIVE
R141629 | F9012 | STF-F120L ventilation |  |  | GN00002586 | PT BIOFARMA | BANDUNG | JAWA BARAT | BANDUNG | MAIN UNIT | CUSTOMER | 16 September 2015 | SUKMA WIJAYA - TSE | 16 September 2015 |  | 16 September 2015 | SUKMA WIJAYA - TSE | - |  | ACTIVE
R142270 | F9024 | STF-F240L ventilation |  |  | GN00001466 | RSUD SIDOARJO | SURABAYA-1 | JAWA TIMUR | SIDOARJO | MAIN UNIT | CUSTOMER | 1 April 2015 | GANDHI YANRANGGA | 1 December 2014 |  | 1 April 2015 | GANDHI YANRANGGA | - |  | ACTIVE
R142553 | F7020 | ICT 120 L. Incubator |  |  | GN00000960 | RS PMN CICENDO | BANDUNG | JAWA BARAT | BANDUNG | MAIN UNIT | CUSTOMER | 26 February 2015 | SUKMA WIJAYA - TSE | 11 January 2010 |  | 26 February 2015 | SUKMA WIJAYA - TSE | - |  | ACTIVE
R142854 | F7058 | ICT80 L.w/ramp Incubatr |  |  | GN00001781 | INSTITUT TEKNOLOGI BANDUNG (ITB) | BANDUNG | JAWA BARAT | BANDUNG | MAIN UNIT | CUSTOMER | 21 January 2015 | SUKMA WIJAYA - TSE | 21 January 2015 |  | 21 January 2015 | SUKMA WIJAYA - TSE | - |  | ACTIVE
R142855 | F7058 | ICT80 L.w/ramp Incubatr |  |  | GN00001781 | INSTITUT TEKNOLOGI BANDUNG (ITB) | BANDUNG | JAWA BARAT | BANDUNG | MAIN UNIT | CUSTOMER | 21 January 2015 | SUKMA WIJAYA - TSE | 21 January 2015 |  | 21 January 2015 | SUKMA WIJAYA - TSE | - |  | ACTIVE
R142856 | F8058 | STF-N80 L w/ramp Oven |  |  | GN00001824 | RSU KANJURUHAN KEPANJEN | MALANG | JAWA TIMUR | MALANG | MAIN UNIT | CUSTOMER | - |  | 9 December 2014 |  | - |  | - |  | ACTIVE
R142857 | F8058 | STF-N80 L w/ramp Oven |  |  | GN00001824 | RSU KANJURUHAN KEPANJEN | MALANG | JAWA TIMUR | MALANG | MAIN UNIT | CUSTOMER | - |  | 9 December 2014 |  | - |  | - |  | ACTIVE
R142963 | F7016 | ICT 52L. Incubator |  |  | GN00002128 | DINAS KESEHATAN KAB/KOTA. GROBOGAN | SOLO | JAWA TENGAH | PURWODADI | MAIN UNIT | CUSTOMER | - |  | 17 December 2015 |  | - |  | - |  | ACTIVE
R142964 | F7016 | ICT 52L. Incubator |  |  | GN00002986 | RDC PUSAT - RAWAGELAM | PUSAT | DKI JAKARTA | JAKARTA TIMUR | MAIN UNIT | EMP | 5 December 2014 | SURYADI | 1 January 1900 |  | 5 December 2014 | SURYADI | - |  | ACTIVE
R143272 | F9005 | STF-F52L VENTILATION | DIAGNOSTIC 2 | FALC INSTRUMENT S.R.L. | GN00002464 | RSUD DR HARJONO S PONOROGO | KEDIRI | JAWA TIMUR | PONOROGO | MAIN UNIT | CUSTOMER | - |  | 12 November 2015 |  | - |  | - |  | ACTIVE
R143273 | F9005 | STF-F52L VENTILATION | DIAGNOSTIC 2 | FALC INSTRUMENT S.R.L. | GN00002986 | RDC PUSAT - RAWAGELAM | PUSAT | DKI JAKARTA | JAKARTA TIMUR | MAIN UNIT | EMP | 28 April 2015 | TRIYONO - TSE AREA BARAT | 1 January 1900 |  | 28 April 2015 | TRIYONO - TSE AREA BARAT | - |  | ACTIVE
R143274 | F9005 | STF-F52L VENTILATION | DIAGNOSTIC 2 | FALC INSTRUMENT S.R.L. | GN00001778 | BADAN PENGAWAS OBAT&MAKANAN (BPOM) BANDUNG | BANDUNG | JAWA BARAT | BANDUNG | MAIN UNIT | CUSTOMER | 1 December 2015 | SUKMA WIJAYA - TSE | 1 December 2015 |  | 1 December 2015 | SUKMA WIJAYA - TSE | - |  | ACTIVE
R143275 | F9005 | STF-F52L VENTILATION | DIAGNOSTIC 2 | FALC INSTRUMENT S.R.L. | GN00002986 | RDC PUSAT - RAWAGELAM | PUSAT | DKI JAKARTA | JAKARTA TIMUR | MAIN UNIT | EMP | 28 April 2015 | TRIYONO - TSE AREA BARAT | 1 January 1900 |  | 28 April 2015 | TRIYONO - TSE AREA BARAT | - |  | ACTIVE
R143276 | F9005 | STF-F52L VENTILATION | DIAGNOSTIC 2 | FALC INSTRUMENT S.R.L. | GN00002986 | RDC PUSAT - RAWAGELAM | PUSAT | DKI JAKARTA | JAKARTA TIMUR | MAIN UNIT | EMP | 28 April 2015 | TRIYONO - TSE AREA BARAT | 1 January 1900 |  | 28 April 2015 | TRIYONO - TSE AREA BARAT | - |  | ACTIVE
R143326 | F8008 | STF-N80 L. Oven |  |  | GN00000930 | RS DUSTIRA | BANDUNG | JAWA BARAT | CIMAHI | MAIN UNIT | CUSTOMER | - |  | 13 April 2015 |  | - |  | - |  | ACTIVE
R150478 | F8058 | STF-N80 L w/ramp Oven |  |  | GN00000688 | RSUD NUNUKAN | SAMARINDA | KALIMANTAN TIMUR | NUNUKAN | MAIN UNIT | CUSTOMER | - |  | 21 April 2015 |  | - |  | - |  | ACTIVE
R150728 | F7016 | ICT 52L. Incubator |  |  | GN00004893 | RS PENDIDIKAN UNS SURAKARTA | SOLO | JAWA TENGAH | SURAKARTA | MAIN UNIT | CUSTOMER | - |  | 7 December 2016 |  | - |  | - |  | ACTIVE
R152142 | F7008 | STZ 28 L VENTILATION | DIAGNOSTIC 2 | FALC INSTRUMENT S.R.L. | GN00000529 | RSUD RA KARTINI | SEMARANG | JAWA TENGAH | JEPARA | MAIN UNIT | CUSTOMER | - |  | 1 November 2015 |  | - |  | - |  | ACTIVE
R152847 | FA430 | PV 300 HEATING CERAMIC PLATE | DIAGNOSTIC 2 | FALC INSTRUMENT S.R.L. | GN00011633 | BALAI PENELITIAN TEKNOLOGI PERTANIAN (BPTP) | MEDAN | SUMATERA UTARA | MEDAN | MAIN UNIT | CUSTOMER | 18 November 2016 | ARBIANSYAH - TSE | 18 November 2016 |  | 18 November 2016 | ARBIANSYAH - TSE | - |  | ACTIVE
R152909 | F9045 |  |  |  | GN00008541 | B2P2TOOT BALAI PENELITIAN OBAT TAWANGMANGU | SOLO | JAWA TENGAH | JAKARTA SELATAN | MAIN UNIT | CUSTOMER | 26 October 2015 | RAKHMAT | 2 October 2015 |  | 26 October 2015 | RAKHMAT | - |  | INACTIVE
R152910 | F9045 |  |  |  | GN00008541 | B2P2TOOT BALAI PENELITIAN OBAT TAWANGMANGU | SOLO | JAWA TENGAH | JAKARTA SELATAN | MAIN UNIT | CUSTOMER | 2 October 2015 | RAKHMAT | 2 October 2015 |  | 2 October 2015 | RAKHMAT | - |  | INACTIVE
R153115 | F9005 | STF-F52L VENTILATION | DIAGNOSTIC 2 | FALC INSTRUMENT S.R.L. | GN00002354 | RS INALUM | MEDAN | SUMATERA UTARA | MEDAN | MAIN UNIT | CUSTOMER | 18 October 2016 | SATRIA KUSUMA - TSE | 17 October 2016 |  | 18 October 2016 | SATRIA KUSUMA - TSE | - |  | ACTIVE
R153321 | F7016 | ICT 52L. Incubator |  |  | GN00001707 | RSUD DR ISKAK TULUNGAGUNG | KEDIRI | JAWA TIMUR | TULUNGAGUNG | MAIN UNIT | CUSTOMER | - |  | 18 December 2015 |  | - |  | - |  | ACTIVE
R153323 | F7016 | ICT 52L. Incubator |  |  | GN00004893 | RS PENDIDIKAN UNS SURAKARTA | SOLO | JAWA TENGAH | SURAKARTA | MAIN UNIT | CUSTOMER | - |  | 7 December 2016 |  | - |  | - |  | ACTIVE
R153324 | F7016 | ICT 52L. Incubator |  |  | GN00000019 | RS OTORITA - RS BADAN PENGUSAHA BATAM | BATAM | KEPULAUAN RIAU | BATAM | MAIN UNIT | CUSTOMER | - |  | 30 September 2021 | RUDI SETIAWAN - TSE | 25 September 2021 | LEO LANANG SIGIT - TSE CP | 30 September 2021 | RUDI SETIAWAN - TSE | ACTIVE
R160806 | F8005 | STF-N52L. Oven |  |  | GN00002986 | RDC PUSAT - RAWAGELAM | PUSAT | DKI JAKARTA | JAKARTA TIMUR | MAIN UNIT | EMP | 30 September 2016 | SURYADI | 30 September 2016 |  | 30 September 2016 | SURYADI | - |  | ACTIVE
R161095 | F7058 | ICT80 L.w/ramp Incubatr |  |  | GN00002818 | PT. INNOLAB SAINS INTERNATIONAL ( KALGEN INNOLAB ) | JAKARTA-1 | DKI JAKARTA | JAKARTA TIMUR | MAIN UNIT | CUSTOMER | - |  | 23 May 2017 |  | - |  | - |  | ACTIVE
R161271 | F9074 | STF-F240 L w/ramp vent |  |  | GN00003172 | RS PARU DR. M. GOENAWAN PARTOWIDIGDO | BOGOR | JAWA BARAT | BOGOR | MAIN UNIT | CUSTOMER | 14 October 2016 | GATOT SURYA ADIPUTRA - TSE | 14 October 2016 |  | 14 October 2016 | GATOT SURYA ADIPUTRA - TSE | - |  | ACTIVE
R161553 | F9005 | STF-F52L VENTILATION | DIAGNOSTIC 2 | FALC INSTRUMENT S.R.L. | GN00003002 | Institut Teknologi Bandung (ITB) jatinangor (SITH) | BANDUNG | JAWA BARAT | BANDUNG | MAIN UNIT | CUSTOMER | 8 November 2016 | SUKMA WIJAYA - TSE | 8 November 2016 |  | 8 November 2016 | SUKMA WIJAYA - TSE | - |  | ACTIVE
R161554 | F9005 | STF-F52L VENTILATION | DIAGNOSTIC 2 | FALC INSTRUMENT S.R.L. | GN00002354 | RS INALUM | MEDAN | SUMATERA UTARA | MEDAN | MAIN UNIT | CUSTOMER | 30 September 2016 | SATRIA KUSUMA - TSE | 17 October 2016 |  | 30 September 2016 | SATRIA KUSUMA - TSE | - |  | ACTIVE
R163414 | F7022 | ICT 240 L. Incubator |  |  | GN00001970 | RSIA HERMINA BEKASI | BEKASI | JAWA BARAT | BEKASI | MAIN UNIT | CUSTOMER | 28 November 2019 | GATOT SURYA ADIPUTRA - TSE | 28 November 2019 |  | 28 November 2019 | GATOT SURYA ADIPUTRA - TSE | - |  | ACTIVE
R163964 | F7016 | ICT 52L. Incubator |  |  | GN00002813 | RS Universitas Yarsi | JAKARTA-1 | DKI JAKARTA |  | MAIN UNIT | CUSTOMER | 7 June 2018 | LEONARDUS ADI | 7 June 2018 |  | 7 June 2018 | LEONARDUS ADI | - |  | ACTIVE
R163965 | F7016 | ICT 52L. Incubator |  |  | GN00000771 | RS KUSTA TADJUDDIN CHALID | MAKASSAR | SULAWESI SELATAN | MAKASSAR | MAIN UNIT | CUSTOMER | - |  | 16 July 2019 |  | - |  | - |  | ACTIVE
R171363 | F8005 | STF-N52L. Oven |  |  | GN00002986 | RDC PUSAT - RAWAGELAM | PUSAT | DKI JAKARTA | JAKARTA TIMUR | MAIN UNIT | EMP | 13 November 2017 | FAJAR FAHMI - TSE | 13 November 2017 |  | 13 November 2017 | FAJAR FAHMI - TSE | - |  | ACTIVE
R171364 | F8005 | STF-N52L. Oven |  |  | GN00002813 | RS Universitas Yarsi | JAKARTA-1 | DKI JAKARTA |  | MAIN UNIT | CUSTOMER | 7 June 2018 | LEONARDUS ADI | 7 June 2018 |  | 7 June 2018 | LEONARDUS ADI | - |  | ACTIVE
R171365 | F8005 | STF-N52L. Oven |  |  | GN00002986 | RDC PUSAT - RAWAGELAM | PUSAT | DKI JAKARTA | JAKARTA TIMUR | MAIN UNIT | EMP | 9 October 2017 | HARI UDI RAHARJO - TSE | 9 October 2017 |  | 9 October 2017 | HARI UDI RAHARJO - TSE | - |  | ACTIVE
R180495 | F7018 | ICT 80 L. Incubator |  |  | GN18040018 | RS UNGGUL KARSA MEDIKA | BANDUNG | JAWA BARAT | BANDUNG | MAIN UNIT | CUSTOMER | 18 June 2018 | TRIYONO - TSE AREA BARAT | 12 June 2018 |  | 18 June 2018 | TRIYONO - TSE AREA BARAT | - |  | ACTIVE
R180791 | F8005 | STF-N52L. Oven |  |  | GN00002986 | RDC PUSAT - RAWAGELAM | PUSAT | DKI JAKARTA | JAKARTA TIMUR | MAIN UNIT | EMP | 18 June 2018 | ANTONIUS SAGITA - KALIBRASI | 12 June 2018 |  | 18 June 2018 | ANTONIUS SAGITA - KALIBRASI | - |  | ACTIVE
R180792 | F8005 | STF-N52L. Oven |  |  | GN00001125 | RSUD PAMEUNGPEUK GRT SELATAN | TASIKMALAYA | JAWA BARAT | GARUT | MAIN UNIT | CUSTOMER | 18 June 2018 | ANTONIUS SAGITA - KALIBRASI | 1 December 2021 | SUKMA WIJAYA - TSE | 18 June 2018 | ANTONIUS SAGITA - KALIBRASI | 1 December 2021 | SUKMA WIJAYA - TSE | ACTIVE
R181254 | F7016 | ICT 52L. Incubator |  |  | GN00001679 | RSUD ABEPURA | JAYAPURA | PAPUA | JAYAPURA | MAIN UNIT | CUSTOMER | 18 June 2018 | ANTONIUS SAGITA - KALIBRASI | 12 June 2018 |  | 18 June 2018 | ANTONIUS SAGITA - KALIBRASI | - |  | ACTIVE
R181255 | F7016 | ICT 52L. Incubator |  |  | GN00001679 | RSUD ABEPURA | JAYAPURA | PAPUA | JAYAPURA | MAIN UNIT | CUSTOMER | 18 June 2018 | ANTONIUS SAGITA - KALIBRASI | 15 February 2021 | AUGESTA NANDA PRADANA - TSE | 18 June 2018 | ANTONIUS SAGITA - KALIBRASI | 15 February 2021 | AUGESTA NANDA PRADANA - TSE | ACTIVE
R20200002 | F7016 | ICT 52L. Incubator |  |  | GN00002986 | RDC PUSAT - RAWAGELAM | PUSAT | DKI JAKARTA | JAKARTA TIMUR | MAIN UNIT | EMP | 13 August 2020 | NOVAN KURNIARTATO - TSE | - |  | 22 July 2020 | NOVAN KURNIARTATO - TSE | - |  | ACTIVE
R20200003 | F7016 | ICT 52L. Incubator |  |  | GN00010527 | PERSADA HOSPITAL | MALANG | JAWA TIMUR | MALANG | MAIN UNIT | CUSTOMER | 13 August 2020 | NOVAN KURNIARTATO - TSE | 15 January 2021 | AHMAD FATKHUDIN - TSE | 22 July 2020 | NOVAN KURNIARTATO - TSE | 15 January 2021 | AHMAD FATKHUDIN - TSE | ACTIVE
R20200004 | F7016 | ICT 52L. Incubator |  |  | GN00002199 | RS PHC SURABAYA | SURABAYA-1 | JAWA TIMUR | SURABAYA | MAIN UNIT | CUSTOMER | 13 August 2020 | NOVAN KURNIARTATO - TSE | 6 May 2021 | YUNAN ARIMUNTIAN - TSE | 22 July 2020 | NOVAN KURNIARTATO - TSE | 6 May 2021 | YUNAN ARIMUNTIAN - TSE | ACTIVE
RS11151908 | AR841 | REVOS INSTRUMENT | DIAGNOSTIC 2 | SHANDON DIAGNOSTICS Ltd. | GN00002985 | WORKSHOOP CSM PUSAT | PUSAT | DKI JAKARTA | JAKARTA TIMUR | MAIN UNIT | EMP | 6 November 2019 | System Auto | 28 January 2022 | AZLI YUDHA - TSE | 6 November 2019 | System Auto | 12 July 2022 | FARIDA ADELINA | ACTIVE
RS20572109EP | AR841 | REVOS INSTRUMENT | DIAGNOSTIC 2 | SHANDON DIAGNOSTICS Ltd. | GN00001923 | RS PANTI RAPIH | YOGYAKARTA | YOGYAKARTA | YOGYAKARTA | MAIN UNIT | CUSTOMER | - |  | 20 December 2023 |  | 10 November 2021 | LEO LANANG SIGIT - TSE CP | 2 January 2024 | ANDI ISMAIL - SPV TSE TIMUR | ACTIVE
RS20582109EP | AR841 | REVOS INSTRUMENT | DIAGNOSTIC 2 | SHANDON DIAGNOSTICS Ltd. | GN00003001 | PT. ENSEVAL MEDIKA PRIMA - HO | PUSAT | DKI JAKARTA | JAKARTA TIMUR | MAIN UNIT | EMP | - |  | - |  | 10 November 2021 | LEO LANANG SIGIT - TSE CP | - |  | ACTIVE
RS25352301EP | AR841 | REVOS INSTRUMENT | DIAGNOSTIC 2 | SHANDON DIAGNOSTICS Ltd. | GN25080014 | EKA HOSPITAL MT HARYONO | PEJATEN | DKI JAKARTA | JAKARTA SELATAN | MAIN UNIT | CUSTOMER | - |  | 29 August 2025 |  | 22 April 2025 | ERIS MAHRUS HADI - TSE CP | 11 September 2025 | SAHID DERMAWAN - SPV TSE BARAT | ACTIVE
RS26002309EP | AR841 | REVOS INSTRUMENT | DIAGNOSTIC 2 | SHANDON DIAGNOSTICS Ltd. | GN00003153 | BALAI BESAR VETERINER MAROS | MAKASSAR | SULAWESI SELATAN | MAROS | MAIN UNIT | CUSTOMER | - |  | 28 August 2025 |  | 20 May 2024 | LEO LANANG SIGIT - TSE CP | 11 September 2025 | SAHID DERMAWAN - SPV TSE BARAT | ACTIVE
RS26262310EP | AR841 | REVOS INSTRUMENT | DIAGNOSTIC 2 | SHANDON DIAGNOSTICS Ltd. | GN00002986 | RDC PUSAT - RAWAGELAM | PUSAT | DKI JAKARTA | JAKARTA TIMUR | MAIN UNIT | EMP | - |  | - |  | 20 May 2024 | LEO LANANG SIGIT - TSE CP | - |  | ACTIVE
RS26362311EP | AR841 | REVOS INSTRUMENT | DIAGNOSTIC 2 | SHANDON DIAGNOSTICS Ltd. | GN00002986 | RDC PUSAT - RAWAGELAM | PUSAT | DKI JAKARTA | JAKARTA TIMUR | MAIN UNIT | EMP | - |  | - |  | 22 April 2025 | ERIS MAHRUS HADI - TSE CP | - |  | ACTIVE
RS26382311EP | AR841 | REVOS INSTRUMENT | DIAGNOSTIC 2 | SHANDON DIAGNOSTICS Ltd. | GN00004589 | RSUP SARDJITO YOGYAKARTA | YOGYAKARTA | YOGYAKARTA | YOGYAKARTA | MAIN UNIT | EMP | - |  | 8 November 2024 |  | 15 March 2024 | LEO LANANG SIGIT - TSE CP | 2 September 2025 | SAHID DERMAWAN - SPV TSE BARAT | ACTIVE
RS26402311EP | AR841 | REVOS INSTRUMENT | DIAGNOSTIC 2 | SHANDON DIAGNOSTICS Ltd. | GN00000012 | RS PERSAHABATAN | JAKARTA-1 | DKI JAKARTA | JAKARTA TIMUR | MAIN UNIT | CUSTOMER | - |  | 28 August 2024 |  | 15 March 2024 | LEO LANANG SIGIT - TSE CP | 10 September 2024 | SAHID DERMAWAN - SPV TSE BARAT | ACTIVE
RS26982405EP | AR841 | REVOS INSTRUMENT | DIAGNOSTIC 2 | SHANDON DIAGNOSTICS Ltd. | GN00000675 | RSUD TARAKAN | SAMARINDA | KALIMANTAN TIMUR | SAMARINDA | MAIN UNIT | CUSTOMER | - |  | 29 November 2024 |  | 9 July 2024 | LEO LANANG SIGIT - TSE CP | 20 January 2025 | ANDI ISMAIL - SPV TSE TIMUR | ACTIVE
RS27012405EP | AR841 | REVOS INSTRUMENT | DIAGNOSTIC 2 | SHANDON DIAGNOSTICS Ltd. | GN00007939 | RS SANTOSA KOPO | BANDUNG | JAWA BARAT | BANDUNG | MAIN UNIT | CUSTOMER | - |  | 1 October 2024 |  | 9 July 2024 | LEO LANANG SIGIT - TSE CP | 5 November 2024 | SAHID DERMAWAN - SPV TSE BARAT | ACTIVE
RS27602410EP | AR841 | REVOS INSTRUMENT | DIAGNOSTIC 2 | SHANDON DIAGNOSTICS Ltd. | GN00007545 | PT. ENSEVAL MEDIKA PRIMA - MATARAM | MATARAM | NUSA TENGGARA BARAT | MATARAM | MAIN UNIT | EMP | - |  | 14 May 2025 |  | 12 December 2024 | ERIS MAHRUS HADI - TSE CP | 27 August 2025 | SAHID DERMAWAN - SPV TSE BARAT | ACTIVE
RS27642410EP | AR841 | REVOS INSTRUMENT | DIAGNOSTIC 2 | SHANDON DIAGNOSTICS Ltd. | GN00000009 | RSU DR CIPTO MANGUNKUSUMO | JAKARTA-1 | DKI JAKARTA | JAKARTA PUSAT | MAIN UNIT | EMP | - |  | - |  | 12 December 2024 | ERIS MAHRUS HADI - TSE CP | - |  | ACTIVE
RUW05164553PA | CR171 | COROMETRIC 171 | IMAGING | GE OPERATIONS INDONESIA, PT | GN00001823 | RSUD Dr. SAIFUL ANWAR PROV JAWA TIMUR | MALANG | JAWA TIMUR | MALANG | MAIN UNIT | CUSTOMER | 10 April 2015 | ZENZEN | 1 January 1920 |  | 10 April 2015 | ZENZEN | - |  | ACTIVE
S/N 3000068 - K20150300002729 | H0102 | URINE ANALYSER H-100 | DIAGNOSTIC 2 | DIRUI MEDICAL INDONESIA, PT. | GN00002986 | RDC PUSAT - RAWAGELAM | PUSAT | DKI JAKARTA | JAKARTA TIMUR | MAIN UNIT | EMP | 22 June 2016 | TRIYONO - TSE AREA BARAT | 21 June 2016 |  | 22 June 2016 | TRIYONO - TSE AREA BARAT | - |  | ACTIVE
S/N 3000068 - K20150300002942 | H0102 | URINE ANALYSER H-100 | DIAGNOSTIC 2 | DIRUI MEDICAL INDONESIA, PT. | GN00002986 | RDC PUSAT - RAWAGELAM | PUSAT | DKI JAKARTA | JAKARTA TIMUR | MAIN UNIT | EMP | 22 June 2016 | TRIYONO - TSE AREA BARAT | 21 June 2016 |  | 22 June 2016 | TRIYONO - TSE AREA BARAT | - |  | ACTIVE
S/N 3000068 - K20150300002950 | H0102 | URINE ANALYSER H-100 | DIAGNOSTIC 2 | DIRUI MEDICAL INDONESIA, PT. | GN00002986 | RDC PUSAT - RAWAGELAM | PUSAT | DKI JAKARTA | JAKARTA TIMUR | MAIN UNIT | EMP | 22 June 2016 | TRIYONO - TSE AREA BARAT | 21 June 2016 |  | 22 June 2016 | TRIYONO - TSE AREA BARAT | - |  | ACTIVE
S/N 3000068 - K20150300002958 | H0102 | URINE ANALYSER H-100 | DIAGNOSTIC 2 | DIRUI MEDICAL INDONESIA, PT. | GN00002986 | RDC PUSAT - RAWAGELAM | PUSAT | DKI JAKARTA | JAKARTA TIMUR | MAIN UNIT | EMP | 22 June 2016 | TRIYONO - TSE AREA BARAT | 21 June 2016 |  | 22 June 2016 | TRIYONO - TSE AREA BARAT | - |  | ACTIVE
S/N 3000068 - N1500100H1006SE | H0102 | URINE ANALYSER H-100 | DIAGNOSTIC 2 | DIRUI MEDICAL INDONESIA, PT. | GN00002986 | RDC PUSAT - RAWAGELAM | PUSAT | DKI JAKARTA | JAKARTA TIMUR | MAIN UNIT | EMP | 22 June 2016 | TRIYONO - TSE AREA BARAT | 21 June 2016 |  | 22 June 2016 | TRIYONO - TSE AREA BARAT | - |  | ACTIVE
S/N 3000068 - N1600100H0216SE | H0102 | URINE ANALYSER H-100 | DIAGNOSTIC 2 | DIRUI MEDICAL INDONESIA, PT. | GN00002986 | RDC PUSAT - RAWAGELAM | PUSAT | DKI JAKARTA | JAKARTA TIMUR | MAIN UNIT | EMP | 22 June 2016 | TRIYONO - TSE AREA BARAT | 21 June 2016 |  | 22 June 2016 | TRIYONO - TSE AREA BARAT | - |  | ACTIVE
S/N 3000068 - N1600100H0222SE | H0102 | URINE ANALYSER H-100 | DIAGNOSTIC 2 | DIRUI MEDICAL INDONESIA, PT. | GN00006958 | DINAS KESEHATAN KAB/ KOTA. PALEMBANG | PALEMBANG | SUMATERA SELATAN | PALEMBANG | MAIN UNIT | CUSTOMER | - |  | 16 August 2016 |  | - |  | - |  | ACTIVE
S/N 3000068 - N1600100H0251SE | H0102 | URINE ANALYSER H-100 | DIAGNOSTIC 2 | DIRUI MEDICAL INDONESIA, PT. | GN00002986 | RDC PUSAT - RAWAGELAM | PUSAT | DKI JAKARTA | JAKARTA TIMUR | MAIN UNIT | EMP | 22 June 2016 | TRIYONO - TSE AREA BARAT | 21 June 2016 |  | 22 June 2016 | TRIYONO - TSE AREA BARAT | - |  | ACTIVE
S/N K1600100H0299SE | H0102 | URINE ANALYSER H-100 | DIAGNOSTIC 2 | DIRUI MEDICAL INDONESIA, PT. | GN00002986 | RDC PUSAT - RAWAGELAM | PUSAT | DKI JAKARTA | JAKARTA TIMUR | MAIN UNIT | EMP | 22 June 2016 | TRIYONO - TSE AREA BARAT | 21 June 2016 |  | 22 June 2016 | TRIYONO - TSE AREA BARAT | - |  | ACTIVE
S/N K20150200001162 | H0104 | URINE ANALYSER H-500 | DIAGNOSTIC 2 | DIRUI MEDICAL INDONESIA, PT. | GN00002986 | RDC PUSAT - RAWAGELAM | PUSAT | DKI JAKARTA | JAKARTA TIMUR | MAIN UNIT | EMP | 22 June 2016 | TRIYONO - TSE AREA BARAT | 21 June 2016 |  | 22 June 2016 | TRIYONO - TSE AREA BARAT | - |  | ACTIVE
S/N K20150200001164 | H0104 | URINE ANALYSER H-500 | DIAGNOSTIC 2 | DIRUI MEDICAL INDONESIA, PT. | GN00002986 | RDC PUSAT - RAWAGELAM | PUSAT | DKI JAKARTA | JAKARTA TIMUR | MAIN UNIT | EMP | 22 June 2016 | TRIYONO - TSE AREA BARAT | 21 June 2016 |  | 22 June 2016 | TRIYONO - TSE AREA BARAT | - |  | ACTIVE
S/N K20150300002717 | H0102 | URINE ANALYSER H-100 | DIAGNOSTIC 2 | DIRUI MEDICAL INDONESIA, PT. | GN00002986 | RDC PUSAT - RAWAGELAM | PUSAT | DKI JAKARTA | JAKARTA TIMUR | MAIN UNIT | EMP | 22 June 2016 | TRIYONO - TSE AREA BARAT | 21 June 2016 |  | 22 June 2016 | TRIYONO - TSE AREA BARAT | - |  | ACTIVE
S/N K20150300002718 | H0102 | URINE ANALYSER H-100 | DIAGNOSTIC 2 | DIRUI MEDICAL INDONESIA, PT. | GN00002986 | RDC PUSAT - RAWAGELAM | PUSAT | DKI JAKARTA | JAKARTA TIMUR | MAIN UNIT | EMP | 22 June 2016 | TRIYONO - TSE AREA BARAT | 21 June 2016 |  | 22 June 2016 | TRIYONO - TSE AREA BARAT | - |  | ACTIVE
S/N K20150300002719 | H0102 | URINE ANALYSER H-100 | DIAGNOSTIC 2 | DIRUI MEDICAL INDONESIA, PT. | GN00002986 | RDC PUSAT - RAWAGELAM | PUSAT | DKI JAKARTA | JAKARTA TIMUR | MAIN UNIT | EMP | 22 June 2016 | TRIYONO - TSE AREA BARAT | 21 June 2016 |  | 22 June 2016 | TRIYONO - TSE AREA BARAT | - |  | ACTIVE
S/N K20150300002720 | H0104 | URINE ANALYSER H-500 | DIAGNOSTIC 2 | DIRUI MEDICAL INDONESIA, PT. | GN00002986 | RDC PUSAT - RAWAGELAM | PUSAT | DKI JAKARTA | JAKARTA TIMUR | MAIN UNIT | EMP | 22 June 2016 | TRIYONO - TSE AREA BARAT | 21 June 2016 |  | 22 June 2016 | TRIYONO - TSE AREA BARAT | - |  | ACTIVE
S/N K20150300002722 | H0102 | URINE ANALYSER H-100 | DIAGNOSTIC 2 | DIRUI MEDICAL INDONESIA, PT. | GN00002986 | RDC PUSAT - RAWAGELAM | PUSAT | DKI JAKARTA | JAKARTA TIMUR | MAIN UNIT | EMP | 22 June 2016 | TRIYONO - TSE AREA BARAT | 21 June 2016 |  | 22 June 2016 | TRIYONO - TSE AREA BARAT | - |  | ACTIVE
S/N K20150300002723 | H0102 | URINE ANALYSER H-100 | DIAGNOSTIC 2 | DIRUI MEDICAL INDONESIA, PT. | GN00002986 | RDC PUSAT - RAWAGELAM | PUSAT | DKI JAKARTA | JAKARTA TIMUR | MAIN UNIT | EMP | 22 June 2016 | TRIYONO - TSE AREA BARAT | 21 June 2016 |  | 22 June 2016 | TRIYONO - TSE AREA BARAT | - |  | ACTIVE
S/N K20150300002724 | H0102 | URINE ANALYSER H-100 | DIAGNOSTIC 2 | DIRUI MEDICAL INDONESIA, PT. | GN00002986 | RDC PUSAT - RAWAGELAM | PUSAT | DKI JAKARTA | JAKARTA TIMUR | MAIN UNIT | EMP | 22 June 2016 | TRIYONO - TSE AREA BARAT | 21 June 2016 |  | 22 June 2016 | TRIYONO - TSE AREA BARAT | - |  | ACTIVE
S/N K20150300002725 | H0102 | URINE ANALYSER H-100 | DIAGNOSTIC 2 | DIRUI MEDICAL INDONESIA, PT. | GN00002986 | RDC PUSAT - RAWAGELAM | PUSAT | DKI JAKARTA | JAKARTA TIMUR | MAIN UNIT | EMP | 22 June 2016 | TRIYONO - TSE AREA BARAT | 21 June 2016 |  | 22 June 2016 | TRIYONO - TSE AREA BARAT | - |  | ACTIVE
S/N K20150300002726 | H0104 | URINE ANALYSER H-500 | DIAGNOSTIC 2 | DIRUI MEDICAL INDONESIA, PT. | GN00002986 | RDC PUSAT - RAWAGELAM | PUSAT | DKI JAKARTA | JAKARTA TIMUR | MAIN UNIT | EMP | 22 June 2016 | TRIYONO - TSE AREA BARAT | 21 June 2016 |  | 22 June 2016 | TRIYONO - TSE AREA BARAT | - |  | ACTIVE
S/N K20150300002727 | H0102 | URINE ANALYSER H-100 | DIAGNOSTIC 2 | DIRUI MEDICAL INDONESIA, PT. | GN00002986 | RDC PUSAT - RAWAGELAM | PUSAT | DKI JAKARTA | JAKARTA TIMUR | MAIN UNIT | EMP | 22 June 2016 | TRIYONO - TSE AREA BARAT | 21 June 2016 |  | 22 June 2016 | TRIYONO - TSE AREA BARAT | - |  | ACTIVE
S/N K20150300002728 | H0104 | URINE ANALYSER H-500 | DIAGNOSTIC 2 | DIRUI MEDICAL INDONESIA, PT. | GN00002986 | RDC PUSAT - RAWAGELAM | PUSAT | DKI JAKARTA | JAKARTA TIMUR | MAIN UNIT | EMP | 22 June 2016 | TRIYONO - TSE AREA BARAT | 21 June 2016 |  | 22 June 2016 | TRIYONO - TSE AREA BARAT | - |  | ACTIVE
S/N K20150300002730 | H0104 | URINE ANALYSER H-500 | DIAGNOSTIC 2 | DIRUI MEDICAL INDONESIA, PT. | GN00002986 | RDC PUSAT - RAWAGELAM | PUSAT | DKI JAKARTA | JAKARTA TIMUR | MAIN UNIT | EMP | 22 June 2016 | TRIYONO - TSE AREA BARAT | 21 June 2016 |  | 22 June 2016 | TRIYONO - TSE AREA BARAT | - |  | ACTIVE
S/N K20150300002731 | H0104 | URINE ANALYSER H-500 | DIAGNOSTIC 2 | DIRUI MEDICAL INDONESIA, PT. | GN00002986 | RDC PUSAT - RAWAGELAM | PUSAT | DKI JAKARTA | JAKARTA TIMUR | MAIN UNIT | EMP | 22 June 2016 | TRIYONO - TSE AREA BARAT | 21 June 2016 |  | 22 June 2016 | TRIYONO - TSE AREA BARAT | - |  | ACTIVE
S/N K20150300002732 | H0102 | URINE ANALYSER H-100 | DIAGNOSTIC 2 | DIRUI MEDICAL INDONESIA, PT. | GN00002986 | RDC PUSAT - RAWAGELAM | PUSAT | DKI JAKARTA | JAKARTA TIMUR | MAIN UNIT | EMP | 22 June 2016 | TRIYONO - TSE AREA BARAT | 21 June 2016 |  | 22 June 2016 | TRIYONO - TSE AREA BARAT | - |  | ACTIVE
S/N K20150300002733 | H0104 | URINE ANALYSER H-500 | DIAGNOSTIC 2 | DIRUI MEDICAL INDONESIA, PT. | GN00002986 | RDC PUSAT - RAWAGELAM | PUSAT | DKI JAKARTA | JAKARTA TIMUR | MAIN UNIT | EMP | 22 June 2016 | TRIYONO - TSE AREA BARAT | 21 June 2016 |  | 22 June 2016 | TRIYONO - TSE AREA BARAT | - |  | ACTIVE
S/N K20150300002734 | H0102 | URINE ANALYSER H-100 | DIAGNOSTIC 2 | DIRUI MEDICAL INDONESIA, PT. | GN00002986 | RDC PUSAT - RAWAGELAM | PUSAT | DKI JAKARTA | JAKARTA TIMUR | MAIN UNIT | EMP | 22 June 2016 | TRIYONO - TSE AREA BARAT | 21 June 2016 |  | 22 June 2016 | TRIYONO - TSE AREA BARAT | - |  | ACTIVE
S/N K20150300002941 | H0104 | URINE ANALYSER H-500 | DIAGNOSTIC 2 | DIRUI MEDICAL INDONESIA, PT. | GN00002986 | RDC PUSAT - RAWAGELAM | PUSAT | DKI JAKARTA | JAKARTA TIMUR | MAIN UNIT | EMP | 22 June 2016 | TRIYONO - TSE AREA BARAT | 21 June 2016 |  | 22 June 2016 | TRIYONO - TSE AREA BARAT | - |  | ACTIVE
S/N K20150300002944 | H0102 | URINE ANALYSER H-100 | DIAGNOSTIC 2 | DIRUI MEDICAL INDONESIA, PT. | GN00002986 | RDC PUSAT - RAWAGELAM | PUSAT | DKI JAKARTA | JAKARTA TIMUR | MAIN UNIT | EMP | 22 June 2016 | TRIYONO - TSE AREA BARAT | 21 June 2016 |  | 22 June 2016 | TRIYONO - TSE AREA BARAT | - |  | ACTIVE
S/N K20150300002945 | H0102 | URINE ANALYSER H-100 | DIAGNOSTIC 2 | DIRUI MEDICAL INDONESIA, PT. | GN00002986 | RDC PUSAT - RAWAGELAM | PUSAT | DKI JAKARTA | JAKARTA TIMUR | MAIN UNIT | EMP | 22 June 2016 | TRIYONO - TSE AREA BARAT | 21 June 2016 |  | 22 June 2016 | TRIYONO - TSE AREA BARAT | - |  | ACTIVE
S/N K20150300002946 | H0102 | URINE ANALYSER H-100 | DIAGNOSTIC 2 | DIRUI MEDICAL INDONESIA, PT. | GN00002986 | RDC PUSAT - RAWAGELAM | PUSAT | DKI JAKARTA | JAKARTA TIMUR | MAIN UNIT | EMP | 22 June 2016 | TRIYONO - TSE AREA BARAT | 21 June 2016 |  | 22 June 2016 | TRIYONO - TSE AREA BARAT | - |  | ACTIVE
S/N K20150300002947 | H0102 | URINE ANALYSER H-100 | DIAGNOSTIC 2 | DIRUI MEDICAL INDONESIA, PT. | GN00002986 | RDC PUSAT - RAWAGELAM | PUSAT | DKI JAKARTA | JAKARTA TIMUR | MAIN UNIT | EMP | 22 June 2016 | TRIYONO - TSE AREA BARAT | 21 June 2016 |  | 22 June 2016 | TRIYONO - TSE AREA BARAT | - |  | ACTIVE
S/N K20150300002948 | H0102 | URINE ANALYSER H-100 | DIAGNOSTIC 2 | DIRUI MEDICAL INDONESIA, PT. | GN00002986 | RDC PUSAT - RAWAGELAM | PUSAT | DKI JAKARTA | JAKARTA TIMUR | MAIN UNIT | EMP | 22 June 2016 | TRIYONO - TSE AREA BARAT | 21 June 2016 |  | 22 June 2016 | TRIYONO - TSE AREA BARAT | - |  | ACTIVE
S/N K20150300002952 | H0102 | URINE ANALYSER H-100 | DIAGNOSTIC 2 | DIRUI MEDICAL INDONESIA, PT. | GN00002986 | RDC PUSAT - RAWAGELAM | PUSAT | DKI JAKARTA | JAKARTA TIMUR | MAIN UNIT | EMP | 22 June 2016 | TRIYONO - TSE AREA BARAT | 21 June 2016 |  | 22 June 2016 | TRIYONO - TSE AREA BARAT | - |  | ACTIVE
S/N K20150300002953 | H0102 | URINE ANALYSER H-100 | DIAGNOSTIC 2 | DIRUI MEDICAL INDONESIA, PT. | GN00002986 | RDC PUSAT - RAWAGELAM | PUSAT | DKI JAKARTA | JAKARTA TIMUR | MAIN UNIT | EMP | 22 June 2016 | TRIYONO - TSE AREA BARAT | 21 June 2016 |  | 22 June 2016 | TRIYONO - TSE AREA BARAT | - |  | ACTIVE
S/N K20150300002955 | H0104 | URINE ANALYSER H-500 | DIAGNOSTIC 2 | DIRUI MEDICAL INDONESIA, PT. | GN00002986 | RDC PUSAT - RAWAGELAM | PUSAT | DKI JAKARTA | JAKARTA TIMUR | MAIN UNIT | EMP | 22 June 2016 | TRIYONO - TSE AREA BARAT | 21 June 2016 |  | 22 June 2016 | TRIYONO - TSE AREA BARAT | - |  | ACTIVE
S/N K20150300002956 | H0102 | URINE ANALYSER H-100 | DIAGNOSTIC 2 | DIRUI MEDICAL INDONESIA, PT. | GN00002986 | RDC PUSAT - RAWAGELAM | PUSAT | DKI JAKARTA | JAKARTA TIMUR | MAIN UNIT | EMP | 22 June 2016 | TRIYONO - TSE AREA BARAT | 21 June 2016 |  | 22 June 2016 | TRIYONO - TSE AREA BARAT | - |  | ACTIVE
S/N K20150300002959 | H0104 | URINE ANALYSER H-500 | DIAGNOSTIC 2 | DIRUI MEDICAL INDONESIA, PT. | GN00002986 | RDC PUSAT - RAWAGELAM | PUSAT | DKI JAKARTA | JAKARTA TIMUR | MAIN UNIT | EMP | 22 June 2016 | TRIYONO - TSE AREA BARAT | 21 June 2016 |  | 22 June 2016 | TRIYONO - TSE AREA BARAT | - |  | ACTIVE
S/N K20150300002960 | H0102 | URINE ANALYSER H-100 | DIAGNOSTIC 2 | DIRUI MEDICAL INDONESIA, PT. | GN00002986 | RDC PUSAT - RAWAGELAM | PUSAT | DKI JAKARTA | JAKARTA TIMUR | MAIN UNIT | EMP | 22 June 2016 | TRIYONO - TSE AREA BARAT | 21 June 2016 |  | 22 June 2016 | TRIYONO - TSE AREA BARAT | - |  | ACTIVE
S/N K20150300002962 | H0102 | URINE ANALYSER H-100 | DIAGNOSTIC 2 | DIRUI MEDICAL INDONESIA, PT. | GN00002986 | RDC PUSAT - RAWAGELAM | PUSAT | DKI JAKARTA | JAKARTA TIMUR | MAIN UNIT | EMP | 22 June 2016 | TRIYONO - TSE AREA BARAT | 21 June 2016 |  | 22 June 2016 | TRIYONO - TSE AREA BARAT | - |  | ACTIVE
S/N K20150300002963 | H0104 | URINE ANALYSER H-500 | DIAGNOSTIC 2 | DIRUI MEDICAL INDONESIA, PT. | GN00002986 | RDC PUSAT - RAWAGELAM | PUSAT | DKI JAKARTA | JAKARTA TIMUR | MAIN UNIT | EMP | 22 June 2016 | TRIYONO - TSE AREA BARAT | 21 June 2016 |  | 22 June 2016 | TRIYONO - TSE AREA BARAT | - |  | ACTIVE
S/N K20150300002964 | H0102 | URINE ANALYSER H-100 | DIAGNOSTIC 2 | DIRUI MEDICAL INDONESIA, PT. | GN00002986 | RDC PUSAT - RAWAGELAM | PUSAT | DKI JAKARTA | JAKARTA TIMUR | MAIN UNIT | EMP | 22 June 2016 | TRIYONO - TSE AREA BARAT | 21 June 2016 |  | 22 June 2016 | TRIYONO - TSE AREA BARAT | - |  | ACTIVE
S/N K20150300002965 | H0104 | URINE ANALYSER H-500 | DIAGNOSTIC 2 | DIRUI MEDICAL INDONESIA, PT. | GN00002986 | RDC PUSAT - RAWAGELAM | PUSAT | DKI JAKARTA | JAKARTA TIMUR | MAIN UNIT | EMP | 22 June 2016 | TRIYONO - TSE AREA BARAT | 21 June 2016 |  | 22 June 2016 | TRIYONO - TSE AREA BARAT | - |  | ACTIVE
S/N K20150300002966 | H0102 | URINE ANALYSER H-100 | DIAGNOSTIC 2 | DIRUI MEDICAL INDONESIA, PT. | GN00002986 | RDC PUSAT - RAWAGELAM | PUSAT | DKI JAKARTA | JAKARTA TIMUR | MAIN UNIT | EMP | 22 June 2016 | TRIYONO - TSE AREA BARAT | 21 June 2016 |  | 22 June 2016 | TRIYONO - TSE AREA BARAT | - |  | ACTIVE
S/N K20150300002967 | H0104 | URINE ANALYSER H-500 | DIAGNOSTIC 2 | DIRUI MEDICAL INDONESIA, PT. | GN00002986 | RDC PUSAT - RAWAGELAM | PUSAT | DKI JAKARTA | JAKARTA TIMUR | MAIN UNIT | EMP | 22 June 2016 | TRIYONO - TSE AREA BARAT | 21 June 2016 |  | 22 June 2016 | TRIYONO - TSE AREA BARAT | - |  | ACTIVE
S/N K20150300002968 | H0102 | URINE ANALYSER H-100 | DIAGNOSTIC 2 | DIRUI MEDICAL INDONESIA, PT. | GN00002986 | RDC PUSAT - RAWAGELAM | PUSAT | DKI JAKARTA | JAKARTA TIMUR | MAIN UNIT | EMP | 22 June 2016 | TRIYONO - TSE AREA BARAT | 21 June 2016 |  | 22 June 2016 | TRIYONO - TSE AREA BARAT | - |  | ACTIVE
S/N K20150300002969 | H0104 | URINE ANALYSER H-500 | DIAGNOSTIC 2 | DIRUI MEDICAL INDONESIA, PT. | GN00002986 | RDC PUSAT - RAWAGELAM | PUSAT | DKI JAKARTA | JAKARTA TIMUR | MAIN UNIT | EMP | 22 June 2016 | TRIYONO - TSE AREA BARAT | 21 June 2016 |  | 22 June 2016 | TRIYONO - TSE AREA BARAT | - |  | ACTIVE
S/N K20150300002971 | H0102 | URINE ANALYSER H-100 | DIAGNOSTIC 2 | DIRUI MEDICAL INDONESIA, PT. | GN00002986 | RDC PUSAT - RAWAGELAM | PUSAT | DKI JAKARTA | JAKARTA TIMUR | MAIN UNIT | EMP | 22 June 2016 | TRIYONO - TSE AREA BARAT | 21 June 2016 |  | 22 June 2016 | TRIYONO - TSE AREA BARAT | - |  | ACTIVE
S/N K20150300002972 | H0102 | URINE ANALYSER H-100 | DIAGNOSTIC 2 | DIRUI MEDICAL INDONESIA, PT. | GN00002986 | RDC PUSAT - RAWAGELAM | PUSAT | DKI JAKARTA | JAKARTA TIMUR | MAIN UNIT | EMP | 22 June 2016 | TRIYONO - TSE AREA BARAT | 21 June 2016 |  | 22 June 2016 | TRIYONO - TSE AREA BARAT | - |  | ACTIVE
S/N K20150300002974 | H0102 | URINE ANALYSER H-100 | DIAGNOSTIC 2 | DIRUI MEDICAL INDONESIA, PT. | GN00002986 | RDC PUSAT - RAWAGELAM | PUSAT | DKI JAKARTA | JAKARTA TIMUR | MAIN UNIT | EMP | 22 June 2016 | TRIYONO - TSE AREA BARAT | 21 June 2016 |  | 22 June 2016 | TRIYONO - TSE AREA BARAT | - |  | ACTIVE
S/N K20150300003452 | H0104 | URINE ANALYSER H-500 | DIAGNOSTIC 2 | DIRUI MEDICAL INDONESIA, PT. | GN00002986 | RDC PUSAT - RAWAGELAM | PUSAT | DKI JAKARTA | JAKARTA TIMUR | MAIN UNIT | EMP | 22 June 2016 | TRIYONO - TSE AREA BARAT | 21 June 2016 |  | 22 June 2016 | TRIYONO - TSE AREA BARAT | - |  | ACTIVE
S/N K20150300003454 | H0104 | URINE ANALYSER H-500 | DIAGNOSTIC 2 | DIRUI MEDICAL INDONESIA, PT. | GN00002986 | RDC PUSAT - RAWAGELAM | PUSAT | DKI JAKARTA | JAKARTA TIMUR | MAIN UNIT | EMP | 22 June 2016 | TRIYONO - TSE AREA BARAT | 21 June 2016 |  | 22 June 2016 | TRIYONO - TSE AREA BARAT | - |  | ACTIVE
S/N K20150300003458 | H0104 | URINE ANALYSER H-500 | DIAGNOSTIC 2 | DIRUI MEDICAL INDONESIA, PT. | GN00002986 | RDC PUSAT - RAWAGELAM | PUSAT | DKI JAKARTA | JAKARTA TIMUR | MAIN UNIT | EMP | 22 June 2016 | TRIYONO - TSE AREA BARAT | 21 June 2016 |  | 22 June 2016 | TRIYONO - TSE AREA BARAT | - |  | ACTIVE
S/N K20150300003460 | H0104 | URINE ANALYSER H-500 | DIAGNOSTIC 2 | DIRUI MEDICAL INDONESIA, PT. | GN00002986 | RDC PUSAT - RAWAGELAM | PUSAT | DKI JAKARTA | JAKARTA TIMUR | MAIN UNIT | EMP | 22 June 2016 | TRIYONO - TSE AREA BARAT | 21 June 2016 |  | 22 June 2016 | TRIYONO - TSE AREA BARAT | - |  | ACTIVE
S/N K20151100000052 | H0601 | URINE SEDIMENT ANALYSER FUS-100 | DIAGNOSTIC 2 | DIRUI MEDICAL INDONESIA, PT. | GN00002986 | RDC PUSAT - RAWAGELAM | PUSAT | DKI JAKARTA | JAKARTA TIMUR | MAIN UNIT | EMP | 22 June 2016 | TRIYONO - TSE AREA BARAT | 21 June 2016 |  | 22 June 2016 | TRIYONO - TSE AREA BARAT | - |  | ACTIVE
S/N K20151100000053 | H0301 | URINE ANALYZER H-800 BASIC | DIAGNOSTIC 2 | DIRUI MEDICAL INDONESIA, PT. | GN00002986 | RDC PUSAT - RAWAGELAM | PUSAT | DKI JAKARTA | JAKARTA TIMUR | MAIN UNIT | EMP | 28 July 2016 | TRIYONO - TSE AREA BARAT | 21 June 2016 |  | 28 July 2016 | TRIYONO - TSE AREA BARAT | - |  | ACTIVE
S/N K20151100000054 | H0301 | URINE ANALYZER H-800 BASIC | DIAGNOSTIC 2 | DIRUI MEDICAL INDONESIA, PT. | GN00002986 | RDC PUSAT - RAWAGELAM | PUSAT | DKI JAKARTA | JAKARTA TIMUR | MAIN UNIT | EMP | 28 July 2016 | TRIYONO - TSE AREA BARAT | 21 June 2016 |  | 28 July 2016 | TRIYONO - TSE AREA BARAT | - |  | ACTIVE
S/N K20151100000055 | H0601 | URINE SEDIMENT ANALYSER FUS-100 | DIAGNOSTIC 2 | DIRUI MEDICAL INDONESIA, PT. | GN00002986 | RDC PUSAT - RAWAGELAM | PUSAT | DKI JAKARTA | JAKARTA TIMUR | MAIN UNIT | EMP | 22 June 2016 | TRIYONO - TSE AREA BARAT | 21 June 2016 |  | 22 June 2016 | TRIYONO - TSE AREA BARAT | - |  | ACTIVE
S/N N1600100 FUS0049 | H0601 | URINE SEDIMENT ANALYSER FUS-100 | DIAGNOSTIC 2 | DIRUI MEDICAL INDONESIA, PT. | GN00001771 | RSUD DR WAHIDIN SUDIROHUSODO | MAKASSAR | SULAWESI SELATAN | MAKASSAR | MAIN UNIT | EMP | 22 June 2016 | FARIDA ADELINA | 21 June 2016 |  | 22 June 2016 | FARIDA ADELINA | - |  | ACTIVE
S/N N1600100 FUS0050 | H0601 | URINE SEDIMENT ANALYSER FUS-100 | DIAGNOSTIC 2 | DIRUI MEDICAL INDONESIA, PT. | GN00002986 | RDC PUSAT - RAWAGELAM | PUSAT | DKI JAKARTA | JAKARTA TIMUR | MAIN UNIT | EMP | 22 June 2016 | TRIYONO - TSE AREA BARAT | 21 June 2016 |  | 22 June 2016 | TRIYONO - TSE AREA BARAT | - |  | ACTIVE
S/N N1600100H0214SE | H0102 | URINE ANALYSER H-100 | DIAGNOSTIC 2 | DIRUI MEDICAL INDONESIA, PT. | GN00006958 | DINAS KESEHATAN KAB/ KOTA. PALEMBANG | PALEMBANG | SUMATERA SELATAN | PALEMBANG | MAIN UNIT | CUSTOMER | 30 August 2016 | INDRA BUDI GUNAWAN | 30 August 2016 |  | 30 August 2016 | INDRA BUDI GUNAWAN | - |  | ACTIVE
S/N N1600100H0215SE | H0102 | URINE ANALYSER H-100 | DIAGNOSTIC 2 | DIRUI MEDICAL INDONESIA, PT. | GN00002986 | RDC PUSAT - RAWAGELAM | PUSAT | DKI JAKARTA | JAKARTA TIMUR | MAIN UNIT | EMP | 22 June 2016 | TRIYONO - TSE AREA BARAT | 21 June 2016 |  | 22 June 2016 | TRIYONO - TSE AREA BARAT | - |  | ACTIVE
S/N N1600100H0217SE | H0102 | URINE ANALYSER H-100 | DIAGNOSTIC 2 | DIRUI MEDICAL INDONESIA, PT. | GN00002986 | RDC PUSAT - RAWAGELAM | PUSAT | DKI JAKARTA | JAKARTA TIMUR | MAIN UNIT | EMP | 22 June 2016 | TRIYONO - TSE AREA BARAT | 21 June 2016 |  | 22 June 2016 | TRIYONO - TSE AREA BARAT | - |  | ACTIVE
S/N N1600100H0218SE | H0102 | URINE ANALYSER H-100 | DIAGNOSTIC 2 | DIRUI MEDICAL INDONESIA, PT. | GN00002986 | RDC PUSAT - RAWAGELAM | PUSAT | DKI JAKARTA | JAKARTA TIMUR | MAIN UNIT | EMP | 22 June 2016 | TRIYONO - TSE AREA BARAT | 21 June 2016 |  | 22 June 2016 | TRIYONO - TSE AREA BARAT | - |  | ACTIVE
S/N N1600100H0219SE | H0102 | URINE ANALYSER H-100 | DIAGNOSTIC 2 | DIRUI MEDICAL INDONESIA, PT. | GN00002986 | RDC PUSAT - RAWAGELAM | PUSAT | DKI JAKARTA | JAKARTA TIMUR | MAIN UNIT | EMP | 22 June 2016 | TRIYONO - TSE AREA BARAT | 21 June 2016 |  | 22 June 2016 | TRIYONO - TSE AREA BARAT | - |  | ACTIVE
S/N N1600100H0220SE | H0102 | URINE ANALYSER H-100 | DIAGNOSTIC 2 | DIRUI MEDICAL INDONESIA, PT. | GN00006958 | DINAS KESEHATAN KAB/ KOTA. PALEMBANG | PALEMBANG | SUMATERA SELATAN | PALEMBANG | MAIN UNIT | CUSTOMER | 30 August 2016 | INDRA BUDI GUNAWAN | 30 August 2016 |  | 30 August 2016 | INDRA BUDI GUNAWAN | - |  | ACTIVE
S/N N1600100H0221SE | H0102 | URINE ANALYSER H-100 | DIAGNOSTIC 2 | DIRUI MEDICAL INDONESIA, PT. | GN00002986 | RDC PUSAT - RAWAGELAM | PUSAT | DKI JAKARTA | JAKARTA TIMUR | MAIN UNIT | EMP | 22 June 2016 | TRIYONO - TSE AREA BARAT | 21 June 2016 |  | 22 June 2016 | TRIYONO - TSE AREA BARAT | - |  | ACTIVE
S/N N1600100H0223SE | H0102 | URINE ANALYSER H-100 | DIAGNOSTIC 2 | DIRUI MEDICAL INDONESIA, PT. | GN00002986 | RDC PUSAT - RAWAGELAM | PUSAT | DKI JAKARTA | JAKARTA TIMUR | MAIN UNIT | EMP | 22 June 2016 | TRIYONO - TSE AREA BARAT | 21 June 2016 |  | 22 June 2016 | TRIYONO - TSE AREA BARAT | - |  | ACTIVE
S/N N1600100H0225SE | H0102 | URINE ANALYSER H-100 | DIAGNOSTIC 2 | DIRUI MEDICAL INDONESIA, PT. | GN00002986 | RDC PUSAT - RAWAGELAM | PUSAT | DKI JAKARTA | JAKARTA TIMUR | MAIN UNIT | EMP | 22 June 2016 | TRIYONO - TSE AREA BARAT | 21 June 2016 |  | 22 June 2016 | TRIYONO - TSE AREA BARAT | - |  | ACTIVE
S/N N1600100H0248SE | H0102 | URINE ANALYSER H-100 | DIAGNOSTIC 2 | DIRUI MEDICAL INDONESIA, PT. | GN00010606 | PUSKESMAS KECUPAK | PEMATANG SIANTAR | SUMATERA UTARA | MEDAN | MAIN UNIT | CUSTOMER | 6 October 2016 | SATRIA KUSUMA - TSE | 6 October 2016 |  | 6 October 2016 | SATRIA KUSUMA - TSE | - |  | ACTIVE
S/N N1600100H0249SE | H0102 | URINE ANALYSER H-100 | DIAGNOSTIC 2 | DIRUI MEDICAL INDONESIA, PT. | GN00002986 | RDC PUSAT - RAWAGELAM | PUSAT | DKI JAKARTA | JAKARTA TIMUR | MAIN UNIT | EMP | 22 June 2016 | TRIYONO - TSE AREA BARAT | 20 June 2016 |  | 22 June 2016 | TRIYONO - TSE AREA BARAT | - |  | ACTIVE
S/N N1600100H0250SE | H0102 | URINE ANALYSER H-100 | DIAGNOSTIC 2 | DIRUI MEDICAL INDONESIA, PT. | GN00002986 | RDC PUSAT - RAWAGELAM | PUSAT | DKI JAKARTA | JAKARTA TIMUR | MAIN UNIT | EMP | 22 June 2016 | TRIYONO - TSE AREA BARAT | 21 June 2016 |  | 22 June 2016 | TRIYONO - TSE AREA BARAT | - |  | ACTIVE
S/N N1600100H0252SE | H0102 | URINE ANALYSER H-100 | DIAGNOSTIC 2 | DIRUI MEDICAL INDONESIA, PT. | GN00002986 | RDC PUSAT - RAWAGELAM | PUSAT | DKI JAKARTA | JAKARTA TIMUR | MAIN UNIT | EMP | 22 June 2016 | TRIYONO - TSE AREA BARAT | 21 June 2016 |  | 22 June 2016 | TRIYONO - TSE AREA BARAT | - |  | ACTIVE
S/N N1600100H0253SE | H0102 | URINE ANALYSER H-100 | DIAGNOSTIC 2 | DIRUI MEDICAL INDONESIA, PT. | GN00002986 | RDC PUSAT - RAWAGELAM | PUSAT | DKI JAKARTA | JAKARTA TIMUR | MAIN UNIT | EMP | 22 June 2016 | TRIYONO - TSE AREA BARAT | 21 June 2016 |  | 22 June 2016 | TRIYONO - TSE AREA BARAT | - |  | ACTIVE
S/N N1600100H0254SE | H0102 | URINE ANALYSER H-100 | DIAGNOSTIC 2 | DIRUI MEDICAL INDONESIA, PT. | GN00002986 | RDC PUSAT - RAWAGELAM | PUSAT | DKI JAKARTA | JAKARTA TIMUR | MAIN UNIT | EMP | 22 June 2016 | TRIYONO - TSE AREA BARAT | 21 June 2016 |  | 22 June 2016 | TRIYONO - TSE AREA BARAT | - |  | ACTIVE
S/N N1600100H0255SE | H0102 | URINE ANALYSER H-100 | DIAGNOSTIC 2 | DIRUI MEDICAL INDONESIA, PT. | GN00003043 | DINAS KESEHATAN KAB/ KOTA. SERDANG BEDAGAI | MEDAN | SUMATERA UTARA | SERDANG BEDAGAI | MAIN UNIT | CUSTOMER | 4 October 2016 | ARBIANSYAH - TSE | 4 October 2016 |  | 4 October 2016 | ARBIANSYAH - TSE | - |  | ACTIVE
S/N N1600100H0292SE | H0102 | URINE ANALYSER H-100 | DIAGNOSTIC 2 | DIRUI MEDICAL INDONESIA, PT. | GN00010605 | PUSKESMAS SINGGABUR | PEMATANG SIANTAR | SUMATERA UTARA | MEDAN | MAIN UNIT | CUSTOMER | 6 October 2016 | SATRIA KUSUMA - TSE | 6 October 2016 |  | 6 October 2016 | SATRIA KUSUMA - TSE | - |  | ACTIVE
S/N N1600100H0293SE | H0102 | URINE ANALYSER H-100 | DIAGNOSTIC 2 | DIRUI MEDICAL INDONESIA, PT. | GN00011251 | RSUD WARU PAMEKASAN | SURABAYA-2 | JAWA TIMUR | SURABAYA | MAIN UNIT | CUSTOMER | 3 May 2017 | ANDI ISMAIL - SPV TSE TIMUR | 3 May 2017 |  | 3 May 2017 | ANDI ISMAIL - SPV TSE TIMUR | - |  | ACTIVE
S/N N1600100H0294SE | H0102 | URINE ANALYSER H-100 | DIAGNOSTIC 2 | DIRUI MEDICAL INDONESIA, PT. | GN00002986 | RDC PUSAT - RAWAGELAM | PUSAT | DKI JAKARTA | JAKARTA TIMUR | MAIN UNIT | EMP | 22 June 2016 | TRIYONO - TSE AREA BARAT | 21 June 2016 |  | 22 June 2016 | TRIYONO - TSE AREA BARAT | - |  | ACTIVE
S/N N1600100H0295SE | H0102 | URINE ANALYSER H-100 | DIAGNOSTIC 2 | DIRUI MEDICAL INDONESIA, PT. | GN00002986 | RDC PUSAT - RAWAGELAM | PUSAT | DKI JAKARTA | JAKARTA TIMUR | MAIN UNIT | EMP | 22 June 2016 | TRIYONO - TSE AREA BARAT | 21 June 2016 |  | 22 June 2016 | TRIYONO - TSE AREA BARAT | - |  | ACTIVE
S/N N1600100H0296SE | H0102 | URINE ANALYSER H-100 | DIAGNOSTIC 2 | DIRUI MEDICAL INDONESIA, PT. | GN00002986 | RDC PUSAT - RAWAGELAM | PUSAT | DKI JAKARTA | JAKARTA TIMUR | MAIN UNIT | EMP | 22 June 2016 | TRIYONO - TSE AREA BARAT | 21 June 2016 |  | 22 June 2016 | TRIYONO - TSE AREA BARAT | - |  | ACTIVE
S/N N1600100H0297SE | H0102 | URINE ANALYSER H-100 | DIAGNOSTIC 2 | DIRUI MEDICAL INDONESIA, PT. | GN00002986 | RDC PUSAT - RAWAGELAM | PUSAT | DKI JAKARTA | JAKARTA TIMUR | MAIN UNIT | EMP | 22 June 2016 | TRIYONO - TSE AREA BARAT | 21 June 2016 |  | 22 June 2016 | TRIYONO - TSE AREA BARAT | - |  | ACTIVE
S/N N1600100H0298SE | H0102 | URINE ANALYSER H-100 | DIAGNOSTIC 2 | DIRUI MEDICAL INDONESIA, PT. | GN00002986 | RDC PUSAT - RAWAGELAM | PUSAT | DKI JAKARTA | JAKARTA TIMUR | MAIN UNIT | EMP | 22 June 2016 | TRIYONO - TSE AREA BARAT | 21 June 2016 |  | 22 June 2016 | TRIYONO - TSE AREA BARAT | - |  | ACTIVE
S/N N1600100H1005SE | H0102 | URINE ANALYSER H-100 | DIAGNOSTIC 2 | DIRUI MEDICAL INDONESIA, PT. | GN00006958 | DINAS KESEHATAN KAB/ KOTA. PALEMBANG | PALEMBANG | SUMATERA SELATAN | PALEMBANG | MAIN UNIT | CUSTOMER | - |  | 22 August 2016 |  | - |  | - |  | ACTIVE
S/N N1600100HO224SE | H0102 | URINE ANALYSER H-100 | DIAGNOSTIC 2 | DIRUI MEDICAL INDONESIA, PT. | GN00002986 | RDC PUSAT - RAWAGELAM | PUSAT | DKI JAKARTA | JAKARTA TIMUR | MAIN UNIT | EMP | 22 June 2016 | TRIYONO - TSE AREA BARAT | 21 June 2016 |  | 22 June 2016 | TRIYONO - TSE AREA BARAT | - |  | ACTIVE
S/N N1600500H0008SE | H0104 | URINE ANALYSER H-500 | DIAGNOSTIC 2 | DIRUI MEDICAL INDONESIA, PT. | GN00002986 | RDC PUSAT - RAWAGELAM | PUSAT | DKI JAKARTA | JAKARTA TIMUR | MAIN UNIT | EMP | 22 June 2016 | TRIYONO - TSE AREA BARAT | 21 June 2016 |  | 22 June 2016 | TRIYONO - TSE AREA BARAT | - |  | ACTIVE
S/N N1600500H0009SE | H0104 | URINE ANALYSER H-500 | DIAGNOSTIC 2 | DIRUI MEDICAL INDONESIA, PT. | GN00002986 | RDC PUSAT - RAWAGELAM | PUSAT | DKI JAKARTA | JAKARTA TIMUR | MAIN UNIT | EMP | 22 June 2016 | TRIYONO - TSE AREA BARAT | 21 June 2016 |  | 22 June 2016 | TRIYONO - TSE AREA BARAT | - |  | ACTIVE
S/N N1600500H0010SE | H0104 | URINE ANALYSER H-500 | DIAGNOSTIC 2 | DIRUI MEDICAL INDONESIA, PT. | GN00002986 | RDC PUSAT - RAWAGELAM | PUSAT | DKI JAKARTA | JAKARTA TIMUR | MAIN UNIT | EMP | 22 June 2016 | TRIYONO - TSE AREA BARAT | 21 June 2016 |  | 22 June 2016 | TRIYONO - TSE AREA BARAT | - |  | ACTIVE
S/N N1600500H0050SE | H0104 | URINE ANALYSER H-500 | DIAGNOSTIC 2 | DIRUI MEDICAL INDONESIA, PT. | GN00002986 | RDC PUSAT - RAWAGELAM | PUSAT | DKI JAKARTA | JAKARTA TIMUR | MAIN UNIT | EMP | 22 June 2016 | TRIYONO - TSE AREA BARAT | 21 June 2016 |  | 22 June 2016 | TRIYONO - TSE AREA BARAT | - |  | ACTIVE
S/N N1600500H0051SE | H0104 | URINE ANALYSER H-500 | DIAGNOSTIC 2 | DIRUI MEDICAL INDONESIA, PT. | GN00010609 | PUSKESMAS SIEMPAT RUBE | PEMATANG SIANTAR | SUMATERA UTARA | MEDAN | MAIN UNIT | CUSTOMER | 6 October 2016 | SATRIA KUSUMA - TSE | 6 October 2016 |  | 6 October 2016 | SATRIA KUSUMA - TSE | - |  | ACTIVE
S/N N1600500H0052SE | H0104 | URINE ANALYSER H-500 | DIAGNOSTIC 2 | DIRUI MEDICAL INDONESIA, PT. | GN00002986 | RDC PUSAT - RAWAGELAM | PUSAT | DKI JAKARTA | JAKARTA TIMUR | MAIN UNIT | EMP | 22 June 2016 | TRIYONO - TSE AREA BARAT | 21 June 2016 |  | 22 June 2016 | TRIYONO - TSE AREA BARAT | - |  | ACTIVE
S/N N1600500H0053SE | H0104 | URINE ANALYSER H-500 | DIAGNOSTIC 2 | DIRUI MEDICAL INDONESIA, PT. | GN00002986 | RDC PUSAT - RAWAGELAM | PUSAT | DKI JAKARTA | JAKARTA TIMUR | MAIN UNIT | EMP | 22 June 2016 | TRIYONO - TSE AREA BARAT | 21 June 2016 |  | 22 June 2016 | TRIYONO - TSE AREA BARAT | - |  | ACTIVE
S/N N1600500H0054SE | H0104 | URINE ANALYSER H-500 | DIAGNOSTIC 2 | DIRUI MEDICAL INDONESIA, PT. | GN00008455 | PUSKESMAS PANDAK II | YOGYAKARTA | YOGYAKARTA | BANTUL | MAIN UNIT | CUSTOMER | - |  | 6 September 2016 |  | - |  | - |  | ACTIVE
S/N N1600500H0055SE | H0104 | URINE ANALYSER H-500 | DIAGNOSTIC 2 | DIRUI MEDICAL INDONESIA, PT. | GN00008460 | PUSKESMAS IMOGIRI II | YOGYAKARTA | YOGYAKARTA | BANTUL | MAIN UNIT | CUSTOMER | - |  | 7 September 2016 |  | - |  | - |  | ACTIVE
S/N N1600500H0056SE | H0104 | URINE ANALYSER H-500 | DIAGNOSTIC 2 | DIRUI MEDICAL INDONESIA, PT. | GN00008466 | PUSKESMAS SEDAYU II | YOGYAKARTA | YOGYAKARTA | BANTUL | MAIN UNIT | CUSTOMER | - |  | 8 September 2016 |  | - |  | - |  | ACTIVE
S/N N1600500H0057SE | H0104 | URINE ANALYSER H-500 | DIAGNOSTIC 2 | DIRUI MEDICAL INDONESIA, PT. | GN00007946 | PUSKESMAS SRANDAKAN | YOGYAKARTA | YOGYAKARTA | YOGYAKARTA | MAIN UNIT | CUSTOMER | - |  | 6 September 2016 |  | - |  | - |  | ACTIVE
S/N N1600500H0058SE | H0104 | URINE ANALYSER H-500 | DIAGNOSTIC 2 | DIRUI MEDICAL INDONESIA, PT. | GN00007950 | PUSKESMAS BAMBANG LIPURO | YOGYAKARTA | YOGYAKARTA | YOGYAKARTA | MAIN UNIT | CUSTOMER | - |  | 6 September 2016 |  | - |  | - |  | ACTIVE
S/N N1600500H0059SE | H0104 | URINE ANALYSER H-500 | DIAGNOSTIC 2 | DIRUI MEDICAL INDONESIA, PT. | GN00007954 | PUSKESMAS PLERET | YOGYAKARTA | YOGYAKARTA | YOGYAKARTA | MAIN UNIT | CUSTOMER | - |  | 6 September 2016 |  | - |  | - |  | ACTIVE
S/N N1600500H0060SE | H0104 | URINE ANALYSER H-500 | DIAGNOSTIC 2 | DIRUI MEDICAL INDONESIA, PT. | GN00007947 | PUSKESMAS SANDEN | YOGYAKARTA | YOGYAKARTA | YOGYAKARTA | MAIN UNIT | CUSTOMER | - |  | 6 September 2016 |  | - |  | - |  | ACTIVE
S/N N1600500H0061SE | H0104 | URINE ANALYSER H-500 | DIAGNOSTIC 2 | DIRUI MEDICAL INDONESIA, PT. | GN00007955 | PUSKESMAS PIYUNGAN | YOGYAKARTA | YOGYAKARTA | YOGYAKARTA | MAIN UNIT | CUSTOMER | - |  | 7 September 2016 |  | - |  | - |  | ACTIVE
S/N N1600500H0062SE | H0104 | URINE ANALYSER H-500 | DIAGNOSTIC 2 | DIRUI MEDICAL INDONESIA, PT. | GN00007958 | PUSKESMAS PAJANGAN | YOGYAKARTA | YOGYAKARTA | YOGYAKARTA | MAIN UNIT | CUSTOMER | - |  | 5 September 2016 |  | - |  | - |  | ACTIVE
S/N N1600500H0064SE | H0104 | URINE ANALYSER H-500 | DIAGNOSTIC 2 | DIRUI MEDICAL INDONESIA, PT. | GN00008462 | PUSKESMAS BANGUNTAPAN I | YOGYAKARTA | YOGYAKARTA | BANTUL | MAIN UNIT | CUSTOMER | - |  | 7 September 2016 |  | - |  | - |  | ACTIVE
S/N N1600500H0065SE | H0104 | URINE ANALYSER H-500 | DIAGNOSTIC 2 | DIRUI MEDICAL INDONESIA, PT. | GN00008459 | PUSKESMAS IMOGIRI I | YOGYAKARTA | YOGYAKARTA | BANTUL | MAIN UNIT | CUSTOMER | - |  | 6 September 2016 |  | - |  | - |  | ACTIVE
S/N N1600500H0066SE | H0104 | URINE ANALYSER H-500 | DIAGNOSTIC 2 | DIRUI MEDICAL INDONESIA, PT. | GN00007948 | PUSKESMAS KRETEK | YOGYAKARTA | YOGYAKARTA | YOGYAKARTA | MAIN UNIT | CUSTOMER | - |  | 5 September 2016 |  | - |  | - |  | ACTIVE
S/N N1600800 H0054SE | H0301 | URINE ANALYZER H-800 BASIC | DIAGNOSTIC 2 | DIRUI MEDICAL INDONESIA, PT. | GN00002986 | RDC PUSAT - RAWAGELAM | PUSAT | DKI JAKARTA | JAKARTA TIMUR | MAIN UNIT | EMP | 28 July 2016 | TRIYONO - TSE AREA BARAT | 21 June 2016 |  | 28 July 2016 | TRIYONO - TSE AREA BARAT | - |  | ACTIVE
S/N N1600800 H00SE | H0301 | URINE ANALYZER H-800 BASIC | DIAGNOSTIC 2 | DIRUI MEDICAL INDONESIA, PT. | GN00002986 | RDC PUSAT - RAWAGELAM | PUSAT | DKI JAKARTA | JAKARTA TIMUR | MAIN UNIT | EMP | 28 July 2016 | TRIYONO - TSE AREA BARAT | 21 June 2016 |  | 28 July 2016 | TRIYONO - TSE AREA BARAT | - |  | ACTIVE
S14040220 | SF355 | MICROM HM355S UNIT | DIAGNOSTIC 2 | SHANDON DIAGNOSTICS Ltd. | GN00002986 | RDC PUSAT - RAWAGELAM | PUSAT | DKI JAKARTA | JAKARTA TIMUR | MAIN UNIT | EMP | 21 April 2015 | TRIYONO - TSE AREA BARAT | 1 January 2015 |  | 21 April 2015 | TRIYONO - TSE AREA BARAT | - |  | ACTIVE
S14110912 | SF355 | MICROM HM355S UNIT | DIAGNOSTIC 2 | SHANDON DIAGNOSTICS Ltd. | GN00001471 | RSU DR MOEWARDI SURAKARTA | SOLO | JAWA TENGAH | SURAKARTA | MAIN UNIT | CUSTOMER | 21 April 2015 | RAKHMAT | 1 October 2015 |  | 21 April 2015 | RAKHMAT | - |  | ACTIVE
S14110913 | SF355 | MICROM HM355S UNIT | DIAGNOSTIC 2 | SHANDON DIAGNOSTICS Ltd. | GN00002986 | RDC PUSAT - RAWAGELAM | PUSAT | DKI JAKARTA | JAKARTA TIMUR | MAIN UNIT | EMP | 21 April 2015 | TRIYONO - TSE AREA BARAT | 1 January 2015 |  | 21 April 2015 | TRIYONO - TSE AREA BARAT | - |  | ACTIVE
S15121262 | SF355 | MICROM HM355S UNIT | DIAGNOSTIC 2 | SHANDON DIAGNOSTICS Ltd. | GN00008599 | UNPAD - FARMASI | BANDUNG | JAWA BARAT | BANDUNG | MAIN UNIT | CUSTOMER | 25 April 2016 | SUKMA WIJAYA - TSE | 14 March 2016 |  | 25 April 2016 | SUKMA WIJAYA - TSE | - |  | ACTIVE
S15121270 | SF355 | MICROM HM355S UNIT | DIAGNOSTIC 2 | SHANDON DIAGNOSTICS Ltd. | GN00001409 | RSU PROF DR W Z JOHANES | KUPANG | NUSA TENGGARA TIMUR | KUPANG | MAIN UNIT | CUSTOMER | - |  | 30 November 2021 | I KADEK - TSE | 24 November 2021 | LEO LANANG SIGIT - TSE CP | 30 November 2021 | I KADEK - TSE | ACTIVE
S15121272 | SF355 | MICROM HM355S UNIT | DIAGNOSTIC 2 | SHANDON DIAGNOSTICS Ltd. | GN00000209 | RUMAH SAKIT UMUM DAERAH KECAMATAN MANDAU (RSUD DURI) | PEKAN BARU | RIAU | BENGKALIS | MAIN UNIT | CUSTOMER | 3 November 2016 |  | 24 October 2016 |  | 3 November 2016 |  | - |  | ACTIVE
S15121276 | SF355 | MICROM HM355S UNIT | DIAGNOSTIC 2 | SHANDON DIAGNOSTICS Ltd. | GN00002447 | RS PROF D R KANDAU MANADO ( RSUP PROF D R KANDAU MANADO ) | MANADO | SULAWESI UTARA | MANADO | MAIN UNIT | CUSTOMER | 26 December 2019 | ANDI ISMAIL - SPV TSE TIMUR | 26 December 2019 |  | 26 December 2019 | ANDI ISMAIL - SPV TSE TIMUR | 25 January 2025 | ANDI ISMAIL - SPV TSE TIMUR | ACTIVE
S16050703 | SF355 | MICROM HM355S UNIT | DIAGNOSTIC 2 | SHANDON DIAGNOSTICS Ltd. | GN00001083 | RS KANKER DHARMAIS | JAKARTA-2 | DKI JAKARTA | JAKARTA BARAT | MAIN UNIT | CUSTOMER | - |  | 22 September 2016 |  | - |  | - |  | ACTIVE
S16050839 | SF325 | HM325 PACKAGE | DIAGNOSTIC 2 | THERMO FISHER - GER | GN00002586 | PT BIOFARMA | BANDUNG | JAWA BARAT | BANDUNG | MAIN UNIT | CUSTOMER | 31 August 2016 | SUKMA WIJAYA - TSE | 31 August 2016 |  | 31 August 2016 | SUKMA WIJAYA - TSE | - |  | ACTIVE
S16060903 | SF355 | MICROM HM355S UNIT | DIAGNOSTIC 2 | SHANDON DIAGNOSTICS Ltd. | GN00002460 | RSUD NGANJUK | KEDIRI | JAWA TIMUR | NGANJUK | MAIN UNIT | CUSTOMER | - |  | 24 October 2016 |  | - |  | - |  | ACTIVE
S16071082 | SF325 | HM325 PACKAGE | DIAGNOSTIC 2 | THERMO FISHER - GER | GN00000960 | RS PMN CICENDO | BANDUNG | JAWA BARAT | BANDUNG | MAIN UNIT | CUSTOMER | 21 September 2016 | SUKMA WIJAYA - TSE | 21 September 2016 |  | 21 September 2016 | SUKMA WIJAYA - TSE | - |  | ACTIVE
S16071083 | SF325 | HM325 PACKAGE | DIAGNOSTIC 2 | THERMO FISHER - GER | GN00011954 | RSUD ADE MOHAMAD DJOOEN | PONTIANAK | KALIMANTAN BARAT | PONTIANAK | MAIN UNIT | CUSTOMER | 13 October 2017 | LEONARDUS ADI | 13 October 2017 |  | 13 October 2017 | LEONARDUS ADI | - |  | ACTIVE
S16071085 | SF325 | HM325 PACKAGE | DIAGNOSTIC 2 | THERMO FISHER - GER | GN00000004 | RSUD BEKASI ( RSUD PEMERINTAH KOTA BEKASI ) | BEKASI | JAWA BARAT | BEKASI | MAIN UNIT | CUSTOMER | 21 September 2016 | IBNUL AZIZ - TSE | 21 September 2016 |  | 21 September 2016 | IBNUL AZIZ - TSE | - |  | ACTIVE
S16071086 | SF325 | HM325 PACKAGE | DIAGNOSTIC 2 | THERMO FISHER - GER | GN00001074 | RSU SEKARWANGI | BOGOR | JAWA BARAT | SUKABUMI | MAIN UNIT | CUSTOMER | 21 September 2016 | LEONARDUS ADI | 20 September 2016 |  | 21 September 2016 | LEONARDUS ADI | - |  | ACTIVE
S16071087 | SMI5F | SHANDON FINESSE 325 (EXCLUDED BLADE HOLDER) |  |  | GN00000278 | RSU PROF DR MA HANAFIAH (BATU SANGKAR) | PADANG | SUMATERA BARAT | BATUSANGKAR | MAIN UNIT | CUSTOMER | - |  | 27 September 2016 |  | - |  | - |  | ACTIVE
s16071181 | SMI5F | SHANDON FINESSE 325 (EXCLUDED BLADE HOLDER) |  |  | GN00000222 | RSUD SELASIH RIAU | PEKAN BARU | RIAU | PANGKALAN KERINCI | MAIN UNIT | CUSTOMER | - |  | 20 October 2016 |  | - |  | - |  | ACTIVE
S16101689 | FA012 | BM12 Analog Cyl Waterbath |  |  | GN00000129 | RSUP DR MOHAMMAD HOESIN | PALEMBANG | SUMATERA SELATAN | PALEMBANG | MAIN UNIT | CUSTOMER | - |  | 16 May 2017 |  | - |  | - |  | ACTIVE
S16101725 | ECA10 | MICROTOME HM355S | DIAGNOSTIC 2 | SHANDON DIAGNOSTICS Ltd. | GN00002875 | RSUD PASAR MINGGU | PEJATEN | DKI JAKARTA | JAKARTA SELATAN | MAIN UNIT | CUSTOMER | 9 March 2017 | FARIDA ADELINA | 1 January 1900 |  | 9 March 2017 | FARIDA ADELINA | - |  | ACTIVE
S16101732 | ECA07 | FULLY MOTORIZED ROTARY MICROTOME COOL CLAMP | DIAGNOSTIC 2 | SHANDON DIAGNOSTICS Ltd. | GN00000129 | RSUP DR MOHAMMAD HOESIN | PALEMBANG | SUMATERA SELATAN | PALEMBANG | MAIN UNIT | CUSTOMER | 22 August 2017 | TRIYONO - TSE AREA BARAT | 16 May 2017 |  | 22 August 2017 | TRIYONO - TSE AREA BARAT | - |  | ACTIVE
S16101735 | SF355 | MICROM HM355S UNIT | DIAGNOSTIC 2 | SHANDON DIAGNOSTICS Ltd. | GN00000528 | RSUD DR LOEKMONOHADI KUDUS | KUDUS | JAWA TENGAH | KUDUS | MAIN UNIT | CUSTOMER | 6 December 2016 | MUNADI - TSE | 6 December 2016 |  | 6 December 2016 | MUNADI - TSE | - |  | ACTIVE
S16111802 | ECA08 | MICROTOME HM325 | DIAGNOSTIC 2 | SHANDON DIAGNOSTICS Ltd. | GN17090007 | DEPARTEMENT FORENSIK FKUI - RSCM | JAKARTA-1 | DKI JAKARTA | JAKARTA PUSAT | MAIN UNIT | CUSTOMER | 5 December 2016 | TRIYONO - TSE AREA BARAT | 1 January 1900 |  | 5 December 2016 | TRIYONO - TSE AREA BARAT | - |  | ACTIVE
S16111803 | ECA08 | MICROTOME HM325 | DIAGNOSTIC 2 | SHANDON DIAGNOSTICS Ltd. | GN00000444 | RSU PADANG SIDEMPUAN | PEMATANG SIANTAR | SUMATERA UTARA | PADANG SIDEMPUAN | MAIN UNIT | CUSTOMER | 14 December 2016 | SATRIA KUSUMA - TSE | 8 December 2016 |  | 14 December 2016 | SATRIA KUSUMA - TSE | - |  | ACTIVE
S16111804 | SMI5F | SHANDON FINESSE 325 (EXCLUDED BLADE HOLDER) |  |  | GN00000280 | RSUD AROSUKA | PADANG | SUMATERA BARAT | AROSUKA | MAIN UNIT | CUSTOMER | - |  | 8 December 2016 |  | - |  | - |  | ACTIVE
S16111805 | ECA08 | MICROTOME HM325 | DIAGNOSTIC 2 | SHANDON DIAGNOSTICS Ltd. | GN00002986 | RDC PUSAT - RAWAGELAM | PUSAT | DKI JAKARTA | JAKARTA TIMUR | MAIN UNIT | EMP | 5 December 2016 | HARI UDI RAHARJO - TSE | 1 January 1900 |  | 5 December 2016 | HARI UDI RAHARJO - TSE | - |  | ACTIVE
S16111806 | ECA08 | MICROTOME HM325 | DIAGNOSTIC 2 | SHANDON DIAGNOSTICS Ltd. | GN00002986 | RDC PUSAT - RAWAGELAM | PUSAT | DKI JAKARTA | JAKARTA TIMUR | MAIN UNIT | EMP | 13 August 2018 | MOHAMAD SUKARJO - TSE CP | 13 August 2018 |  | 13 August 2018 | MOHAMAD SUKARJO - TSE CP | - |  | ACTIVE
S16111807 | ECA08 | MICROTOME HM325 | DIAGNOSTIC 2 | SHANDON DIAGNOSTICS Ltd. | GN00000871 | RSUD LAGALIGO | MAKASSAR | SULAWESI SELATAN | LUWU TIMUR | MAIN UNIT | CUSTOMER | 5 December 2016 | FARIDA ADELINA | 1 January 1900 |  | 5 December 2016 | FARIDA ADELINA | - |  | ACTIVE
S16111809 | ECA08 | MICROTOME HM325 | DIAGNOSTIC 2 | SHANDON DIAGNOSTICS Ltd. | GN00012197 | RS INDRIATI SOLO BARU | SOLO | JAWA TENGAH | SUKOHARJO | MAIN UNIT | CUSTOMER | 14 August 2018 | TRIYONO - TSE AREA BARAT | 1 January 1900 |  | 14 August 2018 | TRIYONO - TSE AREA BARAT | - |  | ACTIVE
S16111810 | ECA08 | MICROTOME HM325 | DIAGNOSTIC 2 | SHANDON DIAGNOSTICS Ltd. | GN00001070 | RSU CIANJUR | BOGOR | JAWA BARAT | CIANJUR | MAIN UNIT | CUSTOMER | 14 July 2017 | AGUS FAUZI | 14 July 2017 |  | 14 July 2017 | AGUS FAUZI | - |  | ACTIVE
S16111811 | ECA08 | MICROTOME HM325 | DIAGNOSTIC 2 | SHANDON DIAGNOSTICS Ltd. | GN00002986 | RDC PUSAT - RAWAGELAM | PUSAT | DKI JAKARTA | JAKARTA TIMUR | MAIN UNIT | EMP | 5 December 2016 | HARI UDI RAHARJO - TSE | 1 January 1900 |  | 5 December 2016 | HARI UDI RAHARJO - TSE | - |  | ACTIVE
S16122154 | SF325 | HM325 PACKAGE | DIAGNOSTIC 2 | THERMO FISHER - GER | GN00002447 | RS PROF D R KANDAU MANADO ( RSUP PROF D R KANDAU MANADO ) | MANADO | SULAWESI UTARA | MANADO | MAIN UNIT | EMP | 18 September 2017 | ANDRIYANTO PRABOWO - MSS | 14 September 2020 | AUGESTA NANDA PRADANA - TSE | 18 September 2017 | ANDRIYANTO PRABOWO - MSS | 14 September 2020 | AUGESTA NANDA PRADANA - TSE | ACTIVE
S16122159 | SF325 | HM325 PACKAGE | DIAGNOSTIC 2 | THERMO FISHER - GER | GN17100016 | RS SILOAM ( PT SILOAM INTERNATIONAL HOSPITALS ) - JEMBER | JEMBER | JAWA TIMUR | JEMBER | MAIN UNIT | CUSTOMER | 22 May 2019 | GANDHI YANRANGGA | 13 October 2017 |  | 22 May 2019 | GANDHI YANRANGGA | - |  | ACTIVE
S17061193 | ECA08 | MICROTOME HM325 | DIAGNOSTIC 2 | SHANDON DIAGNOSTICS Ltd. | GN00001785 | RSUD SUKOHARJO | SOLO | JAWA TENGAH | SUKOHARJO | MAIN UNIT | CUSTOMER | 5 September 2017 | SAHID DERMAWAN - SPV TSE BARAT | 4 September 2017 |  | 5 September 2017 | SAHID DERMAWAN - SPV TSE BARAT | - |  | ACTIVE
S17061195 | ECA08 | MICROTOME HM325 | DIAGNOSTIC 2 | SHANDON DIAGNOSTICS Ltd. | GN00008697 | RS UNIVERSITAS INDONESIA (RSUI) | PEJATEN | JAWA BARAT | DEPOK | MAIN UNIT | CUSTOMER | - |  | 12 March 2019 |  | - |  | - |  | ACTIVE
S17061196 | ECA08 | MICROTOME HM325 | DIAGNOSTIC 2 | SHANDON DIAGNOSTICS Ltd. | GN00008697 | RS UNIVERSITAS INDONESIA (RSUI) | PEJATEN | JAWA BARAT | DEPOK | MAIN UNIT | CUSTOMER | - |  | 12 March 2019 |  | - |  | - |  | ACTIVE
S17061197 | ECA08 | MICROTOME HM325 | DIAGNOSTIC 2 | SHANDON DIAGNOSTICS Ltd. | GN00002986 | RDC PUSAT - RAWAGELAM | PUSAT | DKI JAKARTA | JAKARTA TIMUR | MAIN UNIT | EMP | 5 September 2017 | FAJAR FAHMI - TSE | 4 September 2017 |  | 5 September 2017 | FAJAR FAHMI - TSE | - |  | ACTIVE
S17061198 | ECA08 | MICROTOME HM325 | DIAGNOSTIC 2 | SHANDON DIAGNOSTICS Ltd. | GN00001197 | RS SILOAM ( PT SILOAM INTERNATIONAL HOSPITALS ) KARAWACI | TANGERANG | BANTEN | TANGERANG | MAIN UNIT | CUSTOMER | 5 September 2017 | TRIYONO - TSE AREA BARAT | 4 September 2017 |  | 5 September 2017 | TRIYONO - TSE AREA BARAT | - |  | ACTIVE
S17061199 | ECA08 | MICROTOME HM325 | DIAGNOSTIC 2 | SHANDON DIAGNOSTICS Ltd. | GN00005973 | UNIVERSITAS NEGERI JEMBER (UNEJ) | JEMBER | JAWA TIMUR | JEMBER | MAIN UNIT | CUSTOMER | - |  | 17 December 2017 |  | - |  | - |  | ACTIVE
S17061228 | SC525 | HM525 UV | DIAGNOSTIC 2 | SHANDON DIAGNOSTICS Ltd. | GN00000535 | RSUP DR KARIADI | SEMARANG | JAWA TENGAH | SEMARANG | MAIN UNIT | EMP | - |  | 8 August 2023 | ANDRIAS NUGROHO - TSE | - |  | 8 August 2023 | ANDRIAS NUGROHO - TSE | ACTIVE
S17061240 | SC525 | HM525 UV | DIAGNOSTIC 2 | SHANDON DIAGNOSTICS Ltd. | GN00000403 | RSUD DELI SERDANG | MEDAN | SUMATERA UTARA | LUBUK PAKAM | MAIN UNIT | CUSTOMER | - |  | 9 May 2019 |  | - |  | - |  | ACTIVE
S17061241 | SC525 | HM525 UV | DIAGNOSTIC 2 | SHANDON DIAGNOSTICS Ltd. | GN00004069 | RS SILOAM ( PT SILOAM INTERNATIONAL HOSPITALS ) KEBON JERUK | JAKARTA-2 | DKI JAKARTA | JAKARTA BARAT | MAIN UNIT | CUSTOMER | - |  | 26 September 2017 |  | - |  | - |  | ACTIVE
S17061242 | SC525 | HM525 UV | DIAGNOSTIC 2 | SHANDON DIAGNOSTICS Ltd. | GN00008697 | RS UNIVERSITAS INDONESIA (RSUI) | PEJATEN | JAWA BARAT | DEPOK | MAIN UNIT | CUSTOMER | - |  | 12 March 2019 |  | - |  | - |  | ACTIVE
S17061243 | SC525 | HM525 UV | DIAGNOSTIC 2 | SHANDON DIAGNOSTICS Ltd. | GN00008697 | RS UNIVERSITAS INDONESIA (RSUI) | PEJATEN | JAWA BARAT | DEPOK | MAIN UNIT | CUSTOMER | - |  | 12 March 2019 |  | - |  | - |  | ACTIVE
S17061244 | SC525 | HM525 UV | DIAGNOSTIC 2 | SHANDON DIAGNOSTICS Ltd. | GN00000960 | RS PMN CICENDO | BANDUNG | JAWA BARAT | BANDUNG | MAIN UNIT | CUSTOMER | - |  | 12 July 2019 |  | - |  | - |  | ACTIVE
S17061245 | SC525 | HM525 UV | DIAGNOSTIC 2 | SHANDON DIAGNOSTICS Ltd. | GN17120054 | RS SILOAM LUBUK LINGGAU | BENGKULU | BENGKULU | BENGKULU | MAIN UNIT | CUSTOMER | - |  | 17 July 2017 |  | - |  | - |  | ACTIVE
S17061256 | SF355 | MICROM HM355S UNIT | DIAGNOSTIC 2 | SHANDON DIAGNOSTICS Ltd. | GN00000629 | RSUD ULIN | BANJARMASIN | KALIMANTAN SELATAN | BANJARMASIN | MAIN UNIT | CUSTOMER | - |  | 31 October 2017 |  | - |  | - |  | ACTIVE
S17061257 | SF355 | MICROM HM355S UNIT | DIAGNOSTIC 2 | SHANDON DIAGNOSTICS Ltd. | GN00012197 | RS INDRIATI SOLO BARU | SOLO | JAWA TENGAH | SUKOHARJO | MAIN UNIT | CUSTOMER | - |  | 13 September 2017 |  | - |  | - |  | ACTIVE
S17061258 | SF355 | MICROM HM355S UNIT | DIAGNOSTIC 2 | SHANDON DIAGNOSTICS Ltd. | GN00000964 | RSUD CIBABAT, CIMAHI | BANDUNG | JAWA BARAT | CIMAHI | MAIN UNIT | CUSTOMER | - |  | 18 September 2017 |  | - |  | - |  | ACTIVE
S17061259 | SF355 | MICROM HM355S UNIT | DIAGNOSTIC 2 | SHANDON DIAGNOSTICS Ltd. | GN17050029 | RS BALI MANDARA | DENPASAR | BALI | DENPASAR | MAIN UNIT | CUSTOMER | - |  | 5 September 2017 |  | - |  | - |  | ACTIVE
S17061260 | SF355 | MICROM HM355S UNIT | DIAGNOSTIC 2 | SHANDON DIAGNOSTICS Ltd. | GN00002986 | RDC PUSAT - RAWAGELAM | PUSAT | DKI JAKARTA | JAKARTA TIMUR | MAIN UNIT | EMP | - |  | 29 March 2018 |  | - |  | - |  | ACTIVE
S17061295 | ECA08 | MICROTOME HM325 | DIAGNOSTIC 2 | SHANDON DIAGNOSTICS Ltd. | GN00001246 | RS BALIMED | DENPASAR | BALI | DENPASAR | MAIN UNIT | CUSTOMER | 5 September 2017 | SAHID DERMAWAN - SPV TSE BARAT | 4 September 2017 |  | 5 September 2017 | SAHID DERMAWAN - SPV TSE BARAT | - |  | ACTIVE
S17061296 | ECA08 | MICROTOME HM325 | DIAGNOSTIC 2 | SHANDON DIAGNOSTICS Ltd. | GN18040018 | RS UNGGUL KARSA MEDIKA | BANDUNG | JAWA BARAT | BANDUNG | MAIN UNIT | CUSTOMER | 23 April 2018 | SUKMA WIJAYA - TSE | 23 April 2018 |  | 23 April 2018 | SUKMA WIJAYA - TSE | - |  | ACTIVE
S17061297 | ECA08 | MICROTOME HM325 | DIAGNOSTIC 2 | SHANDON DIAGNOSTICS Ltd. | GN18090005 | LAB I3L | JAKARTA-1 | DKI JAKARTA | JAKARTA TIMUR | MAIN UNIT | CUSTOMER | 14 September 2018 | LEONARDUS ADI | 14 September 2018 |  | 14 September 2018 | LEONARDUS ADI | - |  | ACTIVE
S17071477 | SF355 | MICROM HM355S UNIT | DIAGNOSTIC 2 | SHANDON DIAGNOSTICS Ltd. | GN00001512 | RSU DR. SOEBANDI | JEMBER | JAWA TIMUR | JEMBER | MAIN UNIT | CUSTOMER | 21 October 2017 | YUNAN ARIMUNTIAN - TSE | 21 October 2017 |  | 21 October 2017 | YUNAN ARIMUNTIAN - TSE | - |  | ACTIVE
S17071478 | SF355 | MICROM HM355S UNIT | DIAGNOSTIC 2 | SHANDON DIAGNOSTICS Ltd. | GN00006018 | RSUD GUNUNGJATI | CIREBON | JAWA BARAT | CIREBON | MAIN UNIT | CUSTOMER | 21 December 2017 | TRIYONO - TSE AREA BARAT | 21 December 2017 |  | 21 December 2017 | TRIYONO - TSE AREA BARAT | - |  | ACTIVE
S17071479 | SF355 | MICROM HM355S UNIT | DIAGNOSTIC 2 | SHANDON DIAGNOSTICS Ltd. | GN00002813 | RS Universitas Yarsi | JAKARTA-1 | DKI JAKARTA |  | MAIN UNIT | CUSTOMER | 18 June 2018 | MOHAMAD SUKARJO - TSE CP | 18 June 2018 |  | 18 June 2018 | MOHAMAD SUKARJO - TSE CP | - |  | ACTIVE
S17071480 | SF355 | MICROM HM355S UNIT | DIAGNOSTIC 2 | SHANDON DIAGNOSTICS Ltd. | GN00000026 | RSUD KABUPATEN TANJUNG BALAI KARIMUN ( RSUD KARIMUN ) | BATAM | KEPULAUAN RIAU | KARIMUN | MAIN UNIT | CUSTOMER | 31 March 2018 | SATRIA KUSUMA - TSE | 31 March 2018 |  | 31 March 2018 | SATRIA KUSUMA - TSE | - |  | ACTIVE
S17071481 | SF355 | MICROM HM355S UNIT | DIAGNOSTIC 2 | SHANDON DIAGNOSTICS Ltd. | GN17030008 | POLTEKKES KEMENKES JAKARTA III | JAKARTA-1 | DKI JAKARTA | BEKASI | MAIN UNIT | CUSTOMER | 27 February 2018 | IBNUL AZIZ - TSE | 27 February 2018 |  | 27 February 2018 | IBNUL AZIZ - TSE | - |  | ACTIVE
S17091983 | 56651 | HM525 NX UV CRYOSTAT | DIAGNOSTIC 2 | THERMO FISHER SCIEN. CO | GN00000966 | RSUD CIKALONG WETAN | BANDUNG | JAWA BARAT | BANDUNG | MAIN UNIT | CUSTOMER | - |  | 26 March 2022 | SUKMA WIJAYA - TSE | - |  | 26 March 2022 | SUKMA WIJAYA - TSE | ACTIVE
S17091984 | 56651 | HM525 NX UV CRYOSTAT | DIAGNOSTIC 2 | THERMO FISHER SCIEN. CO | GN00006125 | RS SARI ASIH KARAWACI | TANGERANG | BANTEN | TANGERANG | MAIN UNIT | CUSTOMER | 26 December 2019 | ARBIANSYAH - TSE | 26 December 2019 |  | 26 December 2019 | ARBIANSYAH - TSE | - |  | ACTIVE
S17091985 | 56651 | HM525 NX UV CRYOSTAT | DIAGNOSTIC 2 | THERMO FISHER SCIEN. CO | GN00012197 | RS INDRIATI SOLO BARU | SOLO | JAWA TENGAH | SUKOHARJO | MAIN UNIT | EMP | 28 December 2017 | ANDRIYANTO PRABOWO - MSS | 21 October 2022 | BARITA P-SIMAMORA - TSE | 28 December 2017 | ANDRIYANTO PRABOWO - MSS | 2 July 2024 | ANDI ISMAIL - SPV TSE TIMUR | ACTIVE
S17092013 | SF355 | MICROM HM355S UNIT | DIAGNOSTIC 2 | SHANDON DIAGNOSTICS Ltd. | GN00000630 | RSUD ANSYARI SALEH | BANJARMASIN | KALIMANTAN SELATAN | BANJARMASIN | MAIN UNIT | CUSTOMER | 20 March 2018 | TEGAR PANDU - TSE | 20 March 2018 |  | 20 March 2018 | TEGAR PANDU - TSE | - |  | ACTIVE
S17092014 | SF355 | MICROM HM355S UNIT | DIAGNOSTIC 2 | SHANDON DIAGNOSTICS Ltd. | GN18040045 | POLTEKES KEMENKES AMBON | MAKASSAR | MALUKU | AMBON | MAIN UNIT | CUSTOMER | 24 May 2018 | PHILIP LAKRISNA - TSE | 24 May 2018 |  | 24 May 2018 | PHILIP LAKRISNA - TSE | - |  | ACTIVE
S17102121 | CNX70 | NX70 CRYOSTAR WITH COLD D AND VACUTOME 220-240V 50/60HZ | DIAGNOSTIC 2 | THERMO FISHER SCIEN. CO | GN00002813 | RS Universitas Yarsi | JAKARTA-1 | DKI JAKARTA |  | MAIN UNIT | CUSTOMER | - |  | 18 June 2018 |  | - |  | - |  | ACTIVE
S17102122 | CNX70 | NX70 CRYOSTAR WITH COLD D AND VACUTOME 220-240V 50/60HZ | DIAGNOSTIC 2 | THERMO FISHER SCIEN. CO | GN00012197 | RS INDRIATI SOLO BARU | SOLO | JAWA TENGAH | SUKOHARJO | MAIN UNIT | CUSTOMER | - |  | 6 December 2018 |  | - |  | - |  | ACTIVE
S17102134 | 56651 | HM525 NX UV CRYOSTAT | DIAGNOSTIC 2 | THERMO FISHER SCIEN. CO | GN18100031 | LABORATORIUM DATIA | BANDUNG | JAWA BARAT | BANDUNG | MAIN UNIT | CUSTOMER | 5 November 2018 | SUKMA WIJAYA - TSE | 5 November 2018 |  | 5 November 2018 | SUKMA WIJAYA - TSE | - |  | ACTIVE
S17102135 | 56651 | HM525 NX UV CRYOSTAT | DIAGNOSTIC 2 | THERMO FISHER SCIEN. CO | GN00002986 | RDC PUSAT - RAWAGELAM | PUSAT | DKI JAKARTA | JAKARTA TIMUR | MAIN UNIT | EMP | 28 December 2017 | HARI UDI RAHARJO - TSE | 26 December 2017 |  | 28 December 2017 | HARI UDI RAHARJO - TSE | - |  | ACTIVE
S17102165 | ECA08 | MICROTOME HM325 | DIAGNOSTIC 2 | SHANDON DIAGNOSTICS Ltd. | GN00002458 | RSUD DR SOEDOMO | KEDIRI | JAWA TIMUR | TRENGGALEK | MAIN UNIT | EMP | 31 July 2019 | MOHAMAD SUKARJO - TSE CP | 26 September 2022 | BARITA P-SIMAMORA - TSE | 31 July 2019 | MOHAMAD SUKARJO - TSE CP | 9 September 2025 | SAHID DERMAWAN - SPV TSE BARAT | ACTIVE
S17102166 | ECA08 | MICROTOME HM325 | DIAGNOSTIC 2 | SHANDON DIAGNOSTICS Ltd. | GN00000236 | RSUD PADANG PANJANG | PADANG | SUMATERA BARAT | PADANG PANJANG | MAIN UNIT | CUSTOMER | 2 March 2018 | ARDI HERMAWAN - TSE CP | 2 March 2018 |  | 2 March 2018 | ARDI HERMAWAN - TSE CP | - |  | ACTIVE
S17102167 | ECA08 | MICROTOME HM325 | DIAGNOSTIC 2 | SHANDON DIAGNOSTICS Ltd. | GN00000042 | RSUD KOBA BANGKA TENGAH | PANGKAL PINANG | KEPULAUAN BANGKA BELITUNG | BANGKA TENGAH | MAIN UNIT | CUSTOMER | 14 September 2018 |  | 14 September 2018 |  | 14 September 2018 |  | - |  | ACTIVE
S17102168 | ECA08 | MICROTOME HM325 | DIAGNOSTIC 2 | SHANDON DIAGNOSTICS Ltd. | GN00001168 | RSUD Cideres | CIREBON | JAWA BARAT | MAJALENGKA | MAIN UNIT | CUSTOMER | - |  | 10 September 2019 |  | - |  | - |  | ACTIVE
S17102169 | ECA08 | MICROTOME HM325 | DIAGNOSTIC 2 | SHANDON DIAGNOSTICS Ltd. | GN00008037 | INSTITUT PERTANIAN BOGOR (IPB) | BOGOR | JAWA BARAT | BOGOR | MAIN UNIT | CUSTOMER | 2 October 2018 | IBNUL AZIZ - TSE | 2 October 2018 |  | 2 October 2018 | IBNUL AZIZ - TSE | - |  | ACTIVE
S17102170 | ECA08 | MICROTOME HM325 | DIAGNOSTIC 2 | SHANDON DIAGNOSTICS Ltd. | GN23110022 | RS PRIMAYA BEKASI BARAT | BEKASI | JAWA BARAT | BEKASI | MAIN UNIT | CUSTOMER | - |  | 12 April 2019 |  | - |  | - |  | ACTIVE
S17102171 | SF325 | HM325 PACKAGE | DIAGNOSTIC 2 | THERMO FISHER - GER | GN19030030 | UNIVERSITAS AISYIYAH YOGYAKARTA | YOGYAKARTA | YOGYAKARTA | YOGYAKARTA | MAIN UNIT | CUSTOMER | - |  | 25 March 2019 |  | - |  | - |  | ACTIVE
S17102172 | ECA08 | MICROTOME HM325 | DIAGNOSTIC 2 | SHANDON DIAGNOSTICS Ltd. | GN00000054 | RSUD AHMAD YANI METRO | BANDAR LAMPUNG | LAMPUNG | BANDAR LAMPUNG | MAIN UNIT | CUSTOMER | - |  | 19 March 2019 |  | - |  | - |  | ACTIVE
S17112310 | SF355 | MICROM HM355S UNIT | DIAGNOSTIC 2 | SHANDON DIAGNOSTICS Ltd. | GN00004673 | RSUD AL-IHSAN BANDUNG | BANDUNG | JAWA BARAT | BANDUNG | MAIN UNIT | CUSTOMER | 7 November 2019 | SUKMA WIJAYA - TSE | 26 December 2017 |  | 7 November 2019 | SUKMA WIJAYA - TSE | - |  | ACTIVE
S17112311 | SF355 | MICROM HM355S UNIT | DIAGNOSTIC 2 | SHANDON DIAGNOSTICS Ltd. | GN00002986 | RDC PUSAT - RAWAGELAM | PUSAT | DKI JAKARTA | JAKARTA TIMUR | MAIN UNIT | EMP | 28 December 2017 | HARI UDI RAHARJO - TSE | 26 December 2017 |  | 28 December 2017 | HARI UDI RAHARJO - TSE | - |  | ACTIVE
S17112531 | SF120 | COOL-CUT SYTEM | DIAGNOSTIC 2 | SHANDON DIAGNOSTICS Ltd. | GN00002986 | RDC PUSAT - RAWAGELAM | PUSAT | DKI JAKARTA | JAKARTA TIMUR | MAIN UNIT | EMP | 18 June 2018 | ANTONIUS SAGITA - KALIBRASI | 4 June 2018 |  | 18 June 2018 | ANTONIUS SAGITA - KALIBRASI | - |  | ACTIVE
S17112532 | SF120 | COOL-CUT SYTEM | DIAGNOSTIC 2 | SHANDON DIAGNOSTICS Ltd. | GN00002986 | RDC PUSAT - RAWAGELAM | PUSAT | DKI JAKARTA | JAKARTA TIMUR | MAIN UNIT | EMP | 18 June 2018 | ANTONIUS SAGITA - KALIBRASI | 4 June 2018 |  | 18 June 2018 | ANTONIUS SAGITA - KALIBRASI | - |  | ACTIVE
S17122311 | SF355 | MICROM HM355S UNIT | DIAGNOSTIC 2 | SHANDON DIAGNOSTICS Ltd. | GN00000099 | RSUD M YUNUS | BENGKULU | BENGKULU | BENGKULU | MAIN UNIT | CUSTOMER | - |  | 12 April 2019 |  | - |  | - |  | ACTIVE
S18010026 | CNX70 | NX70 CRYOSTAR WITH COLD D AND VACUTOME 220-240V 50/60HZ | DIAGNOSTIC 2 | THERMO FISHER SCIEN. CO | GN00000964 | RSUD CIBABAT, CIMAHI | BANDUNG | JAWA BARAT | CIMAHI | MAIN UNIT | CUSTOMER | - |  | 29 July 2019 |  | - |  | - |  | ACTIVE
S180106 | CNX70 | NX70 CRYOSTAR WITH COLD D AND VACUTOME 220-240V 50/60HZ | DIAGNOSTIC 2 | THERMO FISHER SCIEN. CO | GN00002986 | RDC PUSAT - RAWAGELAM | PUSAT | DKI JAKARTA | JAKARTA TIMUR | MAIN UNIT | EMP | 14 February 2018 | HARI UDI RAHARJO - TSE | 12 February 2018 |  | 14 February 2018 | HARI UDI RAHARJO - TSE | - |  | ACTIVE
S18020352 | SF355 | MICROM HM355S UNIT | DIAGNOSTIC 2 | SHANDON DIAGNOSTICS Ltd. | GN00002986 | RDC PUSAT - RAWAGELAM | PUSAT | DKI JAKARTA | JAKARTA TIMUR | MAIN UNIT | EMP | 3 May 2018 | ANTONIUS SAGITA - KALIBRASI | 2 May 2018 |  | 3 May 2018 | ANTONIUS SAGITA - KALIBRASI | - |  | ACTIVE
S18030511 | SF355 | MICROM HM355S UNIT | DIAGNOSTIC 2 | SHANDON DIAGNOSTICS Ltd. | GN00001609 | RS KARSA HUSADA (PARU BATU) | MALANG | JAWA TIMUR | MALANG | MAIN UNIT | CUSTOMER | - |  | 9 October 2018 |  | - |  | - |  | ACTIVE
S180305711 | SF355 | MICROM HM355S UNIT | DIAGNOSTIC 2 | SHANDON DIAGNOSTICS Ltd. | GN00002986 | RDC PUSAT - RAWAGELAM | PUSAT | DKI JAKARTA | JAKARTA TIMUR | MAIN UNIT | EMP | 3 May 2018 | ANTONIUS SAGITA - KALIBRASI | 2 May 2018 |  | 3 May 2018 | ANTONIUS SAGITA - KALIBRASI | - |  | ACTIVE
S18030572 | SF325 | HM325 PACKAGE | DIAGNOSTIC 2 | THERMO FISHER - GER | GN00005418 | LAB FAKKEDOKUNSRAT MDO | MANADO | SULAWESI UTARA | MANADO | MAIN UNIT | CUSTOMER | 12 December 2019 | ABU ABDILLAH - TSE | 12 December 2019 |  | 12 December 2019 | ABU ABDILLAH - TSE | - |  | ACTIVE
S18030573 | SF325 | HM325 PACKAGE | DIAGNOSTIC 2 | THERMO FISHER - GER | GN18120001 | Fakultas Perikanan dan Ilmu Kelautan Universitas Jendral Soedirman | PURWOKERTO | JAWA TENGAH | PURWOKERTO | MAIN UNIT | CUSTOMER | - |  | 28 November 2018 |  | - |  | - |  | ACTIVE
S18030574 | SF325 | HM325 PACKAGE | DIAGNOSTIC 2 | THERMO FISHER - GER | GN00001212 | RSUD BREBES | TEGAL | JAWA TENGAH | BREBES | MAIN UNIT | CUSTOMER | - |  | 24 December 2018 |  | - |  | - |  | ACTIVE
S18050937 | SF355 | MICROM HM355S UNIT | DIAGNOSTIC 2 | SHANDON DIAGNOSTICS Ltd. | GN19090024 | RSU PUTRI BIDADARI | MEDAN | SUMATERA UTARA | MEDAN | MAIN UNIT | CUSTOMER | 9 December 2019 | SAHID DERMAWAN - SPV TSE BARAT | 9 December 2019 |  | 9 December 2019 | SAHID DERMAWAN - SPV TSE BARAT | - |  | ACTIVE
S18050938 | SF355 | MICROM HM355S UNIT | DIAGNOSTIC 2 | SHANDON DIAGNOSTICS Ltd. | GN00002986 | RDC PUSAT - RAWAGELAM | PUSAT | DKI JAKARTA | JAKARTA TIMUR | MAIN UNIT | EMP | 18 June 2018 | ANTONIUS SAGITA - KALIBRASI | 4 June 2018 |  | 18 June 2018 | ANTONIUS SAGITA - KALIBRASI | - |  | ACTIVE
S18050939 | SF355 | MICROM HM355S UNIT | DIAGNOSTIC 2 | SHANDON DIAGNOSTICS Ltd. | GN00000041 | RSUD SEJIRAN SETASON MUNTOK BANGKA BARAT | PANGKAL PINANG | KEPULAUAN BANGKA BELITUNG | BANGKA BARAT | MAIN UNIT | CUSTOMER | 18 June 2018 | ANTONIUS SAGITA - KALIBRASI | 27 September 2022 | SELAMAT SIPAHUTAR - TSE | 18 June 2018 | ANTONIUS SAGITA - KALIBRASI | 27 September 2022 | SELAMAT SIPAHUTAR - TSE | ACTIVE
S18051001 | SF355 | MICROM HM355S UNIT | DIAGNOSTIC 2 | SHANDON DIAGNOSTICS Ltd. | GN00000005 | RSUD KARAWANG | BEKASI | JAWA BARAT | BEKASI | MAIN UNIT | CUSTOMER | 21 October 2019 | GATOT SURYA ADIPUTRA - TSE | 21 October 2019 |  | 21 October 2019 | GATOT SURYA ADIPUTRA - TSE | - |  | ACTIVE
S19010079 | SF325 | HM325 PACKAGE | DIAGNOSTIC 2 | THERMO FISHER - GER | GN00001899 | POLTEKES KEMENKES | YOGYAKARTA | YOGYAKARTA | YOGYAKARTA | MAIN UNIT | CUSTOMER | - |  | 12 April 2019 |  | - |  | - |  | ACTIVE
S19010080 | SF325 | HM325 PACKAGE | DIAGNOSTIC 2 | THERMO FISHER - GER | GN00006967 | RSUD LAHAT | PALEMBANG | SUMATERA SELATAN | PALEMBANG | MAIN UNIT | CUSTOMER | - |  | 15 May 2019 |  | - |  | - |  | ACTIVE
S19010081 | SF325 | HM325 PACKAGE | DIAGNOSTIC 2 | THERMO FISHER - GER | GN00000970 | RSUD MAJALAYA | BANDUNG | JAWA BARAT | BANDUNG | MAIN UNIT | CUSTOMER | - |  | 1 July 2019 |  | - |  | - |  | ACTIVE
S19010082 | SF325 | HM325 PACKAGE | DIAGNOSTIC 2 | THERMO FISHER - GER | GN00001509 | RSUD DR. ABDOER RAHEM | JEMBER | JAWA TIMUR | SITUBONDO | MAIN UNIT | CUSTOMER | - |  | 22 March 2019 |  | - |  | - |  | ACTIVE
S19010083 | SF325 | HM325 PACKAGE | DIAGNOSTIC 2 | THERMO FISHER - GER | GN00000007 | RSUD KOJA | JAKARTA-1 | DKI JAKARTA | JAKARTA UTARA | MAIN UNIT | CUSTOMER | - |  | 2 September 2019 |  | - |  | - |  | ACTIVE
S19010099 | SF325 | HM325 PACKAGE | DIAGNOSTIC 2 | THERMO FISHER - GER | GN00001355 | DINAS KESEHATAN KOTA KUPANG | KUPANG | NUSA TENGGARA TIMUR | KUPANG | MAIN UNIT | CUSTOMER | 4 November 2019 | ANDRIAS NUGROHO - TSE | 4 November 2019 |  | 4 November 2019 | ANDRIAS NUGROHO - TSE | - |  | ACTIVE
S19030509 | CNX70 | NX70 CRYOSTAR WITH COLD D AND VACUTOME 220-240V 50/60HZ | DIAGNOSTIC 2 | THERMO FISHER SCIEN. CO | GN00002985 | WORKSHOOP CSM PUSAT | PUSAT | DKI JAKARTA | JAKARTA TIMUR | MAIN UNIT | EMP | - |  | 3 July 2019 |  | - |  | - |  | ACTIVE
S19030532 | SF325 | HM325 PACKAGE | DIAGNOSTIC 2 | THERMO FISHER - GER | GN00002587 | POLTEKKES KEMENKES BANDUNG | BANDUNG | JAWA BARAT | BANDUNG | MAIN UNIT | CUSTOMER | 19 September 2019 | SAHID DERMAWAN - SPV TSE BARAT | 18 September 2019 |  | 19 September 2019 | SAHID DERMAWAN - SPV TSE BARAT | - |  | ACTIVE
S19030533 | SF325 | HM325 PACKAGE | DIAGNOSTIC 2 | THERMO FISHER - GER | GN00002818 | PT. INNOLAB SAINS INTERNATIONAL ( KALGEN INNOLAB ) | JAKARTA-1 | DKI JAKARTA | JAKARTA TIMUR | MAIN UNIT | CUSTOMER | - |  | 30 August 2019 |  | - |  | - |  | ACTIVE
S19030534 | SF325 | HM325 PACKAGE | DIAGNOSTIC 2 | THERMO FISHER - GER | GN00002985 | WORKSHOOP CSM PUSAT | PUSAT | DKI JAKARTA | JAKARTA TIMUR | MAIN UNIT | EMP | - |  | 30 June 2021 | IBNUL AZIZ - TSE | - |  | 25 March 2025 | SAHID DERMAWAN - SPV TSE BARAT | ACTIVE
S19071135 | SF355 | MICROM HM355S UNIT | DIAGNOSTIC 2 | SHANDON DIAGNOSTICS Ltd. | GN21110002 | Fakultas Peternakan UGM | YOGYAKARTA | YOGYAKARTA | YOGYAKARTA | MAIN UNIT | CUSTOMER | - |  | 11 November 2021 | HARI UDI RAHARJO - TSE | - |  | 11 November 2021 | HARI UDI RAHARJO - TSE | ACTIVE
S19071193 | SF325 | HM325 PACKAGE | DIAGNOSTIC 2 | THERMO FISHER - GER | GN00002986 | RDC PUSAT - RAWAGELAM | PUSAT | DKI JAKARTA | JAKARTA TIMUR | MAIN UNIT | EMP | - |  | - |  | - |  | - |  | ACTIVE
S19071194 | SF325 | HM325 PACKAGE | DIAGNOSTIC 2 | THERMO FISHER - GER | GN00002952 | RUMKIT TK III WIJAYAKUSUMA | PURWOKERTO | JAWA TENGAH | PURWOKERTO | MAIN UNIT | EMP | 9 September 2019 | System Auto | 22 August 2023 | RIDWAN - TSE | 9 September 2019 | System Auto | 23 October 2023 | ANDI ISMAIL - SPV TSE TIMUR | ACTIVE
S19071195 | SF325 | HM325 PACKAGE | DIAGNOSTIC 2 | THERMO FISHER - GER | GN00006125 | RS SARI ASIH KARAWACI | TANGERANG | BANTEN | TANGERANG | MAIN UNIT | CUSTOMER | 26 December 2019 | ARBIANSYAH - TSE | 26 December 2019 |  | 26 December 2019 | ARBIANSYAH - TSE | - |  | ACTIVE
S19081441 | SF325 | HM325 PACKAGE | DIAGNOSTIC 2 | THERMO FISHER - GER | GN00008536 | PRODI KEDOKTERAN HEWAN UNHAS | MAKASSAR | SULAWESI SELATAN | MAKASSAR | MAIN UNIT | CUSTOMER | 5 February 2020 | ABU ABDILLAH - TSE | 5 February 2020 |  | 5 February 2020 | ABU ABDILLAH - TSE | - |  | ACTIVE
S19081442 | SF325 | HM325 PACKAGE | DIAGNOSTIC 2 | THERMO FISHER - GER | GN00002986 | RDC PUSAT - RAWAGELAM | PUSAT | DKI JAKARTA | JAKARTA TIMUR | MAIN UNIT | EMP | 24 February 2020 | SUKMA WIJAYA - TSE | 24 February 2020 |  | 24 February 2020 | SUKMA WIJAYA - TSE | - |  | ACTIVE
S19081443 | SF325 | HM325 PACKAGE | DIAGNOSTIC 2 | THERMO FISHER - GER | GN00001513 | RSUD GENTENG | JEMBER | JAWA TIMUR | BANYUWANGI | MAIN UNIT | CUSTOMER | 6 November 2019 | LEO LANANG SIGIT - TSE CP | 4 September 2020 | GANDHI YANRANGGA | 6 November 2019 | LEO LANANG SIGIT - TSE CP | 4 September 2020 | GANDHI YANRANGGA | ACTIVE
S19091700 | SF355 | MICROM HM355S UNIT | DIAGNOSTIC 2 | SHANDON DIAGNOSTICS Ltd. | GN00001009 | MRCCC Siloam Hospitals Semanggi | JAKARTA-1 | DKI JAKARTA | JAKARTA PUSAT | MAIN UNIT | CUSTOMER | 6 November 2019 | LEO LANANG SIGIT - TSE CP | 6 April 2021 | NICO HERMAWAN - TSE CP | 6 November 2019 | LEO LANANG SIGIT - TSE CP | 6 April 2021 | NICO HERMAWAN - TSE CP | ACTIVE
S19091701 | SF355 | MICROM HM355S UNIT | DIAGNOSTIC 2 | SHANDON DIAGNOSTICS Ltd. | GN00001121 | RSUD BANJAR | TASIKMALAYA | JAWA BARAT | BANJAR | MAIN UNIT | CUSTOMER | 6 November 2019 | LEO LANANG SIGIT - TSE CP | 8 September 2021 | SUKMA WIJAYA - TSE | 6 November 2019 | LEO LANANG SIGIT - TSE CP | 8 September 2021 | SUKMA WIJAYA - TSE | ACTIVE
S190991532 | CNX70 | NX70 CRYOSTAR WITH COLD D AND VACUTOME 220-240V 50/60HZ | DIAGNOSTIC 2 | THERMO FISHER SCIEN. CO | GN00000012 | RS PERSAHABATAN | JAKARTA-1 | DKI JAKARTA | JAKARTA TIMUR | MAIN UNIT | CUSTOMER | 28 November 2019 | SAHID DERMAWAN - SPV TSE BARAT | 27 November 2019 |  | 28 November 2019 | SAHID DERMAWAN - SPV TSE BARAT | - |  | ACTIVE
S19102047 | SF325 | HM325 PACKAGE | DIAGNOSTIC 2 | THERMO FISHER - GER | GN00002986 | RDC PUSAT - RAWAGELAM | PUSAT | DKI JAKARTA | JAKARTA TIMUR | MAIN UNIT | EMP | 12 December 2019 | LEO LANANG SIGIT - TSE CP | 15 May 2020 |  | 12 December 2019 | LEO LANANG SIGIT - TSE CP | - |  | ACTIVE
S19112111 | SF325 | HM325 PACKAGE | DIAGNOSTIC 2 | THERMO FISHER - GER | GN00002783 | RS PELABUHAN SBY | SURABAYA-2 | JAWA TIMUR | SURABAYA | MAIN UNIT | CUSTOMER | 13 April 2020 | MIKKI FAHRIZI - TSE | 31 March 2020 |  | 13 April 2020 | MIKKI FAHRIZI - TSE | - |  | ACTIVE
S19112112 | SF325 | HM325 PACKAGE | DIAGNOSTIC 2 | THERMO FISHER - GER | GN00000966 | RSUD CIKALONG WETAN | BANDUNG | JAWA BARAT | BANDUNG | MAIN UNIT | EMP | 12 December 2019 | LEO LANANG SIGIT - TSE CP | 26 March 2022 | SUKMA WIJAYA - TSE | 12 December 2019 | LEO LANANG SIGIT - TSE CP | 26 March 2022 | SUKMA WIJAYA - TSE | ACTIVE
S19112321 | SF200 | SECTION TRANSFER SYSTEM | DIAGNOSTIC 2 | SHANDON DIAGNOSTICS Ltd. | GN00002986 | RDC PUSAT - RAWAGELAM | PUSAT | DKI JAKARTA | JAKARTA TIMUR | MAIN UNIT | EMP | 7 January 2020 | LEO LANANG SIGIT - TSE CP | - |  | 7 January 2020 | LEO LANANG SIGIT - TSE CP | - |  | ACTIVE
S19112322 | SF200 | SECTION TRANSFER SYSTEM | DIAGNOSTIC 2 | SHANDON DIAGNOSTICS Ltd. | GN00002986 | RDC PUSAT - RAWAGELAM | PUSAT | DKI JAKARTA | JAKARTA TIMUR | MAIN UNIT | EMP | 8 January 2020 | LEO LANANG SIGIT - TSE CP | - |  | 8 January 2020 | LEO LANANG SIGIT - TSE CP | - |  | ACTIVE
S19112323 | SF200 | SECTION TRANSFER SYSTEM | DIAGNOSTIC 2 | SHANDON DIAGNOSTICS Ltd. | GN00002986 | RDC PUSAT - RAWAGELAM | PUSAT | DKI JAKARTA | JAKARTA TIMUR | MAIN UNIT | EMP | 8 January 2020 | LEO LANANG SIGIT - TSE CP | - |  | 8 January 2020 | LEO LANANG SIGIT - TSE CP | - |  | ACTIVE
S19122526 | NX70A | NX70 CRYOSTAR WITH COLD D AND VACUTOME 220-240V 50/60HZ | DIAGNOSTIC 2 | SHANDON DIAGNOSTICS Ltd. | GN00001009 | MRCCC Siloam Hospitals Semanggi | JAKARTA-1 | DKI JAKARTA | JAKARTA PUSAT | MAIN UNIT | CUSTOMER | 20 April 2020 | LEO LANANG SIGIT - TSE CP | 6 April 2021 | NICO HERMAWAN - TSE CP | 20 April 2020 | LEO LANANG SIGIT - TSE CP | 6 April 2021 | NICO HERMAWAN - TSE CP | ACTIVE
S19122527 | NX70A | NX70 CRYOSTAR WITH COLD D AND VACUTOME 220-240V 50/60HZ | DIAGNOSTIC 2 | SHANDON DIAGNOSTICS Ltd. | GN00002447 | RS PROF D R KANDAU MANADO ( RSUP PROF D R KANDAU MANADO ) | MANADO | SULAWESI UTARA | MANADO | MAIN UNIT | CUSTOMER | 20 April 2020 | LEO LANANG SIGIT - TSE CP | 14 September 2020 | RIDWAN - TSE | 20 April 2020 | LEO LANANG SIGIT - TSE CP | 14 September 2020 | RIDWAN - TSE | ACTIVE
S20020286 | SC525 | HM525 UV | DIAGNOSTIC 2 | SHANDON DIAGNOSTICS Ltd. | GN00001757 | RSUD DR. M. ASHARI | TEGAL | JAWA TENGAH | PEMALANG | MAIN UNIT | CUSTOMER | 15 May 2020 | MUNADI - TSE | 15 May 2020 |  | 15 May 2020 | MUNADI - TSE | - |  | ACTIVE
S20020287 | SC525 | HM525 UV | DIAGNOSTIC 2 | SHANDON DIAGNOSTICS Ltd. | GN00000968 | RSUD KOTA BANDUNG | BANDUNG | JAWA BARAT | BANDUNG | MAIN UNIT | CUSTOMER | 20 April 2020 | LEO LANANG SIGIT - TSE CP | 6 July 2020 | SUKMA WIJAYA - TSE | 20 April 2020 | LEO LANANG SIGIT - TSE CP | 6 July 2020 | SUKMA WIJAYA - TSE | ACTIVE
S20040734 | SF325 | HM325 PACKAGE | DIAGNOSTIC 2 | THERMO FISHER - GER | GN00002447 | RS PROF D R KANDAU MANADO ( RSUP PROF D R KANDAU MANADO ) | MANADO | SULAWESI UTARA | MANADO | MAIN UNIT | CUSTOMER | - |  | 14 September 2020 | RIDWAN - TSE | 4 June 2020 | FAJAR FAHMI - TSE | 14 September 2020 | RIDWAN - TSE | ACTIVE
S20040735 | SF325 | HM325 PACKAGE | DIAGNOSTIC 2 | THERMO FISHER - GER | GN00001068 | RSUD JAMPANG KULON | BOGOR | JAWA BARAT | SUKABUMI | MAIN UNIT | CUSTOMER | - |  | 28 October 2020 | IBNUL AZIZ - TSE | 4 June 2020 | FAJAR FAHMI - TSE | 28 October 2020 | IBNUL AZIZ - TSE | ACTIVE
S20040736 | SF325 | HM325 PACKAGE | DIAGNOSTIC 2 | THERMO FISHER - GER | GN00000981 | RS MMC ( METROPOLITAN MEDICAL CENTRE ) - JAKARTA | JAKARTA-1 | DKI JAKARTA | JAKARTA SELATAN | MAIN UNIT | CUSTOMER | - |  | 7 January 2021 | ARDI HERMAWAN - TSE CP | 4 June 2020 | FAJAR FAHMI - TSE | 7 January 2021 | ARDI HERMAWAN - TSE CP | ACTIVE
S20050874 | SC525 | HM525 UV | DIAGNOSTIC 2 | SHANDON DIAGNOSTICS Ltd. | GN00000196 | RS EKA HOSPITAL PEKANBARU | PEKAN BARU | RIAU | PEKANBARU | MAIN UNIT | CUSTOMER | 6 October 2020 | LEO LANANG SIGIT - TSE CP | 13 August 2021 | RUDI SETIAWAN - TSE | 6 October 2020 | LEO LANANG SIGIT - TSE CP | 13 August 2021 | RUDI SETIAWAN - TSE | ACTIVE
S20050903 | SF325 | HM325 PACKAGE | DIAGNOSTIC 2 | THERMO FISHER - GER | GN18100031 | LABORATORIUM DATIA | BANDUNG | JAWA BARAT | BANDUNG | MAIN UNIT | CUSTOMER | 1 July 2020 | FAJAR FAHMI - TSE | 26 March 2021 | ARBIANSYAH - TSE | 1 July 2020 | FAJAR FAHMI - TSE | 26 March 2021 | ARBIANSYAH - TSE | ACTIVE
S20050904 | SF325 | HM325 PACKAGE | DIAGNOSTIC 2 | THERMO FISHER - GER | GN00000925 | RS AL ISLAM BANDUNG | BANDUNG | JAWA BARAT | BANDUNG | MAIN UNIT | CUSTOMER | 1 July 2020 | FAJAR FAHMI - TSE | 18 March 2022 | ARBIANSYAH - TSE | 1 July 2020 | FAJAR FAHMI - TSE | 18 March 2022 | ARBIANSYAH - TSE | ACTIVE
S20050905 | SF325 | HM325 PACKAGE | DIAGNOSTIC 2 | THERMO FISHER - GER | GN00002986 | RDC PUSAT - RAWAGELAM | PUSAT | DKI JAKARTA | JAKARTA TIMUR | MAIN UNIT | EMP | 1 July 2020 | FAJAR FAHMI - TSE | - |  | 1 July 2020 | FAJAR FAHMI - TSE | - |  | ACTIVE
S20050954 | SC525 | HM525 UV | DIAGNOSTIC 2 | SHANDON DIAGNOSTICS Ltd. | GN00002986 | RDC PUSAT - RAWAGELAM | PUSAT | DKI JAKARTA | JAKARTA TIMUR | MAIN UNIT | EMP | 1 July 2020 | FAJAR FAHMI - TSE | - |  | 1 July 2020 | FAJAR FAHMI - TSE | - |  | ACTIVE
S20050955 | SC525 | HM525 UV | DIAGNOSTIC 2 | SHANDON DIAGNOSTICS Ltd. | GN21060007 | EKA HOSPITAL CIBUBUR | DEPOK | JAWA BARAT | DEPOK | MAIN UNIT | CUSTOMER | 6 October 2020 | LEO LANANG SIGIT - TSE CP | 30 March 2022 | MUHAMMAD FAJAR - TSE | 6 October 2020 | LEO LANANG SIGIT - TSE CP | 30 March 2022 | MUHAMMAD FAJAR - TSE | ACTIVE
S20081623 | NX70A | NX70 CRYOSTAR WITH COLD D AND VACUTOME 220-240V 50/60HZ | DIAGNOSTIC 2 | SHANDON DIAGNOSTICS Ltd. | GN00001085 | RSAB HARAPAN KITA | JAKARTA-2 | DKI JAKARTA | JAKARTA BARAT | MAIN UNIT | CUSTOMER | 5 December 2020 | NOVAN KURNIARTATO - TSE | 22 August 2022 | MUHAMMAD FAJAR - TSE | 2 November 2020 | NOVAN KURNIARTATO - TSE | 22 August 2022 | MUHAMMAD FAJAR - TSE | ACTIVE
S20091632 | NX70A | NX70 CRYOSTAR WITH COLD D AND VACUTOME 220-240V 50/60HZ | DIAGNOSTIC 2 | SHANDON DIAGNOSTICS Ltd. | GN00002985 | WORKSHOOP CSM PUSAT | PUSAT | DKI JAKARTA | JAKARTA TIMUR | MAIN UNIT | EMP | 18 November 2020 | FAJAR FAHMI - TSE | 5 July 2023 |  | 18 November 2020 | FAJAR FAHMI - TSE | 25 November 2024 | SAHID DERMAWAN - SPV TSE BARAT | ACTIVE
S21060444EP | ECA08 | MICROTOME HM325 | DIAGNOSTIC 2 | SHANDON DIAGNOSTICS Ltd. | GN17030008 | POLTEKKES KEMENKES JAKARTA III | JAKARTA-1 | DKI JAKARTA | BEKASI | MAIN UNIT | CUSTOMER | 26 January 2022 | GATOT SURYA ADIPUTRA - TSE | 9 August 2021 | GATOT SURYA ADIPUTRA - TSE | 28 July 2021 | LEO LANANG SIGIT - TSE CP | 26 January 2022 | GATOT SURYA ADIPUTRA - TSE | ACTIVE
S21060470EP | SC525 | HM525 UV | DIAGNOSTIC 2 | SHANDON DIAGNOSTICS Ltd. | GN00002139 | RS PARU DR. ARIO WIRAWAN SALATIGA | SEMARANG | JAWA TENGAH | SALATIGA | MAIN UNIT | CUSTOMER | - |  | 11 October 2021 | ANDRIAS NUGROHO - TSE | 28 July 2021 | LEO LANANG SIGIT - TSE CP | 11 October 2021 | ANDRIAS NUGROHO - TSE | ACTIVE
S21060483EP | ECA08 | MICROTOME HM325 | DIAGNOSTIC 2 | SHANDON DIAGNOSTICS Ltd. | GN17030008 | POLTEKKES KEMENKES JAKARTA III | JAKARTA-1 | DKI JAKARTA | BEKASI | MAIN UNIT | CUSTOMER | 26 January 2022 | GATOT SURYA ADIPUTRA - TSE | 9 August 2021 | GATOT SURYA ADIPUTRA - TSE | 28 July 2021 | LEO LANANG SIGIT - TSE CP | 26 January 2022 | GATOT SURYA ADIPUTRA - TSE | ACTIVE
S21060484EP | ECA08 | MICROTOME HM325 | DIAGNOSTIC 2 | SHANDON DIAGNOSTICS Ltd. | GN00000196 | RS EKA HOSPITAL PEKANBARU | PEKAN BARU | RIAU | PEKANBARU | MAIN UNIT | CUSTOMER | - |  | 10 September 2021 | RUDI SETIAWAN - TSE | 28 July 2021 | LEO LANANG SIGIT - TSE CP | 10 September 2021 | RUDI SETIAWAN - TSE | ACTIVE
S21060485EP | ECA08 | MICROTOME HM325 | DIAGNOSTIC 2 | SHANDON DIAGNOSTICS Ltd. | GN00002986 | RDC PUSAT - RAWAGELAM | PUSAT | DKI JAKARTA | JAKARTA TIMUR | MAIN UNIT | EMP | - |  | - |  | 28 July 2021 | LEO LANANG SIGIT - TSE CP | - |  | ACTIVE
S21060486EP | ECA08 | MICROTOME HM325 | DIAGNOSTIC 2 | SHANDON DIAGNOSTICS Ltd. | GN00001757 | RSUD DR. M. ASHARI | TEGAL | JAWA TENGAH | PEMALANG | MAIN UNIT | CUSTOMER | - |  | 31 August 2021 | MUNADI - TSE | 28 July 2021 | LEO LANANG SIGIT - TSE CP | 31 August 2021 | MUNADI - TSE | ACTIVE
S21070641EP | SF355 | MICROM HM355S UNIT | DIAGNOSTIC 2 | SHANDON DIAGNOSTICS Ltd. | GN00002335 | LAB THAMRIN S.BATANGHARI | MEDAN | SUMATERA UTARA | MEDAN | MAIN UNIT | CUSTOMER | - |  | 24 February 2022 | BARITA P-SIMAMORA - TSE | 18 August 2021 | LEO LANANG SIGIT - TSE CP | 24 February 2022 | BARITA P-SIMAMORA - TSE | ACTIVE
S21070642EP | SF355 | MICROM HM355S UNIT | DIAGNOSTIC 2 | SHANDON DIAGNOSTICS Ltd. | GN00002292 | LAB KLINIK THAMRIN MEDAN | MEDAN | SUMATERA UTARA | MEDAN | MAIN UNIT | EMP | - |  | 1 December 2021 | DIAN FEBRIYANA - TSE | 18 August 2021 | LEO LANANG SIGIT - TSE CP | 12 July 2022 | FARIDA ADELINA | ACTIVE
S21070643EP | SF355 | MICROM HM355S UNIT | DIAGNOSTIC 2 | SHANDON DIAGNOSTICS Ltd. | GN00001140 | RS Eka Hospital | TANGERANG | BANTEN | TANGERANG | MAIN UNIT | CUSTOMER | - |  | 8 June 2022 | ADITIYA NOVANDRA - TSE | 18 August 2021 | LEO LANANG SIGIT - TSE CP | 8 June 2022 | ADITIYA NOVANDRA - TSE | ACTIVE
S21070644EP | SF355 | MICROM HM355S UNIT | DIAGNOSTIC 2 | SHANDON DIAGNOSTICS Ltd. | GN00000403 | RSUD DELI SERDANG | MEDAN | SUMATERA UTARA | LUBUK PAKAM | MAIN UNIT | CUSTOMER | - |  | 1 July 2022 | AZLI YUDHA - TSE | 18 August 2021 | LEO LANANG SIGIT - TSE CP | 1 July 2022 | AZLI YUDHA - TSE | ACTIVE
S21070739EP | NX70A | NX70 CRYOSTAR WITH COLD D AND VACUTOME 220-240V 50/60HZ | DIAGNOSTIC 2 | SHANDON DIAGNOSTICS Ltd. | GN00000971 | RSUD SOREANG | BANDUNG | JAWA BARAT | BANDUNG | MAIN UNIT | CUSTOMER | - |  | 25 November 2021 | ARBIANSYAH - TSE | 6 September 2021 | LEO LANANG SIGIT - TSE CP | 25 November 2021 | ARBIANSYAH - TSE | ACTIVE
S21070755EP | SF325 | HM325 PACKAGE | DIAGNOSTIC 2 | THERMO FISHER - GER | GN21090008 | Poltekkes Makassar Jurusan Analis Kesehatan | MAKASSAR | SULAWESI SELATAN | MAKASSAR | MAIN UNIT | CUSTOMER | - |  | 1 October 2021 | ASRULLAH - TSE | 6 September 2021 | LEO LANANG SIGIT - TSE CP | 1 October 2021 | ASRULLAH - TSE | ACTIVE
S21070756EP | SF325 | HM325 PACKAGE | DIAGNOSTIC 2 | THERMO FISHER - GER | GN00002986 | RDC PUSAT - RAWAGELAM | PUSAT | DKI JAKARTA | JAKARTA TIMUR | MAIN UNIT | EMP | - |  | - |  | 6 September 2021 | LEO LANANG SIGIT - TSE CP | - |  | ACTIVE
S21070757EP | SF325 | HM325 PACKAGE | DIAGNOSTIC 2 | THERMO FISHER - GER | GN00001161 | RSUD WALED | CIREBON | JAWA BARAT | CIREBON | MAIN UNIT | CUSTOMER | 26 January 2022 | ARBIANSYAH - TSE | 17 November 2021 | ARBIANSYAH - TSE | 6 September 2021 | LEO LANANG SIGIT - TSE CP | 26 January 2022 | ARBIANSYAH - TSE | ACTIVE
S21070758EP | SF325 | HM325 PACKAGE | DIAGNOSTIC 2 | THERMO FISHER - GER | GN21090005 | Fakultas Kedokteran Universitas Brawijaya | MALANG | JAWA TIMUR | MALANG | MAIN UNIT | CUSTOMER | - |  | 11 October 2021 | AHMAD FATKHUDIN - TSE | 6 September 2021 | LEO LANANG SIGIT - TSE CP | 11 October 2021 | AHMAD FATKHUDIN - TSE | ACTIVE
S21070759EP | SF325 | HM325 PACKAGE | DIAGNOSTIC 2 | THERMO FISHER - GER | GN00000971 | RSUD SOREANG | BANDUNG | JAWA BARAT | BANDUNG | MAIN UNIT | CUSTOMER | - |  | 15 December 2021 | ARBIANSYAH - TSE | 6 September 2021 | LEO LANANG SIGIT - TSE CP | 15 December 2021 | ARBIANSYAH - TSE | ACTIVE
S21070760EP | SF325 | HM325 PACKAGE | DIAGNOSTIC 2 | THERMO FISHER - GER | GN21030005 | POLITEKNIK KESEHATAN PALEMBANG | PALEMBANG | SULAWESI SELATAN | PALEMBANG | MAIN UNIT | CUSTOMER | - |  | 30 September 2021 | ABDI PUTRA - TSE | 6 September 2021 | LEO LANANG SIGIT - TSE CP | 30 September 2021 | ABDI PUTRA - TSE | ACTIVE
S21070770EP | NX70A | NX70 CRYOSTAR WITH COLD D AND VACUTOME 220-240V 50/60HZ | DIAGNOSTIC 2 | SHANDON DIAGNOSTICS Ltd. | GN00001083 | RS KANKER DHARMAIS | JAKARTA-2 | DKI JAKARTA | JAKARTA BARAT | MAIN UNIT | CUSTOMER | - |  | 8 March 2022 | NICO HERMAWAN - TSE CP | 6 September 2021 | LEO LANANG SIGIT - TSE CP | 8 March 2022 | NICO HERMAWAN - TSE CP | ACTIVE
S21070783EP | SC525 | HM525 UV | DIAGNOSTIC 2 | SHANDON DIAGNOSTICS Ltd. | GN20050003 | RS SILOAM PALANGKARAYA | BANJARMASIN | KALIMANTAN TENGAH | BANJARMASIN | MAIN UNIT | CUSTOMER | - |  | 26 March 2022 | SARWANDI - TSE | 6 September 2021 | LEO LANANG SIGIT - TSE CP | 26 March 2022 | SARWANDI - TSE | ACTIVE
S21070784EP | SC525 | HM525 UV | DIAGNOSTIC 2 | SHANDON DIAGNOSTICS Ltd. | GN00002985 | WORKSHOOP CSM PUSAT | PUSAT | DKI JAKARTA | JAKARTA TIMUR | MAIN UNIT | EMP | - |  | - |  | 6 September 2021 | LEO LANANG SIGIT - TSE CP | - |  | ACTIVE
S21070802EP | SF325 | HM325 PACKAGE | DIAGNOSTIC 2 | THERMO FISHER - GER | GN00002986 | RDC PUSAT - RAWAGELAM | PUSAT | DKI JAKARTA | JAKARTA TIMUR | MAIN UNIT | EMP | - |  | - |  | 6 September 2021 | LEO LANANG SIGIT - TSE CP | - |  | ACTIVE
S21070803EP | SF325 | HM325 PACKAGE | DIAGNOSTIC 2 | THERMO FISHER - GER | GN22030080 | KLINIK MINASA MITRA MEDIKA | MAKASSAR | SULAWESI SELATAN | MAKASSAR | MAIN UNIT | CUSTOMER | - |  | 26 March 2022 | ASRULLAH - TSE | 6 September 2021 | LEO LANANG SIGIT - TSE CP | 26 March 2022 | ASRULLAH - TSE | ACTIVE
S21070804EP | SF325 | HM325 PACKAGE | DIAGNOSTIC 2 | THERMO FISHER - GER | GN00001646 | RS KHUSUS BEDAH HASTA HUSADA | MALANG | JAWA TIMUR | MALANG | MAIN UNIT | CUSTOMER | - |  | 9 December 2021 | AHMAD FATKHUDIN - TSE | 6 September 2021 | LEO LANANG SIGIT - TSE CP | 9 December 2021 | AHMAD FATKHUDIN - TSE | ACTIVE
S21070805EP | SF325 | HM325 PACKAGE | DIAGNOSTIC 2 | THERMO FISHER - GER | GN00000519 | RSUD BENDAN | SEMARANG | JAWA TENGAH | PEKALONGAN | MAIN UNIT | CUSTOMER | - |  | 29 December 2021 | MUNADI - TSE | 6 September 2021 | LEO LANANG SIGIT - TSE CP | 29 December 2021 | MUNADI - TSE | ACTIVE
S21070806EP | SF325 | HM325 PACKAGE | DIAGNOSTIC 2 | THERMO FISHER - GER | GN19010040 | RS EMC SENTUL | BOGOR | JAWA BARAT | BOGOR | MAIN UNIT | CUSTOMER | - |  | 30 July 2022 | IBNUL AZIZ - TSE | 6 September 2021 | LEO LANANG SIGIT - TSE CP | 30 July 2022 | IBNUL AZIZ - TSE | ACTIVE
S2107080EP | SF325 | HM325 PACKAGE | DIAGNOSTIC 2 | THERMO FISHER - GER | GN00000153 | RSUD IBNU SUTOWO BATURAJA | PALEMBANG | SUMATERA SELATAN | BATURAJA | MAIN UNIT | CUSTOMER | 21 February 2022 | NOVAN KURNIARTATO - TSE | 1 December 2021 | ABDI PUTRA - TSE | 2 November 2021 | NOVAN KURNIARTATO - TSE | 21 February 2022 | NOVAN KURNIARTATO - TSE | ACTIVE
S21080838EP | SC525 | HM525 UV | DIAGNOSTIC 2 | SHANDON DIAGNOSTICS Ltd. | GN19010040 | RS EMC SENTUL | BOGOR | JAWA BARAT | BOGOR | MAIN UNIT | CUSTOMER | - |  | 30 July 2022 | IBNUL AZIZ - TSE | 29 September 2021 | LEO LANANG SIGIT - TSE CP | 30 July 2022 | IBNUL AZIZ - TSE | ACTIVE
S21080839EP | SC525 | HM525 UV | DIAGNOSTIC 2 | SHANDON DIAGNOSTICS Ltd. | GN00001972 | RS MITRA KELUARGA BEKASI TIMUR | BEKASI | JAWA BARAT | BEKASI | MAIN UNIT | CUSTOMER | - |  | 26 February 2022 | GATOT SURYA ADIPUTRA - TSE | 29 September 2021 | LEO LANANG SIGIT - TSE CP | 26 February 2022 | GATOT SURYA ADIPUTRA - TSE | ACTIVE
S21111328EP | ECA08 | MICROTOME HM325 | DIAGNOSTIC 2 | SHANDON DIAGNOSTICS Ltd. | GN00007750 | RS MITRA KELUARGA KENJERAN | SURABAYA-2 | JAWA TIMUR | SURABAYA | MAIN UNIT | CUSTOMER | - |  | 25 February 2022 | FAJAR LESMANA - TSE | 13 December 2021 | LEO LANANG SIGIT - TSE CP | 25 February 2022 | FAJAR LESMANA - TSE | ACTIVE
S21111329EP | ECA08 | MICROTOME HM325 | DIAGNOSTIC 2 | SHANDON DIAGNOSTICS Ltd. | GN00008020 | SENTRA DIAGNOSTIK PATOLOGI MAKASSAR | MAKASSAR | SULAWESI SELATAN | MAKASSAR | MAIN UNIT | CUSTOMER | - |  | 12 July 2023 |  | 13 December 2021 | LEO LANANG SIGIT - TSE CP | 12 October 2023 | ANDI ISMAIL - SPV TSE TIMUR | ACTIVE
S21111330EP | ECA08 | MICROTOME HM325 | DIAGNOSTIC 2 | SHANDON DIAGNOSTICS Ltd. | GN00001029 | RS Mitra Kemayoran | JAKARTA-1 | DKI JAKARTA | JAKARTA PUSAT | MAIN UNIT | CUSTOMER | - |  | 16 May 2022 | NICO HERMAWAN - TSE CP | 13 December 2021 | LEO LANANG SIGIT - TSE CP | 16 May 2022 | NICO HERMAWAN - TSE CP | ACTIVE
S21111331ED | ECA08 | MICROTOME HM325 | DIAGNOSTIC 2 | SHANDON DIAGNOSTICS Ltd. | GN00002986 | RDC PUSAT - RAWAGELAM | PUSAT | DKI JAKARTA | JAKARTA TIMUR | MAIN UNIT | EMP | - |  | - |  | 13 December 2021 | LEO LANANG SIGIT - TSE CP | - |  | ACTIVE
S21111332EP | ECA08 | MICROTOME HM325 | DIAGNOSTIC 2 | SHANDON DIAGNOSTICS Ltd. | GN00001215 | RSUD DR. R. GOETENG TAROENADIBRATA PURBALINGGA | PURWOKERTO | JAWA TENGAH | PURBALINGGA | MAIN UNIT | CUSTOMER | - |  | 26 July 2022 | RIDWAN - TSE | 13 December 2021 | LEO LANANG SIGIT - TSE CP | 26 July 2022 | RIDWAN - TSE | ACTIVE
S21111333EP | ECA08 | MICROTOME HM325 | DIAGNOSTIC 2 | SHANDON DIAGNOSTICS Ltd. | GN00001180 | RSTP (TUBERCOLOSIS PARU) SIDAWANGI | CIREBON | JAWA BARAT | CIREBON | MAIN UNIT | CUSTOMER | - |  | 26 September 2022 | ARBIANSYAH - TSE | 13 December 2021 | LEO LANANG SIGIT - TSE CP | 26 September 2022 | ARBIANSYAH - TSE | ACTIVE
S21111334EP | ECA08 | MICROTOME HM325 | DIAGNOSTIC 2 | SHANDON DIAGNOSTICS Ltd. | GN00001805 | RSUD SIMO | SOLO | JAWA TENGAH | BOYOLALI | MAIN UNIT | EMP | - |  | 13 December 2021 |  | 13 December 2021 | LEO LANANG SIGIT - TSE CP | 25 January 2025 | ANDI ISMAIL - SPV TSE TIMUR | ACTIVE
S21111348EP | NX70A | NX70 CRYOSTAR WITH COLD D AND VACUTOME 220-240V 50/60HZ | DIAGNOSTIC 2 | SHANDON DIAGNOSTICS Ltd. | GN00001823 | RSUD Dr. SAIFUL ANWAR PROV JAWA TIMUR | MALANG | JAWA TIMUR | MALANG | MAIN UNIT | EMP | - |  | 22 December 2021 |  | 22 December 2021 | LEO LANANG SIGIT - TSE CP | 25 January 2025 | ANDI ISMAIL - SPV TSE TIMUR | ACTIVE
S21121592EP | SC525 | HM525 UV | DIAGNOSTIC 2 | SHANDON DIAGNOSTICS Ltd. | GN00001805 | RSUD SIMO | SOLO | JAWA TENGAH | BOYOLALI | MAIN UNIT | CUSTOMER | - |  | 6 May 2022 | HARI UDI RAHARJO - TSE | 20 January 2022 | LEO LANANG SIGIT - TSE CP | 6 May 2022 | HARI UDI RAHARJO - TSE | ACTIVE
S21121593EP | SC525 | HM525 UV | DIAGNOSTIC 2 | SHANDON DIAGNOSTICS Ltd. | GN00000974 | RSUP HASAN SADIKIN ( RSHS ) | BANDUNG | JAWA BARAT | BANDUNG | MAIN UNIT | CUSTOMER | - |  | 24 May 2022 | SUKMA WIJAYA - TSE | 20 January 2022 | LEO LANANG SIGIT - TSE CP | 24 May 2022 | SUKMA WIJAYA - TSE | ACTIVE
S22030493EP | NX70A | NX70 CRYOSTAR WITH COLD D AND VACUTOME 220-240V 50/60HZ | DIAGNOSTIC 2 | SHANDON DIAGNOSTICS Ltd. | GN00001771 | RSUD DR WAHIDIN SUDIROHUSODO | MAKASSAR | SULAWESI SELATAN | MAKASSAR | MAIN UNIT | CUSTOMER | - |  | 31 August 2022 | ASRULLAH - TSE | 12 July 2022 | LEO LANANG SIGIT - TSE CP | 31 August 2022 | ASRULLAH - TSE | ACTIVE
S22030494EP | NX70A | NX70 CRYOSTAR WITH COLD D AND VACUTOME 220-240V 50/60HZ | DIAGNOSTIC 2 | SHANDON DIAGNOSTICS Ltd. | GN00001102 | RSUD Cengkareng | JAKARTA-2 | DKI JAKARTA | JAKARTA BARAT | MAIN UNIT | EMP | - |  | 14 September 2023 | ADITIYA NOVANDRA - TSE | 12 July 2022 | LEO LANANG SIGIT - TSE CP | 14 September 2023 | ADITIYA NOVANDRA - TSE | ACTIVE
S22030520EP | ECA08 | MICROTOME HM325 | DIAGNOSTIC 2 | SHANDON DIAGNOSTICS Ltd. | GN18090001 | RSUD SIMPANG LIMA GUMUL | KEDIRI | JAWA TIMUR | KEDIRI | MAIN UNIT | CUSTOMER | - |  | 17 October 2022 | PHILIP LAKRISNA - TSE | 12 July 2022 | LEO LANANG SIGIT - TSE CP | 17 October 2022 | PHILIP LAKRISNA - TSE | ACTIVE
S22030521EP | ECA08 | MICROTOME HM325 | DIAGNOSTIC 2 | SHANDON DIAGNOSTICS Ltd. | GN00001783 | RS PKU Muhammadiyah Surakarta | SOLO | JAWA TENGAH | SURAKARTA | MAIN UNIT | EMP | - |  | 10 August 2022 |  | 10 August 2022 | LEO LANANG SIGIT - TSE CP | 25 January 2025 | ANDI ISMAIL - SPV TSE TIMUR | ACTIVE
S22030522EP | ECA08 | MICROTOME HM325 | DIAGNOSTIC 2 | SHANDON DIAGNOSTICS Ltd. | GN22080018 | PT GENOMIK SOLIDARITAS INDONESIA | PEJATEN | DKI JAKARTA | JAKARTA TIMUR | MAIN UNIT | EMP | - |  | - |  | 10 August 2022 | LEO LANANG SIGIT - TSE CP | - |  | ACTIVE
S22030523EP | ECA08 | MICROTOME HM325 | DIAGNOSTIC 2 | SHANDON DIAGNOSTICS Ltd. | GN00000666 | RSUD TAMIANG LAYANG | BANJARMASIN | KALIMANTAN TENGAH | PALANGKA RAYA | MAIN UNIT | CUSTOMER | - |  | 30 November 2022 |  | 10 August 2022 | LEO LANANG SIGIT - TSE CP | 10 October 2023 | ANDI ISMAIL - SPV TSE TIMUR | ACTIVE
S22030524EP | ECA08 | MICROTOME HM325 | DIAGNOSTIC 2 | SHANDON DIAGNOSTICS Ltd. | GN00011815 | RSU HERMINA ARCAMANIK | BANDUNG | JAWA BARAT | BANDUNG | MAIN UNIT | CUSTOMER | - |  | 13 January 2023 | ARBIANSYAH - TSE | 10 August 2022 | LEO LANANG SIGIT - TSE CP | 20 October 2023 | SAHID DERMAWAN - SPV TSE BARAT | ACTIVE
S22070611EP | NX70A | NX70 CRYOSTAR WITH COLD D AND VACUTOME 220-240V 50/60HZ | DIAGNOSTIC 2 | SHANDON DIAGNOSTICS Ltd. | GN00001901 | RSUP SOERADJI KLATEN | YOGYAKARTA | YOGYAKARTA | YOGYAKARTA | MAIN UNIT | CUSTOMER | - |  | 29 November 2022 |  | 10 August 2022 | LEO LANANG SIGIT - TSE CP | 10 October 2023 | ANDI ISMAIL - SPV TSE TIMUR | ACTIVE
S22070656EP | SC525 | HM525 UV | DIAGNOSTIC 2 | SHANDON DIAGNOSTICS Ltd. | GN00002986 | RDC PUSAT - RAWAGELAM | PUSAT | DKI JAKARTA | JAKARTA TIMUR | MAIN UNIT | EMP | - |  | - |  | 26 August 2022 | LEO LANANG SIGIT - TSE CP | - |  | ACTIVE
S22070657EP | SC525 | HM525 UV | DIAGNOSTIC 2 | SHANDON DIAGNOSTICS Ltd. | GN00002986 | RDC PUSAT - RAWAGELAM | PUSAT | DKI JAKARTA | JAKARTA TIMUR | MAIN UNIT | EMP | - |  | - |  | 26 August 2022 | LEO LANANG SIGIT - TSE CP | - |  | ACTIVE
S22070658EP | SC525 | HM525 UV | DIAGNOSTIC 2 | SHANDON DIAGNOSTICS Ltd. | GN20010062 | RS Umum PMI Bogor | BOGOR | JAWA BARAT | BOGOR | MAIN UNIT | CUSTOMER | - |  | 8 June 2023 |  | 26 August 2022 | LEO LANANG SIGIT - TSE CP | 20 October 2023 | SAHID DERMAWAN - SPV TSE BARAT | ACTIVE
S22070659EP | SC525 | HM525 UV | DIAGNOSTIC 2 | SHANDON DIAGNOSTICS Ltd. | GN00002199 | RS PHC SURABAYA | SURABAYA-1 | JAWA TIMUR | SURABAYA | MAIN UNIT | CUSTOMER | - |  | 18 July 2023 |  | 26 August 2022 | LEO LANANG SIGIT - TSE CP | 12 October 2023 | ANDI ISMAIL - SPV TSE TIMUR | ACTIVE
S22070719EP | ECA08 | MICROTOME HM325 | DIAGNOSTIC 2 | SHANDON DIAGNOSTICS Ltd. | GN25030013 | Dr. MEISKE MARGARETHA SP.PA | JEMBER | JAWA TIMUR | JEMBER | MAIN UNIT | CUSTOMER | - |  | 3 January 2023 |  | 26 August 2022 | LEO LANANG SIGIT - TSE CP | 27 March 2025 | ANDI ISMAIL - SPV TSE TIMUR | ACTIVE
S22070720EP | ECA08 | MICROTOME HM325 | DIAGNOSTIC 2 | SHANDON DIAGNOSTICS Ltd. | GN00002986 | RDC PUSAT - RAWAGELAM | PUSAT | DKI JAKARTA | JAKARTA TIMUR | MAIN UNIT | EMP | - |  | 21 September 2023 |  | 26 August 2022 | LEO LANANG SIGIT - TSE CP | - |  | ACTIVE
S22070721EP | ECA08 | MICROTOME HM325 | DIAGNOSTIC 2 | SHANDON DIAGNOSTICS Ltd. | GN00002818 | PT. INNOLAB SAINS INTERNATIONAL ( KALGEN INNOLAB ) | JAKARTA-1 | DKI JAKARTA | JAKARTA TIMUR | MAIN UNIT | CUSTOMER | - |  | 17 January 2023 | MUHAMMAD FAJAR - TSE | 26 August 2022 | LEO LANANG SIGIT - TSE CP | 20 October 2023 | SAHID DERMAWAN - SPV TSE BARAT | ACTIVE
S22070722EP | ECA08 | MICROTOME HM325 | DIAGNOSTIC 2 | SHANDON DIAGNOSTICS Ltd. | GN24060005 | KALGEN INNOLAB CAB SURABAYA | SURABAYA-1 | JAWA TIMUR | SURABAYA | MAIN UNIT | CUSTOMER | - |  | 15 March 2023 |  | 26 August 2022 | LEO LANANG SIGIT - TSE CP | 8 June 2024 | ANDI ISMAIL - SPV TSE TIMUR | ACTIVE
S22070723EP | ECA08 | MICROTOME HM325 | DIAGNOSTIC 2 | SHANDON DIAGNOSTICS Ltd. | GN23040027 | RSUD MOHAMMAD NOER PAMEKASAN | SURABAYA-1 | JAWA TIMUR | SURABAYA | MAIN UNIT | CUSTOMER | - |  | 23 February 2023 |  | 26 August 2022 | LEO LANANG SIGIT - TSE CP | 12 October 2023 | ANDI ISMAIL - SPV TSE TIMUR | ACTIVE
S22070820EP | NX70A | NX70 CRYOSTAR WITH COLD D AND VACUTOME 220-240V 50/60HZ | DIAGNOSTIC 2 | SHANDON DIAGNOSTICS Ltd. | GN00002921 | RS MITRA KELUARGA DEPOK ( RSMK ) | PEJATEN | JAWA BARAT | DEPOK | MAIN UNIT | EMP | - |  | 23 July 2025 | ADITIYA NOVANDRA - TSE | 3 October 2022 | LEO LANANG SIGIT - TSE CP | 4 August 2025 | SAHID DERMAWAN - SPV TSE BARAT | ACTIVE
S22080872EP | NX70A | NX70 CRYOSTAR WITH COLD D AND VACUTOME 220-240V 50/60HZ | DIAGNOSTIC 2 | SHANDON DIAGNOSTICS Ltd. | GN00003001 | PT. ENSEVAL MEDIKA PRIMA - HO | PUSAT | DKI JAKARTA | JAKARTA TIMUR | MAIN UNIT | EMP | - |  | - |  | 3 October 2022 | LEO LANANG SIGIT - TSE CP | - |  | ACTIVE
S22080889EP | SC525 | HM525 UV | DIAGNOSTIC 2 | SHANDON DIAGNOSTICS Ltd. | GN00001679 | RSUD ABEPURA | JAYAPURA | PAPUA | JAYAPURA | MAIN UNIT | CUSTOMER | - |  | 23 August 2023 |  | 3 October 2022 | LEO LANANG SIGIT - TSE CP | 14 October 2023 | ANDI ISMAIL - SPV TSE TIMUR | ACTIVE
S22080990EP | SF355 | MICROM HM355S UNIT | DIAGNOSTIC 2 | SHANDON DIAGNOSTICS Ltd. | GN00002985 | WORKSHOOP CSM PUSAT | PUSAT | DKI JAKARTA | JAKARTA TIMUR | MAIN UNIT | EMP | - |  | 6 January 2025 |  | 3 October 2022 | LEO LANANG SIGIT - TSE CP | 25 March 2025 | SAHID DERMAWAN - SPV TSE BARAT | ACTIVE
S22080991EP | SF355 | MICROM HM355S UNIT | DIAGNOSTIC 2 | SHANDON DIAGNOSTICS Ltd. | GN00002629 | RSUP DR M DJAMIL | PADANG | SUMATERA BARAT | PADANG | MAIN UNIT | CUSTOMER | - |  | 13 September 2023 | ABDI PUTRA - TSE | 3 October 2022 | LEO LANANG SIGIT - TSE CP | 13 September 2023 | ABDI PUTRA - TSE | ACTIVE
S22080992EP | SF355 | MICROM HM355S UNIT | DIAGNOSTIC 2 | SHANDON DIAGNOSTICS Ltd. | GN00002458 | RSUD DR SOEDOMO | KEDIRI | JAWA TIMUR | TRENGGALEK | MAIN UNIT | CUSTOMER | - |  | 21 November 2022 |  | 3 October 2022 | LEO LANANG SIGIT - TSE CP | 11 October 2023 | ANDI ISMAIL - SPV TSE TIMUR | ACTIVE
S22080993EP | SF355 | MICROM HM355S UNIT | DIAGNOSTIC 2 | SHANDON DIAGNOSTICS Ltd. | GN00002986 | RDC PUSAT - RAWAGELAM | PUSAT | DKI JAKARTA | JAKARTA TIMUR | MAIN UNIT | EMP | - |  | - |  | 3 October 2022 | LEO LANANG SIGIT - TSE CP | - |  | ACTIVE
S22080994EP | SF355 | MICROM HM355S UNIT | DIAGNOSTIC 2 | SHANDON DIAGNOSTICS Ltd. | GN19040004 | RSUD DAYA MAKASSAR | MAKASSAR | SULAWESI SELATAN | MAKASSAR | MAIN UNIT | CUSTOMER | 30 September 2022 | ANTONIUS SAGITA - KALIBRASI | 6 December 2022 |  | 23 March 2023 |  | 11 October 2023 | ANDI ISMAIL - SPV TSE TIMUR | ACTIVE
S22081165EP | ECA08 | MICROTOME HM325 | DIAGNOSTIC 2 | SHANDON DIAGNOSTICS Ltd. | GN23090030 | RSUD ODSK PROV SULAWESI UTARA | MANADO | SULAWESI UTARA | MANADO | MAIN UNIT | CUSTOMER | - |  | 25 July 2023 | MIKKI FAHRIZI - TSE | 3 October 2022 | LEO LANANG SIGIT - TSE CP | 14 October 2023 | ANDI ISMAIL - SPV TSE TIMUR | ACTIVE
S22081166EP | ECA08 | MICROTOME HM325 | DIAGNOSTIC 2 | SHANDON DIAGNOSTICS Ltd. | GN00001177 | RS SUMBER KASIH | CIREBON | JAWA BARAT | CIREBON | MAIN UNIT | CUSTOMER | - |  | 13 April 2023 | ARBIANSYAH - TSE | 3 October 2022 | LEO LANANG SIGIT - TSE CP | 20 October 2023 | SAHID DERMAWAN - SPV TSE BARAT | ACTIVE
S22081167EP | ECA08 | MICROTOME HM325 | DIAGNOSTIC 2 | SHANDON DIAGNOSTICS Ltd. | GN00000167 | RSUD H. HANAFI - MUARA BUNGO | JAMBI | JAMBI | MUARA BUNGO | MAIN UNIT | EMP | - |  | 4 November 2024 |  | 3 October 2022 | LEO LANANG SIGIT - TSE CP | 14 November 2024 | SAHID DERMAWAN - SPV TSE BARAT | ACTIVE
S22081168EP | ECA08 | MICROTOME HM325 | DIAGNOSTIC 2 | SHANDON DIAGNOSTICS Ltd. | GN00001679 | RSUD ABEPURA | JAYAPURA | PAPUA | JAYAPURA | MAIN UNIT | CUSTOMER | - |  | 23 August 2023 |  | 3 October 2022 | LEO LANANG SIGIT - TSE CP | 14 October 2023 | ANDI ISMAIL - SPV TSE TIMUR | ACTIVE
S22081169EP | ECA08 | MICROTOME HM325 | DIAGNOSTIC 2 | SHANDON DIAGNOSTICS Ltd. | GN00001755 | RS ISLAM HARAPAN ANDA | TEGAL | JAWA TENGAH | TEGAL | MAIN UNIT | EMP | - |  | 18 December 2024 |  | 3 October 2022 | LEO LANANG SIGIT - TSE CP | 18 December 2024 | SAHID DERMAWAN - SPV TSE BARAT | ACTIVE
S22081170EP | ECA08 | MICROTOME HM325 | DIAGNOSTIC 2 | SHANDON DIAGNOSTICS Ltd. | GN00002986 | RDC PUSAT - RAWAGELAM | PUSAT | DKI JAKARTA | JAKARTA TIMUR | MAIN UNIT | EMP | - |  | - |  | 3 October 2022 | LEO LANANG SIGIT - TSE CP | - |  | ACTIVE
S22081171EP | ECA08 | MICROTOME HM325 | DIAGNOSTIC 2 | SHANDON DIAGNOSTICS Ltd. | GN00002985 | WORKSHOOP CSM PUSAT | PUSAT | DKI JAKARTA | JAKARTA TIMUR |  | EMP | - |  | 12 August 2024 | HARI UDI RAHARJO - TSE | 3 October 2022 | LEO LANANG SIGIT - TSE CP | 1 October 2025 | SAHID DERMAWAN - SPV TSE BARAT | ACTIVE
S22081172EP | ECA08 | MICROTOME HM325 | DIAGNOSTIC 2 | SHANDON DIAGNOSTICS Ltd. | GN00000992 | RS FK UKI | JAKARTA-1 | DKI JAKARTA | JAKARTA TIMUR | MAIN UNIT | CUSTOMER | - |  | 1 November 2023 |  | 3 October 2022 | LEO LANANG SIGIT - TSE CP | 21 November 2023 | SAHID DERMAWAN - SPV TSE BARAT | ACTIVE
S22081173EP | ECA08 | MICROTOME HM325 | DIAGNOSTIC 2 | SHANDON DIAGNOSTICS Ltd. | GN00000275 | RSUD LUBUK BASUNG | PADANG | SUMATERA BARAT | LUBUK BASUNG | MAIN UNIT | CUSTOMER | - |  | 22 June 2023 |  | 3 October 2022 | LEO LANANG SIGIT - TSE CP | 20 October 2023 | SAHID DERMAWAN - SPV TSE BARAT | ACTIVE
S22081174EP | ECA08 | MICROTOME HM325 | DIAGNOSTIC 2 | SHANDON DIAGNOSTICS Ltd. | GN24060010 | RS PRIMAYA MAKASSAR | MAKASSAR | SULAWESI SELATAN | MAKASSAR | MAIN UNIT | CUSTOMER | - |  | 13 March 2024 |  | 3 October 2022 | LEO LANANG SIGIT - TSE CP | 10 June 2024 | ANDI ISMAIL - SPV TSE TIMUR | ACTIVE
S22081175EP | ECA08 | MICROTOME HM325 | DIAGNOSTIC 2 | SHANDON DIAGNOSTICS Ltd. | GN00001788 | RSUD DR RSOEDJATI SOEMODIARDJO GROBOGAN | SOLO | JAWA TENGAH | PURWODADI | MAIN UNIT | CUSTOMER | - |  | 6 December 2023 |  | 3 October 2022 | LEO LANANG SIGIT - TSE CP | 21 December 2023 | ANDI ISMAIL - SPV TSE TIMUR | ACTIVE
S22091207EP | SC525 | HM525 UV | DIAGNOSTIC 2 | SHANDON DIAGNOSTICS Ltd. | GN00003411 | RSUD DR. H. RM. SOESELO | TEGAL | JAWA TENGAH | TEGAL | MAIN UNIT | EMP | 3 November 2022 | ANTONIUS SAGITA - KALIBRASI | 25 February 2025 |  | 23 March 2023 |  | 25 March 2025 | ANDI ISMAIL - SPV TSE TIMUR | ACTIVE
S22091208EP | SC525 | HM525 UV | DIAGNOSTIC 2 | SHANDON DIAGNOSTICS Ltd. | GN00005611 | RS Columbia Asia - Semarang | SEMARANG | JAWA TENGAH | SEMARANG | MAIN UNIT | CUSTOMER | 3 November 2022 | ANTONIUS SAGITA - KALIBRASI | 8 December 2023 |  | 23 March 2023 |  | 21 December 2023 | ANDI ISMAIL - SPV TSE TIMUR | ACTIVE
S22091209EP | SC525 | HM525 UV | DIAGNOSTIC 2 | SHANDON DIAGNOSTICS Ltd. | GN00001197 | RS SILOAM ( PT SILOAM INTERNATIONAL HOSPITALS ) KARAWACI | TANGERANG | BANTEN | TANGERANG | MAIN UNIT | CUSTOMER | 3 November 2022 | ANTONIUS SAGITA - KALIBRASI | 29 December 2023 |  | 23 March 2023 |  | 8 January 2024 | SAHID DERMAWAN - SPV TSE BARAT | ACTIVE
S22091210EP | SC525 | HM525 UV | DIAGNOSTIC 2 | SHANDON DIAGNOSTICS Ltd. | GN00008512 | RS SILOAM ( PT SILOAM INTERNATIONAL HOSPITALS ) SIMATUPANG | JAKARTA-2 | DKI JAKARTA | JAKARTA SELATAN | MAIN UNIT | CUSTOMER | 3 November 2022 | ANTONIUS SAGITA - KALIBRASI | 1 March 2024 |  | 23 March 2023 |  | 25 March 2024 | SAHID DERMAWAN - SPV TSE BARAT | ACTIVE
S22091244EP | NX70A | NX70 CRYOSTAR WITH COLD D AND VACUTOME 220-240V 50/60HZ | DIAGNOSTIC 2 | SHANDON DIAGNOSTICS Ltd. | GN00000319 | RSUP H ADAM MALIK | MEDAN | SUMATERA UTARA | MEDAN | MAIN UNIT | CUSTOMER | 3 November 2022 | ANTONIUS SAGITA - KALIBRASI | 25 November 2024 |  | 23 March 2023 |  | 3 December 2024 | SAHID DERMAWAN - SPV TSE BARAT | ACTIVE
S22091268EP | SC525 | HM525 UV | DIAGNOSTIC 2 | SHANDON DIAGNOSTICS Ltd. | GN00000839 | RSUD PROF ANWAR MAKKATUTU KAB BANTAENG | MAKASSAR | SULAWESI SELATAN | BANTAENG | MAIN UNIT | CUSTOMER | 3 November 2022 | ANTONIUS SAGITA - KALIBRASI | 2 April 2024 |  | 23 March 2023 |  | 16 April 2024 | ANDI ISMAIL - SPV TSE TIMUR | ACTIVE
S22091269EP | SC525 | HM525 UV | DIAGNOSTIC 2 | SHANDON DIAGNOSTICS Ltd. | GN00011815 | RSU HERMINA ARCAMANIK | BANDUNG | JAWA BARAT | BANDUNG | MAIN UNIT | CUSTOMER | 3 November 2022 | ANTONIUS SAGITA - KALIBRASI | 26 June 2024 |  | 23 March 2023 |  | 1 July 2024 | SAHID DERMAWAN - SPV TSE BARAT | ACTIVE
S22091270EP | SC525 | HM525 UV | DIAGNOSTIC 2 | SHANDON DIAGNOSTICS Ltd. | GN00002825 | RSUD KABUPATEN TANGERANG | TANGERANG | BANTEN |  | MAIN UNIT | CUSTOMER | 3 November 2022 | ANTONIUS SAGITA - KALIBRASI | 28 June 2024 |  | 23 March 2023 |  | 1 July 2024 | SAHID DERMAWAN - SPV TSE BARAT | ACTIVE
S22091271EP | SC525 | HM525 UV | DIAGNOSTIC 2 | SHANDON DIAGNOSTICS Ltd. | GN00002986 | RDC PUSAT - RAWAGELAM | PUSAT | DKI JAKARTA | JAKARTA TIMUR | MAIN UNIT | EMP | 3 November 2022 | ANTONIUS SAGITA - KALIBRASI | - |  | 23 March 2023 |  | - |  | ACTIVE
S22101722EP | SF355 | MICROM HM355S UNIT | DIAGNOSTIC 2 | SHANDON DIAGNOSTICS Ltd. | GN00001206 | RSUD PROF DR MARGONO SOEKARJO | PURWOKERTO | JAWA TENGAH | BANYUMAS | MAIN UNIT | CUSTOMER | 15 November 2022 | LEO LANANG SIGIT - TSE CP | 28 November 2022 |  | 23 March 2023 |  | 10 October 2023 | ANDI ISMAIL - SPV TSE TIMUR | ACTIVE
S22101723EP | SF355 | MICROM HM355S UNIT | DIAGNOSTIC 2 | SHANDON DIAGNOSTICS Ltd. | GN00002016 | RS BHAYANGKARA KEDIRI | KEDIRI | JAWA TIMUR | KEDIRI | MAIN UNIT | CUSTOMER | 15 November 2022 | LEO LANANG SIGIT - TSE CP | 29 November 2022 |  | 23 March 2023 |  | 11 October 2023 | ANDI ISMAIL - SPV TSE TIMUR | ACTIVE
S22101724EP | SF355 | MICROM HM355S UNIT | DIAGNOSTIC 2 | SHANDON DIAGNOSTICS Ltd. | GN00002985 | WORKSHOOP CSM PUSAT | PUSAT | DKI JAKARTA | JAKARTA TIMUR | MAIN UNIT | EMP | 15 November 2022 | LEO LANANG SIGIT - TSE CP | 5 May 2023 | KRISTIANTO - TSE | 23 March 2023 |  | 25 March 2025 | SAHID DERMAWAN - SPV TSE BARAT | ACTIVE
S22101725EP | SF355 | MICROM HM355S UNIT | DIAGNOSTIC 2 | SHANDON DIAGNOSTICS Ltd. | GN00004282 | RS Columbia Asia - Medan | MEDAN | SUMATERA UTARA |  | MAIN UNIT | EMP | 15 November 2022 | LEO LANANG SIGIT - TSE CP | 17 September 2024 |  | 23 March 2023 |  | 20 September 2024 | SAHID DERMAWAN - SPV TSE BARAT | ACTIVE
S22101726EP | SF355 | MICROM HM355S UNIT | DIAGNOSTIC 2 | SHANDON DIAGNOSTICS Ltd. | GN23080003 | RSUD AJI BATARA AGUNG DEWA SAKTI SAMBOJA | BALIKPAPAN | KALIMANTAN TIMUR | BALIKPAPAN | MAIN UNIT | CUSTOMER | 15 November 2022 | LEO LANANG SIGIT - TSE CP | 27 July 2023 | MIKKI FAHRIZI - TSE | 23 March 2023 |  | 14 October 2023 | ANDI ISMAIL - SPV TSE TIMUR | ACTIVE
S22101727EP | SF355 | MICROM HM355S UNIT | DIAGNOSTIC 2 | SHANDON DIAGNOSTICS Ltd. | GN00007117 | RS ROYAL PRIMA | MEDAN | SUMATERA UTARA | MEDAN | MAIN UNIT | CUSTOMER | 15 November 2022 | LEO LANANG SIGIT - TSE CP | 21 November 2023 |  | 23 March 2023 |  | 6 December 2023 | SAHID DERMAWAN - SPV TSE BARAT | ACTIVE
S22101728EP | SF355 | MICROM HM355S UNIT | DIAGNOSTIC 2 | SHANDON DIAGNOSTICS Ltd. | GN00002986 | RDC PUSAT - RAWAGELAM | PUSAT | DKI JAKARTA | JAKARTA TIMUR | MAIN UNIT | EMP | 15 November 2022 | LEO LANANG SIGIT - TSE CP | - |  | 23 March 2023 |  | - |  | ACTIVE
S22111850EP | NX70A | NX70 CRYOSTAR WITH COLD D AND VACUTOME 220-240V 50/60HZ | DIAGNOSTIC 2 | SHANDON DIAGNOSTICS Ltd. | GN00002986 | RDC PUSAT - RAWAGELAM | PUSAT | DKI JAKARTA | JAKARTA TIMUR | MAIN UNIT | EMP | 19 December 2022 | MOHAMAD SUKARJO - TSE CP | - |  | 23 March 2023 |  | - |  | ACTIVE
S22111896EP | SF355 | MICROM HM355S UNIT | DIAGNOSTIC 2 | SHANDON DIAGNOSTICS Ltd. | GN00000974 | RSUP HASAN SADIKIN ( RSHS ) | BANDUNG | JAWA BARAT | BANDUNG | MAIN UNIT | CUSTOMER | 19 December 2022 | MOHAMAD SUKARJO - TSE CP | 28 June 2023 |  | 23 March 2023 |  | 20 October 2023 | SAHID DERMAWAN - SPV TSE BARAT | ACTIVE
S22111907EP | ECA08 | MICROTOME HM325 | DIAGNOSTIC 2 | SHANDON DIAGNOSTICS Ltd. | GN00001805 | RSUD SIMO | SOLO | JAWA TENGAH | BOYOLALI | MAIN UNIT | CUSTOMER | 19 December 2022 | MOHAMAD SUKARJO - TSE CP | 30 November 2023 |  | 23 March 2023 |  | 2 January 2024 | ANDI ISMAIL - SPV TSE TIMUR | ACTIVE
S22111931EP | SC525 | HM525 UV | DIAGNOSTIC 2 | SHANDON DIAGNOSTICS Ltd. | GN00002985 | WORKSHOOP CSM PUSAT | PUSAT | DKI JAKARTA | JAKARTA TIMUR | MAIN UNIT | EMP | 19 December 2022 | MOHAMAD SUKARJO - TSE CP | 20 November 2024 |  | 23 March 2023 |  | 25 August 2025 | SAHID DERMAWAN - SPV TSE BARAT | ACTIVE
S23010274EP | SF355 | MICROM HM355S UNIT | DIAGNOSTIC 2 | SHANDON DIAGNOSTICS Ltd. | GN00000974 | RSUP HASAN SADIKIN ( RSHS ) | BANDUNG | JAWA BARAT | BANDUNG | MAIN UNIT | CUSTOMER | - |  | 28 June 2023 |  | 28 May 2023 | LEO LANANG SIGIT - TSE CP | 20 October 2023 | SAHID DERMAWAN - SPV TSE BARAT | ACTIVE
S23010275EP | SF355 | MICROM HM355S UNIT | DIAGNOSTIC 2 | SHANDON DIAGNOSTICS Ltd. | GN00006544 | RSUD DR HYULIDIN AWAY | BANDA ACEH | ACEH | BANDA ACEH | MAIN UNIT | CUSTOMER | - |  | 19 September 2023 |  | 28 May 2023 | LEO LANANG SIGIT - TSE CP | 10 October 2023 | SAHID DERMAWAN - SPV TSE BARAT | ACTIVE
S23010276EP | SF355 | MICROM HM355S UNIT | DIAGNOSTIC 2 | SHANDON DIAGNOSTICS Ltd. | GN00000629 | RSUD ULIN | BANJARMASIN | KALIMANTAN SELATAN | BANJARMASIN | MAIN UNIT | CUSTOMER | - |  | 25 August 2023 |  | 28 May 2023 | LEO LANANG SIGIT - TSE CP | 8 December 2023 | ANDI ISMAIL - SPV TSE TIMUR | ACTIVE
S23010277EP | SF355 | MICROM HM355S UNIT | DIAGNOSTIC 2 | SHANDON DIAGNOSTICS Ltd. | GN00003001 | PT. ENSEVAL MEDIKA PRIMA - HO | PUSAT | DKI JAKARTA | JAKARTA TIMUR | MAIN UNIT | EMP | - |  | - |  | 28 May 2023 | LEO LANANG SIGIT - TSE CP | - |  | ACTIVE
S23010281EP | ECA08 | MICROTOME HM325 | DIAGNOSTIC 2 | SHANDON DIAGNOSTICS Ltd. | GN23110014 | AMANAH PREMIERE CLINIC | BANJARMASIN | KALIMANTAN SELATAN | BANJARMASIN | MAIN UNIT | CUSTOMER | - |  | 27 December 2023 |  | 29 August 2023 | LEO LANANG SIGIT - TSE CP | 2 January 2024 | ANDI ISMAIL - SPV TSE TIMUR | ACTIVE
S23010282EP | ECA08 | MICROTOME HM325 | DIAGNOSTIC 2 | SHANDON DIAGNOSTICS Ltd. | GN22080009 | ATTIN HOSPITAL BAWEN | SEMARANG | JAWA TENGAH | SEMARANG | MAIN UNIT | CUSTOMER | - |  | 28 December 2023 |  | 29 August 2023 | LEO LANANG SIGIT - TSE CP | 9 February 2024 | ANDI ISMAIL - SPV TSE TIMUR | ACTIVE
S23010283EP | ECA08 | MICROTOME HM325 | DIAGNOSTIC 2 | SHANDON DIAGNOSTICS Ltd. | GN00000129 | RSUP DR MOHAMMAD HOESIN | PALEMBANG | SUMATERA SELATAN | PALEMBANG | MAIN UNIT | EMP | - |  | 19 June 2024 |  | 29 August 2023 | LEO LANANG SIGIT - TSE CP | 25 November 2024 | SAHID DERMAWAN - SPV TSE BARAT | ACTIVE
S23010284EP | ECA08 | MICROTOME HM325 | DIAGNOSTIC 2 | SHANDON DIAGNOSTICS Ltd. | GN00000839 | RSUD PROF ANWAR MAKKATUTU KAB BANTAENG | MAKASSAR | SULAWESI SELATAN | BANTAENG | MAIN UNIT | CUSTOMER | - |  | 2 April 2024 |  | 29 August 2023 | LEO LANANG SIGIT - TSE CP | 16 April 2024 | ANDI ISMAIL - SPV TSE TIMUR | ACTIVE
S23010285EP | ECA08 | MICROTOME HM325 | DIAGNOSTIC 2 | SHANDON DIAGNOSTICS Ltd. | GN00001609 | RS KARSA HUSADA (PARU BATU) | MALANG | JAWA TIMUR | MALANG | MAIN UNIT | CUSTOMER | - |  | 29 April 2024 |  | 29 August 2023 | LEO LANANG SIGIT - TSE CP | 20 May 2024 | ANDI ISMAIL - SPV TSE TIMUR | ACTIVE
S23010286EP | ECA08 | MICROTOME HM325 | DIAGNOSTIC 2 | SHANDON DIAGNOSTICS Ltd. | GN19030030 | UNIVERSITAS AISYIYAH YOGYAKARTA | YOGYAKARTA | YOGYAKARTA | YOGYAKARTA | MAIN UNIT | CUSTOMER | - |  | 5 June 2024 |  | 29 August 2023 | LEO LANANG SIGIT - TSE CP | 20 June 2024 | ANDI ISMAIL - SPV TSE TIMUR | ACTIVE
S23010287EP | ECA08 | MICROTOME HM325 | DIAGNOSTIC 2 | SHANDON DIAGNOSTICS Ltd. | GN00000069 | RSUD DR HI ABDUL MOELOEK | BANDAR LAMPUNG | LAMPUNG | BANDAR LAMPUNG | MAIN UNIT | CUSTOMER | - |  | 21 May 2024 |  | 29 August 2023 | LEO LANANG SIGIT - TSE CP | 28 May 2024 | SAHID DERMAWAN - SPV TSE BARAT | ACTIVE
S23010288EP | ECA08 | MICROTOME HM325 | DIAGNOSTIC 2 | SHANDON DIAGNOSTICS Ltd. | GN00002986 | RDC PUSAT - RAWAGELAM | PUSAT | DKI JAKARTA | JAKARTA TIMUR | MAIN UNIT | EMP | - |  | - |  | 29 August 2023 | LEO LANANG SIGIT - TSE CP | - |  | ACTIVE
S23010289EP | ECA08 | MICROTOME HM325 | DIAGNOSTIC 2 | SHANDON DIAGNOSTICS Ltd. | GN17060075 | CIPUTRA MITRA HOSPITAL | BANJARMASIN | KALIMANTAN SELATAN | BANJARMASIN | MAIN UNIT | CUSTOMER | - |  | 4 September 2024 |  | 29 August 2023 | LEO LANANG SIGIT - TSE CP | 9 September 2024 | ANDI ISMAIL - SPV TSE TIMUR | ACTIVE
S23010290EP | ECA08 | MICROTOME HM325 | DIAGNOSTIC 2 | SHANDON DIAGNOSTICS Ltd. | GN22030056 | RSUD LINGGAJATI KUNINGAN | CIREBON | JAWA BARAT | CIREBON | MAIN UNIT | CUSTOMER | - |  | 24 July 2024 |  | 29 August 2023 | LEO LANANG SIGIT - TSE CP | 6 August 2024 | SAHID DERMAWAN - SPV TSE BARAT | ACTIVE
S23010297EP | ECA08 | MICROTOME HM325 | DIAGNOSTIC 2 | SHANDON DIAGNOSTICS Ltd. | GN00011810 | LAB ABC | JAKARTA-2 | DKI JAKARTA | JAKARTA BARAT | MAIN UNIT | CUSTOMER | - |  | 27 June 2024 |  | 29 August 2023 | LEO LANANG SIGIT - TSE CP | 1 July 2024 | SAHID DERMAWAN - SPV TSE BARAT | ACTIVE
S23010298EP | ECA08 | MICROTOME HM325 | DIAGNOSTIC 2 | SHANDON DIAGNOSTICS Ltd. | GN19080004 | RSUD Bumi Panua | MANADO | GORONTALO | GORONTALO | MAIN UNIT | CUSTOMER | - |  | 4 September 2024 |  | 29 August 2023 | LEO LANANG SIGIT - TSE CP | 9 September 2024 | ANDI ISMAIL - SPV TSE TIMUR | ACTIVE
S23020417EP | SC525 | HM525 UV | DIAGNOSTIC 2 | SHANDON DIAGNOSTICS Ltd. | GN00002985 | WORKSHOOP CSM PUSAT | PUSAT | DKI JAKARTA | JAKARTA TIMUR | MAIN UNIT | EMP | - |  | 25 November 2024 |  | 5 September 2023 | LEO LANANG SIGIT - TSE CP | 25 November 2024 | SAHID DERMAWAN - SPV TSE BARAT | ACTIVE
S23020418EP | SC525 | HM525 UV | DIAGNOSTIC 2 | SHANDON DIAGNOSTICS Ltd. | GN24110010 | RS UPT VERTIKAL SURABAYA | SURABAYA-2 | JAWA TIMUR | SURABAYA | MAIN UNIT | CUSTOMER | - |  | 29 November 2024 |  | 5 September 2023 | LEO LANANG SIGIT - TSE CP | 3 December 2024 | SAHID DERMAWAN - SPV TSE BARAT | ACTIVE
S23020419EP | SC525 | HM525 UV | DIAGNOSTIC 2 | SHANDON DIAGNOSTICS Ltd. | GN00002986 | RDC PUSAT - RAWAGELAM | PUSAT | DKI JAKARTA | JAKARTA TIMUR | MAIN UNIT | EMP | - |  | - |  | 5 September 2023 | LEO LANANG SIGIT - TSE CP | - |  | ACTIVE
S23020450EP | NX70A | NX70 CRYOSTAR WITH COLD D AND VACUTOME 220-240V 50/60HZ | DIAGNOSTIC 2 | SHANDON DIAGNOSTICS Ltd. | GN00003135 | RSA UGM YOGYAKARTA | YOGYAKARTA | YOGYAKARTA | YOGYAKARTA | MAIN UNIT | CUSTOMER | - |  | 15 August 2025 |  | 28 May 2023 | LEO LANANG SIGIT - TSE CP | 11 September 2025 | SAHID DERMAWAN - SPV TSE BARAT | ACTIVE
S23020451EP | NX70A | NX70 CRYOSTAR WITH COLD D AND VACUTOME 220-240V 50/60HZ | DIAGNOSTIC 2 | SHANDON DIAGNOSTICS Ltd. | GN00001028 | RS MITRA KELUARGA KELAPA GADING | JAKARTA-1 | DKI JAKARTA | JAKARTA UTARA | MAIN UNIT | CUSTOMER | - |  | 23 July 2025 |  | 28 May 2023 | LEO LANANG SIGIT - TSE CP | 4 August 2025 | SAHID DERMAWAN - SPV TSE BARAT | ACTIVE
S23020452EP | NX70A | NX70 CRYOSTAR WITH COLD D AND VACUTOME 220-240V 50/60HZ | DIAGNOSTIC 2 | SHANDON DIAGNOSTICS Ltd. | GN00002986 | RDC PUSAT - RAWAGELAM | PUSAT | DKI JAKARTA | JAKARTA TIMUR | MAIN UNIT | EMP | - |  | - |  | 28 May 2023 | LEO LANANG SIGIT - TSE CP | - |  | ACTIVE
S23030453EP | SF355 | MICROM HM355S UNIT | DIAGNOSTIC 2 | SHANDON DIAGNOSTICS Ltd. | GN00012102 | RSUD IDAMAN BANJARBARU | BANJARMASIN | KALIMANTAN SELATAN | BANJARMASIN | MAIN UNIT | CUSTOMER | - |  | 23 November 2023 |  | 28 May 2023 | LEO LANANG SIGIT - TSE CP | 28 November 2023 | ANDI ISMAIL - SPV TSE TIMUR | ACTIVE
S23030454EP | SF355 | MICROM HM355S UNIT | DIAGNOSTIC 2 | SHANDON DIAGNOSTICS Ltd. | GN00000638 | RSUD DAMANHURI BARABAI | BANJARMASIN | KALIMANTAN SELATAN | BANJARMASIN | MAIN UNIT | CUSTOMER | - |  | 21 June 2024 |  | 28 May 2023 | LEO LANANG SIGIT - TSE CP | 24 March 2025 | ANDI ISMAIL - SPV TSE TIMUR | ACTIVE
S685SB3801504X0826 | ELCMW | ELVA Central PM Wireless | IMAGING | GERLINK UTAMA MANDIRI, PT | GN00002986 | RDC PUSAT - RAWAGELAM | PUSAT | DKI JAKARTA | JAKARTA TIMUR | MAIN UNIT | EMP | - |  | - |  | 3 February 2025 | LEO LANANG SIGIT - TSE CP | - |  | ACTIVE
S685SB3801504X1585 | ELCMW | ELVA Central PM Wireless | IMAGING | GERLINK UTAMA MANDIRI, PT | GN20110019 | RSUD Saptosari | YOGYAKARTA | YOGYAKARTA | YOGYAKARTA | MAIN UNIT | CUSTOMER | - |  | 11 February 2025 |  | 3 February 2025 | LEO LANANG SIGIT - TSE CP | 24 February 2025 | ANDI ISMAIL - SPV TSE TIMUR | ACTIVE
S9S1928A60241 | FLMTP | LIEBERT GXT MTPLUS | IMAGING | FUJIFILM INDONESIA, PT. | GN00000679 | RSUD PANGLIMA SEBAYA-BALIKPAPAN | BALIKPAPAN | KALIMANTAN TIMUR | TANAH GROGOT | ACCESSORIES | EMP | - |  | 19 July 2022 | PHILIP LAKRISNA - TSE | 4 February 2021 | ARIEF SETIAWAN - TSE CP | 19 July 2022 | PHILIP LAKRISNA - TSE | ACTIVE
S9S1928A60247 | FLMTP | LIEBERT GXT MTPLUS | IMAGING | FUJIFILM INDONESIA, PT. | GN00003767 | RS TANJUNGPURA | PONTIANAK | KALIMANTAN BARAT | PONTIANAK | ACCESSORIES | EMP | - |  | 12 July 2022 | MUHAMMAD FAJAR - TSE | 4 February 2021 | ARIEF SETIAWAN - TSE CP | 12 July 2022 | MUHAMMAD FAJAR - TSE | ACTIVE
S9S2039A91495 | FLMTP | LIEBERT GXT MTPLUS | IMAGING | FUJIFILM INDONESIA, PT. | GN00000755 | RSU UNDATA PALU | PALU | SULAWESI TENGAH | PALU | ACCESSORIES | EMP | 21 April 2022 | ANTONIUS SAGITA - KALIBRASI | 23 June 2022 | ASRULLAH - TSE | 8 February 2022 | ANTONIUS SAGITA - KALIBRASI | 23 June 2022 | ASRULLAH - TSE | ACTIVE
SAS06417724PA | CR172 | COROMETRIC 172 | IMAGING | GE OPERATIONS INDONESIA, PT | GN00001171 | RS Pertamina Klayan | CIREBON | JAWA BARAT | CIREBON | MAIN UNIT | CUSTOMER | 11 August 2014 | SUKMA WIJAYA - TSE | 1 May 2013 |  | 11 August 2014 | SUKMA WIJAYA - TSE | - |  | ACTIVE
SAS07410865PA | CR172 | COROMETRIC 172 | IMAGING | GE OPERATIONS INDONESIA, PT | GN00001140 | RS Eka Hospital | TANGERANG | BANTEN | TANGERANG | MAIN UNIT | CUSTOMER | 22 August 2014 | PETRUS SIMON | 1 January 1900 |  | 22 August 2014 | PETRUS SIMON | - |  | ACTIVE
SAS07471168PA | CR172 | COROMETRIC 172 | IMAGING | GE OPERATIONS INDONESIA, PT | GN00001140 | RS Eka Hospital | TANGERANG | BANTEN | TANGERANG | MAIN UNIT | CUSTOMER | 22 August 2014 | PETRUS SIMON | 1 January 1900 |  | 22 August 2014 | PETRUS SIMON | - |  | ACTIVE
SAS09053388PA | CR171 | COROMETRIC 171 | IMAGING | GE OPERATIONS INDONESIA, PT | GN00000194 | RSUD PETALA BUMI | PEKAN BARU | RIAU | PEKANBARU | MAIN UNIT | CUSTOMER | 29 August 2016 |  | 1 January 2013 |  | 29 August 2016 |  | - |  | ACTIVE
SAS09063423PA | CR172 | COROMETRIC 172 | IMAGING | GE OPERATIONS INDONESIA, PT | GN00003052 | RSIA STELLA MARIS | MEDAN | SUMATERA UTARA | MEDAN | MAIN UNIT | CUSTOMER | 23 June 2016 |  | 1 January 2013 |  | 23 June 2016 |  | - |  | ACTIVE
SAS09263891PA | CR171 | COROMETRIC 171 | IMAGING | GE OPERATIONS INDONESIA, PT | GN00003052 | RSIA STELLA MARIS | MEDAN | SUMATERA UTARA | MEDAN | MAIN UNIT | CUSTOMER | 23 June 2016 |  | 1 January 2013 |  | 23 June 2016 |  | - |  | ACTIVE
SAS09303953PA | CR171 | COROMETRIC 171 | IMAGING | GE OPERATIONS INDONESIA, PT | GN00003052 | RSIA STELLA MARIS | MEDAN | SUMATERA UTARA | MEDAN | MAIN UNIT | CUSTOMER | 23 June 2016 |  | 1 January 2013 |  | 23 June 2016 |  | - |  | ACTIVE
SAS09364037PA | CR172 | COROMETRIC 172 | IMAGING | GE OPERATIONS INDONESIA, PT | GN00000932 | RSU IMMANUEL | BANDUNG | JAWA BARAT | BANDUNG | MAIN UNIT | CUSTOMER | 21 February 2015 | SUKMA WIJAYA - TSE | 11 January 2010 |  | 21 February 2015 | SUKMA WIJAYA - TSE | - |  | ACTIVE
SAS09364044PA | CR172 | COROMETRIC 172 | IMAGING | GE OPERATIONS INDONESIA, PT | GN00002072 | RSIA FAMILY | JAKARTA-2 | DKI JAKARTA | JAKARTA UTARA | MAIN UNIT | CUSTOMER | 1 February 1990 | TRIYONO - TSE AREA BARAT | 1 January 2011 |  | 1 February 1990 | TRIYONO - TSE AREA BARAT | - |  | ACTIVE
SAS09364049PA | CR172 | COROMETRIC 172 | IMAGING | GE OPERATIONS INDONESIA, PT | GN00002996 | RSUD KOTA DEPOK | PEJATEN | JAWA BARAT | DEPOK | MAIN UNIT | CUSTOMER | 4 August 2016 |  | 1 March 2012 |  | 4 August 2016 |  | - |  | ACTIVE
SAS09374076PA | CR174 | COROMETRIC 174 | IMAGING | GE OPERATIONS INDONESIA, PT | GN00002178 | RSUD DR SOETOMO SURABAYA | SURABAYA-1 | JAWA TIMUR | SURABAYA | MAIN UNIT | CUSTOMER | 10 April 2015 |  | 1 January 1900 |  | 10 April 2015 |  | - |  | ACTIVE
SAS09374078PA | CR174 | COROMETRIC 174 | IMAGING | GE OPERATIONS INDONESIA, PT | GN00003135 | RSA UGM YOGYAKARTA | YOGYAKARTA | YOGYAKARTA | YOGYAKARTA | MAIN UNIT | CUSTOMER | 8 September 2014 | DIAN FEBRIYANA - TSE | 1 January 1900 |  | 8 September 2014 | DIAN FEBRIYANA - TSE | - |  | ACTIVE
SAS09374101PA | CR171 | COROMETRIC 171 | IMAGING | GE OPERATIONS INDONESIA, PT | GN00001627 | KLINIK BERSALIN DR.HERMAWAN | CIREBON | JAWA BARAT | CIREBON | MAIN UNIT | CUSTOMER | 31 December 2014 | SUKMA WIJAYA - TSE | 1 May 2013 |  | 31 December 2014 | SUKMA WIJAYA - TSE | - |  | ACTIVE
SAS09374109PA | CR171 | COROMETRIC 171 | IMAGING | GE OPERATIONS INDONESIA, PT | GN00002985 | WORKSHOOP CSM PUSAT | PUSAT | DKI JAKARTA | JAKARTA TIMUR | MAIN UNIT | EMP | - |  | 19 October 2018 |  | - |  | - |  | ACTIVE
SAS09404194PA | CR174 | COROMETRIC 174 | IMAGING | GE OPERATIONS INDONESIA, PT | GN00003690 | BUNDA MATERNITY HOSPITAL | SEMARANG | JAWA TENGAH | SEMARANG | MAIN UNIT | CUSTOMER | 1 February 1990 | MUNADI - TSE | 1 January 2010 |  | 1 February 1990 | MUNADI - TSE | - |  | ACTIVE
SAS09404195PA | CR174 | COROMETRIC 174 | IMAGING | GE OPERATIONS INDONESIA, PT | GN00002178 | RSUD DR SOETOMO SURABAYA | SURABAYA-1 | JAWA TIMUR | SURABAYA | MAIN UNIT | CUSTOMER | 10 April 2015 |  | 1 January 1900 |  | 10 April 2015 |  | - |  | ACTIVE
SAS10215234PA | CR174 | COROMETRIC 174 | IMAGING | GE OPERATIONS INDONESIA, PT | GN00001971 | RS MITRA KELUARGA BEKASI BARAT | BEKASI | JAWA BARAT | BEKASI | MAIN UNIT | CUSTOMER | 29 June 2016 |  | 9 September 2010 |  | 29 June 2016 |  | - |  | ACTIVE
SAS10255283PA | CR172 | COROMETRIC 172 | IMAGING | GE OPERATIONS INDONESIA, PT | GN00001102 | RSUD Cengkareng | JAKARTA-2 | DKI JAKARTA | JAKARTA BARAT | MAIN UNIT | CUSTOMER | 1 February 1990 | PETRUS SIMON | 1 May 2011 |  | 1 February 1990 | PETRUS SIMON | - |  | ACTIVE
SAS10255294PA | CR172 | COROMETRIC 172 | IMAGING | GE OPERATIONS INDONESIA, PT | GN00000925 | RS AL ISLAM BANDUNG | BANDUNG | JAWA BARAT | BANDUNG | MAIN UNIT | CUSTOMER | 24 December 2014 | SUKMA WIJAYA - TSE | 13 February 2011 |  | 24 December 2014 | SUKMA WIJAYA - TSE | - |  | ACTIVE
SAS10255301PA | CR174 | COROMETRIC 174 | IMAGING | GE OPERATIONS INDONESIA, PT | GN00001213 | RSUD MAJENANG | PURWOKERTO | JAWA TENGAH | CILACAP | MAIN UNIT | CUSTOMER | 1 February 1990 | DIAN FEBRIYANA - TSE | 1 January 1900 |  | 1 February 1990 | DIAN FEBRIYANA - TSE | - |  | ACTIVE
SAS10255309PA | CR172 | COROMETRIC 172 | IMAGING | GE OPERATIONS INDONESIA, PT | GN00001102 | RSUD Cengkareng | JAKARTA-2 | DKI JAKARTA | JAKARTA BARAT | MAIN UNIT | CUSTOMER | 1 February 1990 | PETRUS SIMON | 1 May 2011 |  | 1 February 1990 | PETRUS SIMON | - |  | ACTIVE
SAS10255321PA | CR174 | COROMETRIC 174 | IMAGING | GE OPERATIONS INDONESIA, PT | GN00001829 | RSUD BANGIL | MALANG | JAWA TIMUR | MALANG | MAIN UNIT | CUSTOMER | 3 July 2014 | ANDRIAS NUGROHO - TSE | 1 January 1900 |  | 3 July 2014 | ANDRIAS NUGROHO - TSE | - |  | ACTIVE
SAS10265330PA | CR172 | COROMETRIC 172 | IMAGING | GE OPERATIONS INDONESIA, PT | GN00002072 | RSIA FAMILY | JAKARTA-2 | DKI JAKARTA | JAKARTA UTARA | MAIN UNIT | CUSTOMER | 26 March 2015 | IBNUL AZIZ - TSE | 1 June 2013 |  | 26 March 2015 | IBNUL AZIZ - TSE | - |  | ACTIVE
SAS10265332PA | CR172 | COROMETRIC 172 | IMAGING | GE OPERATIONS INDONESIA, PT | GN00002072 | RSIA FAMILY | JAKARTA-2 | DKI JAKARTA | JAKARTA UTARA | MAIN UNIT | CUSTOMER | 26 March 2015 | IBNUL AZIZ - TSE | 1 June 2013 |  | 26 March 2015 | IBNUL AZIZ - TSE | - |  | ACTIVE
SAS10265338PA | CR171 | COROMETRIC 171 | IMAGING | GE OPERATIONS INDONESIA, PT | GN00001245 | RS AISYIYAH - KLOJEN MALANG | SURABAYA-1 | JAWA TIMUR | MALANG | MAIN UNIT | CUSTOMER | 13 April 2015 |  | 1 January 1900 |  | 13 April 2015 |  | - |  | ACTIVE
SAS10265349PA | CR172 | COROMETRIC 172 | IMAGING | GE OPERATIONS INDONESIA, PT | GN00001786 | RSUD DR SOEDIRAN MS WONOGIRI | SOLO | JAWA TENGAH | WONOGIRI | MAIN UNIT | CUSTOMER | 20 May 2015 |  | 1 January 1900 |  | 20 May 2015 |  | - |  | ACTIVE
SAS10265350PA | CR172 | COROMETRIC 172 | IMAGING | GE OPERATIONS INDONESIA, PT | GN00002538 | RS PKU MUHAMMADIYAH BANTUL | YOGYAKARTA | YOGYAKARTA | BANTUL | MAIN UNIT | CUSTOMER | 1 February 1990 | DIAN FEBRIYANA - TSE | 1 January 1900 |  | 1 February 1990 | DIAN FEBRIYANA - TSE | - |  | ACTIVE
SAS10275437PA | CR174 | COROMETRIC 174 | IMAGING | GE OPERATIONS INDONESIA, PT | GN00001970 | RSIA HERMINA BEKASI | BEKASI | JAWA BARAT | BEKASI | MAIN UNIT | CUSTOMER | 1 February 1990 | TRIYONO - TSE AREA BARAT | 1 January 2010 |  | 1 February 1990 | TRIYONO - TSE AREA BARAT | - |  | ACTIVE
SAS10355856PA | CR174 | COROMETRIC 174 | IMAGING | GE OPERATIONS INDONESIA, PT | GN00001905 | RSUD TIDAR KAB MAGELANG | YOGYAKARTA | YOGYAKARTA | YOGYAKARTA | MAIN UNIT | CUSTOMER | - |  | 1 December 2011 |  | - |  | - |  | ACTIVE
SAS10365906PA | CR174 | COROMETRIC 174 | IMAGING | GE OPERATIONS INDONESIA, PT | GN00001065 | RSU CIAWI | BOGOR | JAWA BARAT | BOGOR | MAIN UNIT | CUSTOMER | 19 July 2016 |  | 1 January 2012 |  | 19 July 2016 |  | - |  | ACTIVE
SAS10365908PA | CR174 | COROMETRIC 174 | IMAGING | GE OPERATIONS INDONESIA, PT | GN00001215 | RSUD DR. R. GOETENG TAROENADIBRATA PURBALINGGA | PURWOKERTO | JAWA TENGAH | PURBALINGGA | MAIN UNIT | CUSTOMER | 13 May 2016 | DIAN FEBRIYANA - TSE | 1 January 1900 |  | 13 May 2016 | DIAN FEBRIYANA - TSE | - |  | ACTIVE
SAS10365911PA | CR174 | COROMETRIC 174 | IMAGING | GE OPERATIONS INDONESIA, PT | GN00008197 | RSUD NYI AGENG SERANG KULON PROGO | YOGYAKARTA | YOGYAKARTA | YOGYAKARTA | MAIN UNIT | CUSTOMER | 5 February 2015 | DIAN FEBRIYANA - TSE | 1 January 1900 |  | 5 February 2015 | DIAN FEBRIYANA - TSE | - |  | ACTIVE
SAS10365912PA | CR174 | COROMETRIC 174 | IMAGING | GE OPERATIONS INDONESIA, PT | GN00002476 | RSUD CARUBAN | KEDIRI | JAWA TIMUR | MADIUN | MAIN UNIT | CUSTOMER | - |  | 1 January 1900 |  | - |  | - |  | ACTIVE
SAS10365913PA | CR174 | COROMETRIC 174 | IMAGING | GE OPERATIONS INDONESIA, PT | GN00004589 | RSUP SARDJITO YOGYAKARTA | YOGYAKARTA | YOGYAKARTA | YOGYAKARTA | MAIN UNIT | CUSTOMER | 28 January 2015 | DIAN FEBRIYANA - TSE | 1 January 1900 |  | 28 January 2015 | DIAN FEBRIYANA - TSE | - |  | ACTIVE
SAS10365914PA | CR174 | COROMETRIC 174 | IMAGING | GE OPERATIONS INDONESIA, PT | GN00002165 | RSUD Dr R Koesma tuban pop | SURABAYA-1 | JAWA TIMUR | TUBAN | MAIN UNIT | CUSTOMER | - |  | 20 December 2013 |  | - |  | - |  | ACTIVE
SAS10436247 | CR174 | COROMETRIC 174 | IMAGING | GE OPERATIONS INDONESIA, PT | GN00002178 | RSUD DR SOETOMO SURABAYA | SURABAYA-1 | JAWA TIMUR | SURABAYA | MAIN UNIT | CUSTOMER | 10 April 2015 |  | 1 January 1900 |  | 10 April 2015 |  | - |  | ACTIVE
SAS10436247PA | CR174 | COROMETRIC 174 | IMAGING | GE OPERATIONS INDONESIA, PT | GN00002178 | RSUD DR SOETOMO SURABAYA | SURABAYA-1 | JAWA TIMUR | SURABAYA | MAIN UNIT | CUSTOMER | 10 April 2015 |  | 1 January 1900 |  | 10 April 2015 |  | - |  | ACTIVE
SAS10436248PA | CR174 | COROMETRIC 174 | IMAGING | GE OPERATIONS INDONESIA, PT | GN00001466 | RSUD SIDOARJO | SURABAYA-1 | JAWA TIMUR | SIDOARJO | MAIN UNIT | CUSTOMER | 13 April 2015 |  | 1 January 1900 |  | 13 April 2015 |  | - |  | ACTIVE
SAS10436251PA | CR173 |  |  |  | GN00003680 | RS PW DR.CIPTO (RI) | SEMARANG | JAWA TENGAH | SEMARANG | MAIN UNIT | CUSTOMER | 1 February 1990 | MUNADI - TSE | 1 January 1900 |  | 1 February 1990 | MUNADI - TSE | - |  | INACTIVE
SAS10436254PA | CR174 | COROMETRIC 174 | IMAGING | GE OPERATIONS INDONESIA, PT | GN00001032 | RS HERMINA PODOMORO | JAKARTA-1 | DKI JAKARTA | JAKARTA UTARA | MAIN UNIT | CUSTOMER | 1 February 1990 | ARDI HERMAWAN - TSE CP | 1 January 2013 |  | 1 February 1990 | ARDI HERMAWAN - TSE CP | - |  | ACTIVE
SAS10436255PA | CR174 | COROMETRIC 174 | IMAGING | GE OPERATIONS INDONESIA, PT | GN00006018 | RSUD GUNUNGJATI | CIREBON | JAWA BARAT | CIREBON | MAIN UNIT | CUSTOMER | 1 February 1990 | SUKMA WIJAYA - TSE | 1 January 1900 |  | 1 February 1990 | SUKMA WIJAYA - TSE | - |  | ACTIVE
SAS10436256PA | CR174 | COROMETRIC 174 | IMAGING | GE OPERATIONS INDONESIA, PT | GN00006018 | RSUD GUNUNGJATI | CIREBON | JAWA BARAT | CIREBON | MAIN UNIT | CUSTOMER | 1 February 1990 | SUKMA WIJAYA - TSE | 1 January 1900 |  | 1 February 1990 | SUKMA WIJAYA - TSE | - |  | ACTIVE
SAS10436257PA | CR174 | COROMETRIC 174 | IMAGING | GE OPERATIONS INDONESIA, PT | GN00002985 | WORKSHOOP CSM PUSAT | PUSAT | DKI JAKARTA | JAKARTA TIMUR | MAIN UNIT | EMP | 21 March 2017 | ANTONIUS SAGITA - KALIBRASI | 1 January 1900 |  | 21 March 2017 | ANTONIUS SAGITA - KALIBRASI | - |  | ACTIVE
SAS10436258PA | CR174 | COROMETRIC 174 | IMAGING | GE OPERATIONS INDONESIA, PT | GN00001901 | RSUP SOERADJI KLATEN | YOGYAKARTA | YOGYAKARTA | YOGYAKARTA | MAIN UNIT | CUSTOMER | 17 April 2015 |  | 1 January 1900 |  | 17 April 2015 |  | - |  | ACTIVE
SAS10436260PA | CR174 | COROMETRIC 174 | IMAGING | GE OPERATIONS INDONESIA, PT | GN00001215 | RSUD DR. R. GOETENG TAROENADIBRATA PURBALINGGA | PURWOKERTO | JAWA TENGAH | PURBALINGGA | MAIN UNIT | CUSTOMER | 13 May 2016 | DIAN FEBRIYANA - TSE | 1 January 1900 |  | 13 May 2016 | DIAN FEBRIYANA - TSE | - |  | ACTIVE
SAS104662876A | CR172 | COROMETRIC 172 | IMAGING | GE OPERATIONS INDONESIA, PT | GN00000004 | RSUD BEKASI ( RSUD PEMERINTAH KOTA BEKASI ) | BEKASI | JAWA BARAT | BEKASI | MAIN UNIT | CUSTOMER | 12 August 2015 | GATOT SURYA ADIPUTRA - TSE | 12 March 2009 |  | 12 August 2015 | GATOT SURYA ADIPUTRA - TSE | - |  | ACTIVE
SAS10466292PA | CR174 | COROMETRIC 174 | IMAGING | GE OPERATIONS INDONESIA, PT | GN00001028 | RS MITRA KELUARGA KELAPA GADING | JAKARTA-1 | DKI JAKARTA | JAKARTA UTARA | MAIN UNIT | CUSTOMER | 28 June 2016 |  | 1 January 2011 |  | 28 June 2016 |  | - |  | ACTIVE
SAS10466297PA | CR172 | COROMETRIC 172 | IMAGING | GE OPERATIONS INDONESIA, PT | GN00000390 | RSU GRAND MEDISTRA | MEDAN | SUMATERA UTARA | DELI SERDANG | MAIN UNIT | CUSTOMER | 20 July 2016 | ARBIANSYAH - TSE | 1 January 2010 |  | 20 July 2016 | ARBIANSYAH - TSE | - |  | ACTIVE
SAS10476300PA | CR172 | COROMETRIC 172 | IMAGING | GE OPERATIONS INDONESIA, PT | GN00002968 | RS AWAL BROSS TANGERANG | TANGERANG | BANTEN | TANGERANG | MAIN UNIT | CUSTOMER | 29 December 2014 |  | 1 January 1900 |  | 29 December 2014 |  | - |  | ACTIVE
SAS10476301PA | CR172 | COROMETRIC 172 | IMAGING | GE OPERATIONS INDONESIA, PT | GN00002183 | RSUD DR M SOEWANDHIE SURABAYA | SURABAYA-1 | JAWA TIMUR | SURABAYA | MAIN UNIT | CUSTOMER | - |  | 23 December 2010 |  | - |  | - |  | ACTIVE
SAS10476302PA | CR172 | COROMETRIC 172 | IMAGING | GE OPERATIONS INDONESIA, PT | GN00000955 | RSIA LIMIJATI | BANDUNG | JAWA BARAT | BANDUNG | MAIN UNIT | CUSTOMER | 1 February 1990 | SUKMA WIJAYA - TSE | 27 February 2010 |  | 1 February 1990 | SUKMA WIJAYA - TSE | - |  | ACTIVE
SAS10476303PA | CR172 | COROMETRIC 172 | IMAGING | GE OPERATIONS INDONESIA, PT | GN00000868 | RSU PROV SULBAR | MAKASSAR | SULAWESI BARAT | MAMUJU | MAIN UNIT | CUSTOMER | 10 April 2015 |  | 1 January 1900 |  | 10 April 2015 |  | - |  | ACTIVE
SAS10476304PA | CR172 | COROMETRIC 172 | IMAGING | GE OPERATIONS INDONESIA, PT | GN00001782 | RSU KASIH IBU SURAKARTA | SOLO | JAWA TENGAH | SURAKARTA | MAIN UNIT | CUSTOMER | 10 April 2015 |  | 1 January 1900 |  | 10 April 2015 |  | - |  | ACTIVE
SAS10476305PA | CR172 | COROMETRIC 172 | IMAGING | GE OPERATIONS INDONESIA, PT | GN00000188 | RS AWAL BROS PEKANBARU | PEKAN BARU | RIAU | PEKANBARU | MAIN UNIT | CUSTOMER | - |  | 1 January 1900 |  | - |  | - |  | ACTIVE
SAS10476309PA | CR172 | COROMETRIC 172 | IMAGING | GE OPERATIONS INDONESIA, PT | GN00000453 | RS IBU DAN ANAK PROPINSI NAD | BANDA ACEH | ACEH | BANDA ACEH | MAIN UNIT | CUSTOMER | 16 September 2014 | ARBIANSYAH - TSE | 1 January 2013 |  | 16 September 2014 | ARBIANSYAH - TSE | - |  | ACTIVE
SAS10476339PA | CR171 | COROMETRIC 171 | IMAGING | GE OPERATIONS INDONESIA, PT | GN00000955 | RSIA LIMIJATI | BANDUNG | JAWA BARAT | BANDUNG | MAIN UNIT | CUSTOMER | 1 February 1990 | SUKMA WIJAYA - TSE | 27 February 2010 |  | 1 February 1990 | SUKMA WIJAYA - TSE | - |  | ACTIVE
SAS10476340PA | CR171 | COROMETRIC 171 | IMAGING | GE OPERATIONS INDONESIA, PT | GN00007404 | RSUD TABANAN | DENPASAR | BALI | DENPASAR | MAIN UNIT | CUSTOMER | 1 February 1990 | I KADEK - TSE | 1 January 1900 |  | 1 February 1990 | I KADEK - TSE | - |  | ACTIVE
SAS10476341PA | CR172 | COROMETRIC 172 | IMAGING | GE OPERATIONS INDONESIA, PT | GN00000201 | RSUD ARIFIN ACHMAD - PEKANBARU | PEKAN BARU | RIAU | PEKANBARU | MAIN UNIT | CUSTOMER | 29 August 2016 |  | 30 January 2013 |  | 29 August 2016 |  | - |  | ACTIVE
SAS10476342PA | CR171 | COROMETRIC 171 | IMAGING | GE OPERATIONS INDONESIA, PT | GN00009065 | INST. FARMASI RS.PINDAD | BANDUNG | JAWA BARAT | BANDUNG | MAIN UNIT | CUSTOMER | 20 July 2016 |  | 17 June 2012 |  | 20 July 2016 |  | - |  | ACTIVE
SAS10476345PA | CR171 | COROMETRIC 171 | IMAGING | GE OPERATIONS INDONESIA, PT | GN00000201 | RSUD ARIFIN ACHMAD - PEKANBARU | PEKAN BARU | RIAU | PEKANBARU | MAIN UNIT | CUSTOMER | 29 April 2015 | TRIYONO - TSE AREA BARAT | 1 January 2012 |  | 29 April 2015 | TRIYONO - TSE AREA BARAT | - |  | ACTIVE
SAS10476350PA | CR171 | COROMETRIC 171 | IMAGING | GE OPERATIONS INDONESIA, PT | GN00001121 | RSUD BANJAR | TASIKMALAYA | JAWA BARAT | BANJAR | MAIN UNIT | CUSTOMER | 2 April 2015 |  | 1 January 1900 |  | 2 April 2015 |  | - |  | ACTIVE
SAS10476351PA | CR171 | COROMETRIC 171 | IMAGING | GE OPERATIONS INDONESIA, PT | GN00000188 | RS AWAL BROS PEKANBARU | PEKAN BARU | RIAU | PEKANBARU | MAIN UNIT | CUSTOMER | 24 February 2015 | MULKAN | 1 January 1900 |  | 24 February 2015 | MULKAN | - |  | ACTIVE
SAS10476354PA | CR171 | COROMETRIC 171 | IMAGING | GE OPERATIONS INDONESIA, PT | GN00001177 | RS SUMBER KASIH | CIREBON | JAWA BARAT | CIREBON | MAIN UNIT | CUSTOMER | 31 December 2014 | SUKMA WIJAYA - TSE | 1 May 2013 |  | 31 December 2014 | SUKMA WIJAYA - TSE | - |  | ACTIVE
SAS10476358PA | CR171 | COROMETRIC 171 | IMAGING | GE OPERATIONS INDONESIA, PT | GN00001870 | DINAS KESEHATAN KAB/ KOTA. YOGYAKARTA | YOGYAKARTA | YOGYAKARTA | YOGYAKARTA | MAIN UNIT | CUSTOMER | 13 April 2015 |  | 1 January 1900 |  | 13 April 2015 |  | - |  | ACTIVE
SAS11377728PA | CR172 | COROMETRIC 172 | IMAGING | GE OPERATIONS INDONESIA, PT | GN00004673 | RSUD AL-IHSAN BANDUNG | BANDUNG | JAWA BARAT | BANDUNG | MAIN UNIT | CUSTOMER | 1 February 1990 | SUKMA WIJAYA - TSE | 15 May 2010 |  | 1 February 1990 | SUKMA WIJAYA - TSE | - |  | ACTIVE
SAS1138770PA | CR171 | COROMETRIC 171 | IMAGING | GE OPERATIONS INDONESIA, PT | GN00000209 | RUMAH SAKIT UMUM DAERAH KECAMATAN MANDAU (RSUD DURI) | PEKAN BARU | RIAU | BENGKALIS | MAIN UNIT | CUSTOMER | 1 February 1990 | AGUS FAUZI | 1 February 2013 |  | 1 February 1990 | AGUS FAUZI | - |  | ACTIVE
SAS11397773PA | CR172 | COROMETRIC 172 | IMAGING | GE OPERATIONS INDONESIA, PT | GN00004673 | RSUD AL-IHSAN BANDUNG | BANDUNG | JAWA BARAT | BANDUNG | MAIN UNIT | CUSTOMER | 1 February 1990 | SUKMA WIJAYA - TSE | 15 May 2010 |  | 1 February 1990 | SUKMA WIJAYA - TSE | - |  | ACTIVE
SAS11397796PA | CR172 | COROMETRIC 172 | IMAGING | GE OPERATIONS INDONESIA, PT | GN00002380 | RSUD KAYEN PATI | SEMARANG | JAWA TENGAH | SEMARANG | MAIN UNIT | CUSTOMER | 10 April 2015 |  | 1 January 1900 |  | 10 April 2015 |  | - |  | ACTIVE
SAS11417818PA | CR171 | COROMETRIC 171 | IMAGING | GE OPERATIONS INDONESIA, PT | GN00001870 | DINAS KESEHATAN KAB/ KOTA. YOGYAKARTA | YOGYAKARTA | YOGYAKARTA | YOGYAKARTA | MAIN UNIT | CUSTOMER | 11 September 2014 |  | 1 January 1900 |  | 11 September 2014 |  | - |  | ACTIVE
SAS11417825PA | CR171 | COROMETRIC 171 | IMAGING | GE OPERATIONS INDONESIA, PT | GN00000955 | RSIA LIMIJATI | BANDUNG | JAWA BARAT | BANDUNG | MAIN UNIT | CUSTOMER | 1 February 1990 | SUKMA WIJAYA - TSE | 27 February 2010 |  | 1 February 1990 | SUKMA WIJAYA - TSE | - |  | ACTIVE
SAS11447904PA | CR172 | COROMETRIC 172 | IMAGING | GE OPERATIONS INDONESIA, PT | GN00001028 | RS MITRA KELUARGA KELAPA GADING | JAKARTA-1 | DKI JAKARTA | JAKARTA UTARA | MAIN UNIT | CUSTOMER | 16 March 2015 | ARDI HERMAWAN - TSE CP | 1 January 2011 |  | 16 March 2015 | ARDI HERMAWAN - TSE CP | - |  | ACTIVE
SAS11478092PA | CR172 | COROMETRIC 172 | IMAGING | GE OPERATIONS INDONESIA, PT | GN00001222 | RS PKU Muhamadiyah Gombong | PURWOKERTO | JAWA TENGAH | KEBUMEN | MAIN UNIT | CUSTOMER | 3 September 2015 | DIAN FEBRIYANA - TSE | 1 January 1900 |  | 3 September 2015 | DIAN FEBRIYANA - TSE | - |  | ACTIVE
SAS11488142PA | CR171 | COROMETRIC 171 | IMAGING | GE OPERATIONS INDONESIA, PT | GN00000450 | RSUD SABANG | BANDA ACEH | ACEH | SABANG | MAIN UNIT | CUSTOMER | 1 February 1990 | TRIYONO - TSE AREA BARAT | 1 January 2011 |  | 1 February 1990 | TRIYONO - TSE AREA BARAT | - |  | ACTIVE
SAS12218932PA | CR171 | COROMETRIC 171 | IMAGING | GE OPERATIONS INDONESIA, PT | GN00000450 | RSUD SABANG | BANDA ACEH | ACEH | SABANG | MAIN UNIT | CUSTOMER | 1 February 1990 | TRIYONO - TSE AREA BARAT | 1 January 2011 |  | 1 February 1990 | TRIYONO - TSE AREA BARAT | - |  | ACTIVE
SAS12228989PA | CR172 | COROMETRIC 172 | IMAGING | GE OPERATIONS INDONESIA, PT | GN00007404 | RSUD TABANAN | DENPASAR | BALI | DENPASAR | MAIN UNIT | CUSTOMER | 1 February 1990 | I KADEK - TSE | 1 January 1900 |  | 1 February 1990 | I KADEK - TSE | - |  | ACTIVE
SAS12289095PA | CR172 | COROMETRIC 172 | IMAGING | GE OPERATIONS INDONESIA, PT | GN00000218 | RSUD SIAK ( T RAFI'AN SIAK ) | PEKAN BARU | RIAU | SIAK SRI INDRAPURA | MAIN UNIT | CUSTOMER | 26 December 2014 |  | 1 January 1900 |  | 26 December 2014 |  | - |  | ACTIVE
SAS12299099PA | CR172 | COROMETRIC 172 | IMAGING | GE OPERATIONS INDONESIA, PT | GN00007404 | RSUD TABANAN | DENPASAR | BALI | DENPASAR | MAIN UNIT | CUSTOMER | 1 February 1990 | I KADEK - TSE | 1 January 1900 |  | 1 February 1990 | I KADEK - TSE | - |  | ACTIVE
SAS12329189PA | CR172 | COROMETRIC 172 | IMAGING | GE OPERATIONS INDONESIA, PT | GN00000011 | RSUD BUDHI ASIH | JAKARTA-1 | DKI JAKARTA | JAKARTA TIMUR | MAIN UNIT | CUSTOMER | 28 June 2016 |  | 1 January 2012 |  | 28 June 2016 |  | - |  | ACTIVE
SAS12329190PA | CR172 | COROMETRIC 172 | IMAGING | GE OPERATIONS INDONESIA, PT | GN00002629 | RSUP DR M DJAMIL | PADANG | SUMATERA BARAT | PADANG | MAIN UNIT | CUSTOMER | 24 March 2014 |  | 15 December 2012 |  | 24 March 2014 |  | - |  | ACTIVE
SAS12349235PA | CR171 | COROMETRIC 171 | IMAGING | GE OPERATIONS INDONESIA, PT | GN00000218 | RSUD SIAK ( T RAFI'AN SIAK ) | PEKAN BARU | RIAU | SIAK SRI INDRAPURA | MAIN UNIT | CUSTOMER | 26 December 2014 |  | 1 January 1900 |  | 26 December 2014 |  | - |  | ACTIVE
SAS12359246PA | CR171 | COROMETRIC 171 | IMAGING | GE OPERATIONS INDONESIA, PT | GN00000218 | RSUD SIAK ( T RAFI'AN SIAK ) | PEKAN BARU | RIAU | SIAK SRI INDRAPURA | MAIN UNIT | CUSTOMER | 26 December 2014 |  | 1 January 1900 |  | 26 December 2014 |  | - |  | ACTIVE
SAS12409399PA | CR172 | COROMETRIC 172 | IMAGING | GE OPERATIONS INDONESIA, PT | GN00001471 | RSU DR MOEWARDI SURAKARTA | SOLO | JAWA TENGAH | SURAKARTA | MAIN UNIT | CUSTOMER | 28 May 2015 | RAKHMAT | 1 January 2011 |  | 28 May 2015 | RAKHMAT | - |  | ACTIVE
SAS12449537PA | CR172 | COROMETRIC 172 | IMAGING | GE OPERATIONS INDONESIA, PT | GN00000533 | RSUD TUGUREJO | SEMARANG | JAWA TENGAH | SEMARANG | MAIN UNIT | CUSTOMER | 1 February 1990 | MUNADI - TSE | 1 January 1900 |  | 1 February 1990 | MUNADI - TSE | - |  | ACTIVE
SAS12449538PA | CR172 | COROMETRIC 172 | IMAGING | GE OPERATIONS INDONESIA, PT | GN00002629 | RSUP DR M DJAMIL | PADANG | SUMATERA BARAT | PADANG | MAIN UNIT | CUSTOMER | 24 March 2014 |  | 15 December 2012 |  | 24 March 2014 |  | - |  | ACTIVE
SAS12449541PA | CR172 | COROMETRIC 172 | IMAGING | GE OPERATIONS INDONESIA, PT | GN00000273 | RSU SULIKI | PADANG | SUMATERA BARAT | LIMA PULUH KOTA | MAIN UNIT | CUSTOMER | 24 March 2014 |  | 13 December 2012 |  | 24 March 2014 |  | - |  | ACTIVE
SAS12449543PA | CR172 | COROMETRIC 172 | IMAGING | GE OPERATIONS INDONESIA, PT | GN00003088 | RSUD ABU NAWAS | MAKASSAR | SULAWESI SELATAN | MAKASSAR | MAIN UNIT | CUSTOMER | 21 August 2014 | HARI UDI RAHARJO - TSE | 1 January 1900 |  | 21 August 2014 | HARI UDI RAHARJO - TSE | - |  | ACTIVE
SAS12459609PA | CR172 | COROMETRIC 172 | IMAGING | GE OPERATIONS INDONESIA, PT | GN00000011 | RSUD BUDHI ASIH | JAKARTA-1 | DKI JAKARTA | JAKARTA TIMUR | MAIN UNIT | CUSTOMER | 27 August 2014 | IBNUL AZIZ - TSE | 1 January 2012 |  | 27 August 2014 | IBNUL AZIZ - TSE | - |  | ACTIVE
SAS12459612PA | CR172 | COROMETRIC 172 | IMAGING | GE OPERATIONS INDONESIA, PT | GN00000011 | RSUD BUDHI ASIH | JAKARTA-1 | DKI JAKARTA | JAKARTA TIMUR | MAIN UNIT | CUSTOMER | 27 August 2014 | IBNUL AZIZ - TSE | 2 January 2012 |  | 27 August 2014 | IBNUL AZIZ - TSE | - |  | ACTIVE
SAS12459613PA | CR172 | COROMETRIC 172 | IMAGING | GE OPERATIONS INDONESIA, PT | GN00000011 | RSUD BUDHI ASIH | JAKARTA-1 | DKI JAKARTA | JAKARTA TIMUR | MAIN UNIT | CUSTOMER | 27 August 2014 | IBNUL AZIZ - TSE | 1 January 2012 |  | 27 August 2014 | IBNUL AZIZ - TSE | - |  | ACTIVE
SAS12499732PA | CR171 | COROMETRIC 171 | IMAGING | GE OPERATIONS INDONESIA, PT | GN00000012 | RS PERSAHABATAN | JAKARTA-1 | DKI JAKARTA | JAKARTA TIMUR | MAIN UNIT | CUSTOMER | 28 June 2016 |  | 1 January 2011 |  | 28 June 2016 |  | - |  | ACTIVE
SAS13260469PA | CR172 | COROMETRIC 172 | IMAGING | GE OPERATIONS INDONESIA, PT | GN00001205 | RSUD BANYUMAS | PURWOKERTO | JAWA TENGAH | BANYUMAS | MAIN UNIT | CUSTOMER | 1 February 1990 | DIAN FEBRIYANA - TSE | 1 January 1900 |  | 1 February 1990 | DIAN FEBRIYANA - TSE | - |  | ACTIVE
SAS1326064PA | CR172 | COROMETRIC 172 | IMAGING | GE OPERATIONS INDONESIA, PT | GN00001805 | RSUD SIMO | SOLO | JAWA TENGAH | BOYOLALI | MAIN UNIT | CUSTOMER | 10 April 2015 |  | 1 January 1900 |  | 10 April 2015 |  | - |  | ACTIVE
SAS13270513PA | CR171 | COROMETRIC 171 | IMAGING | GE OPERATIONS INDONESIA, PT | GN00000012 | RS PERSAHABATAN | JAKARTA-1 | DKI JAKARTA | JAKARTA TIMUR | MAIN UNIT | CUSTOMER | 1 September 2014 | BUDI SUROSO - TSE | 1 September 2014 |  | 1 September 2014 | BUDI SUROSO - TSE | - |  | ACTIVE
SAS13320664PA | CR172 | COROMETRIC 172 | IMAGING | GE OPERATIONS INDONESIA, PT | GN00000132 | RSUD BANYUASIN | PALEMBANG | SUMATERA SELATAN | PALEMBANG | MAIN UNIT | CUSTOMER | - |  | 26 November 2013 |  | - |  | - |  | ACTIVE
SAS13360882PA | CR172 | COROMETRIC 172 | IMAGING | GE OPERATIONS INDONESIA, PT | GN00001788 | RSUD DR RSOEDJATI SOEMODIARDJO GROBOGAN | SOLO | JAWA TENGAH | PURWODADI | MAIN UNIT | CUSTOMER | 21 April 2017 |  | 1 January 1900 |  | 21 April 2017 |  | - |  | ACTIVE
SAS13360913PA | CR174 | COROMETRIC 174 | IMAGING | GE OPERATIONS INDONESIA, PT | GN00002419 | RS USU ( UNIVERSITAS SUMATERA UTARA ) | MEDAN | SUMATERA UTARA | MEDAN | MAIN UNIT | CUSTOMER | 7 July 2014 | ARBIANSYAH - TSE | 30 December 2013 |  | 7 July 2014 | ARBIANSYAH - TSE | - |  | ACTIVE
SAS13360935PA | CR171 | COROMETRIC 171 | IMAGING | GE OPERATIONS INDONESIA, PT | GN00000955 | RSIA LIMIJATI | BANDUNG | JAWA BARAT | BANDUNG | MAIN UNIT | CUSTOMER | 9 September 2014 | SUKMA WIJAYA - TSE | 27 February 2010 |  | 9 September 2014 | SUKMA WIJAYA - TSE | - |  | ACTIVE
SAS13391083PA | CR174 | COROMETRIC 174 | IMAGING | GE OPERATIONS INDONESIA, PT | GN00000430 | RSU RANTAU PRAPAT | PEMATANG SIANTAR | SUMATERA UTARA | RANTAU PRAPAT | MAIN UNIT | CUSTOMER | 7 July 2014 | ARBIANSYAH - TSE | 10 December 2013 |  | 7 July 2014 | ARBIANSYAH - TSE | - |  | ACTIVE
SAS13391146PA | CR174 | COROMETRIC 174 | IMAGING | GE OPERATIONS INDONESIA, PT | GN00001829 | RSUD BANGIL | MALANG | JAWA TIMUR | MALANG | MAIN UNIT | CUSTOMER | 10 April 2015 |  | 1 January 1900 |  | 10 April 2015 |  | - |  | ACTIVE
SAS13411211PA | CR174 | COROMETRIC 174 | IMAGING | GE OPERATIONS INDONESIA, PT | GN00000430 | RSU RANTAU PRAPAT | PEMATANG SIANTAR | SUMATERA UTARA | RANTAU PRAPAT | MAIN UNIT | CUSTOMER | - |  | 10 December 2013 |  | - |  | - |  | ACTIVE
SAS13411232PA | CR174 | COROMETRIC 174 | IMAGING | GE OPERATIONS INDONESIA, PT | GN00001900 | POLTEKES KEMENKES KEBIDANAN | YOGYAKARTA | YOGYAKARTA | YOGYAKARTA | MAIN UNIT | CUSTOMER | 1 February 1990 | DIAN FEBRIYANA - TSE | 9 December 2013 |  | 1 February 1990 | DIAN FEBRIYANA - TSE | - |  | ACTIVE
SAS13421350PA | CR172 | COROMETRIC 172 | IMAGING | GE OPERATIONS INDONESIA, PT | GN00000523 | RSUD DR SOETRASNO REMBANG | SEMARANG | JAWA TENGAH | REMBANG | MAIN UNIT | CUSTOMER | 1 February 1990 | MUNADI - TSE | 11 December 2013 |  | 1 February 1990 | MUNADI - TSE | - |  | ACTIVE
SAS13471708PA | CR172 | COROMETRIC 172 | IMAGING | GE OPERATIONS INDONESIA, PT | GN00001804 | RSUD IBU FATMAWATI SOEKARNO KOTA SURAKARTA | SOLO | JAWA TENGAH | SURAKARTA | MAIN UNIT | CUSTOMER | 6 September 2014 | IBNUL AZIZ - TSE | 6 September 2014 |  | 6 September 2014 | IBNUL AZIZ - TSE | - |  | ACTIVE
SAS13481787PA | CR172 | COROMETRIC 172 | IMAGING | GE OPERATIONS INDONESIA, PT | GN00001216 | RSUD BANJARNEGARA | PURWOKERTO | JAWA TENGAH | BANJARNEGARA | MAIN UNIT | CUSTOMER | - |  | 1 January 1900 |  | - |  | - |  | ACTIVE
SAS13481788 | CR172 | COROMETRIC 172 | IMAGING | GE OPERATIONS INDONESIA, PT | GN00006640 | SANTOSA HOSPITAL KOPO | BANDUNG | JAWA BARAT | BANDUNG | MAIN UNIT | CUSTOMER | 11 October 2014 | SUKMA WIJAYA - TSE | 11 October 2014 |  | 11 October 2014 | SUKMA WIJAYA - TSE | - |  | ACTIVE
SAS13481790PA | CR172 | COROMETRIC 172 | IMAGING | GE OPERATIONS INDONESIA, PT | GN00006640 | SANTOSA HOSPITAL KOPO | BANDUNG | JAWA BARAT | BANDUNG | MAIN UNIT | CUSTOMER | 11 October 2014 | SUKMA WIJAYA - TSE | 11 October 2014 |  | 11 October 2014 | SUKMA WIJAYA - TSE | - |  | ACTIVE
SAS13481791PA | CR172 | COROMETRIC 172 | IMAGING | GE OPERATIONS INDONESIA, PT | GN00002396 | RSUD MARIA WALANDA MARAMIS | MANADO | SULAWESI UTARA | MINAHASA | MAIN UNIT | CUSTOMER | 10 October 2014 | GANDHI YANRANGGA | 10 October 2014 |  | 10 October 2014 | GANDHI YANRANGGA | - |  | ACTIVE
SAS13481793PA | CR172 | COROMETRIC 172 | IMAGING | GE OPERATIONS INDONESIA, PT | GN00001205 | RSUD BANYUMAS | PURWOKERTO | JAWA TENGAH | BANYUMAS | MAIN UNIT | CUSTOMER | 24 February 2015 | DIAN FEBRIYANA - TSE | 1 January 1900 |  | 24 February 2015 | DIAN FEBRIYANA - TSE | - |  | ACTIVE
SAS1348179PA | CR172 | COROMETRIC 172 | IMAGING | GE OPERATIONS INDONESIA, PT | GN00002986 | RDC PUSAT - RAWAGELAM | PUSAT | DKI JAKARTA | JAKARTA TIMUR | MAIN UNIT | EMP | 18 September 2014 | IBNUL AZIZ - TSE | 1 January 1900 |  | 18 September 2014 | IBNUL AZIZ - TSE | - |  | ACTIVE
SAS13501855PA | CR174 | COROMETRIC 174 | IMAGING | GE OPERATIONS INDONESIA, PT | GN00002642 | RS PENDIDIKAN RIAU | PEKAN BARU | RIAU | PEKANBARU | MAIN UNIT | CUSTOMER | - |  | 28 December 2013 |  | - |  | - |  | ACTIVE
SAS13501856PA | CR174 | COROMETRIC 174 | IMAGING | GE OPERATIONS INDONESIA, PT | GN00003171 | RSUD KOTA MADIUN | KEDIRI | JAWA TIMUR | MADIUN | MAIN UNIT | CUSTOMER | - |  | 8 January 2014 |  | - |  | - |  | ACTIVE
SAS13501857PA | CR174 | COROMETRIC 174 | IMAGING | GE OPERATIONS INDONESIA, PT | GN00002200 | RSUD BHAKTI DHARMA HUSADA | SURABAYA-1 | JAWA TIMUR | SURABAYA | MAIN UNIT | CUSTOMER | - |  | 24 June 2014 |  | - |  | - |  | ACTIVE
SAS13501858PA | CR174 | COROMETRIC 174 | IMAGING | GE OPERATIONS INDONESIA, PT | GN00004589 | RSUP SARDJITO YOGYAKARTA | YOGYAKARTA | YOGYAKARTA | YOGYAKARTA | MAIN UNIT | CUSTOMER | 27 January 2015 | DIAN FEBRIYANA - TSE | 30 December 2013 |  | 27 January 2015 | DIAN FEBRIYANA - TSE | - |  | ACTIVE
SAS13501859PA | CR174 | COROMETRIC 174 | IMAGING | GE OPERATIONS INDONESIA, PT | GN00006018 | RSUD GUNUNGJATI | CIREBON | JAWA BARAT | CIREBON | MAIN UNIT | CUSTOMER | 2 September 2014 | SUKMA WIJAYA - TSE | 23 October 2014 |  | 2 September 2014 | SUKMA WIJAYA - TSE | - |  | ACTIVE
SAS13501860 PA | CR174 | COROMETRIC 174 | IMAGING | GE OPERATIONS INDONESIA, PT | GN00002986 | RDC PUSAT - RAWAGELAM | PUSAT | DKI JAKARTA | JAKARTA TIMUR | MAIN UNIT | EMP | 23 September 2014 | GATOT SURYA ADIPUTRA - TSE | 1 January 1900 |  | 23 September 2014 | GATOT SURYA ADIPUTRA - TSE | - |  | ACTIVE
SAS13501860PA | CR174 | COROMETRIC 174 | IMAGING | GE OPERATIONS INDONESIA, PT | GN00008031 | RSUD PAMEKASAN | SURABAYA-2 | JAWA TIMUR | PAMEKASAN | MAIN UNIT | CUSTOMER | - |  | 29 October 2014 |  | - |  | - |  | ACTIVE
SAS13501861PA | CR174 | COROMETRIC 174 | IMAGING | GE OPERATIONS INDONESIA, PT | GN00000999 | RS Mitra Internasional | JAKARTA-1 | DKI JAKARTA | JAKARTA TIMUR | MAIN UNIT | CUSTOMER | 11 September 2014 |  | 30 December 2013 |  | 11 September 2014 |  | - |  | ACTIVE
SAS14303030PAS | CR172 | COROMETRIC 172 | IMAGING | GE OPERATIONS INDONESIA, PT | GN00001216 | RSUD BANJARNEGARA | PURWOKERTO | JAWA TENGAH | BANJARNEGARA | MAIN UNIT | CUSTOMER | 2 November 2014 | DIAN FEBRIYANA - TSE | 1 January 1900 |  | 2 November 2014 | DIAN FEBRIYANA - TSE | - |  | ACTIVE
SAS14313038DAS | CR172 | COROMETRIC 172 | IMAGING | GE OPERATIONS INDONESIA, PT | GN00000271 | RSU LUBUK SIKAPING | PADANG | SUMATERA BARAT | LUBUK SIKAPING | MAIN UNIT | CUSTOMER | - |  | 12 November 2014 |  | - |  | - |  | ACTIVE
SAS14313038PAS | CR172 | COROMETRIC 172 | IMAGING | GE OPERATIONS INDONESIA, PT | GN00002986 | RDC PUSAT - RAWAGELAM | PUSAT | DKI JAKARTA | JAKARTA TIMUR | MAIN UNIT | EMP | 22 September 2014 | WISPI SIAGARI - TSE | 1 January 1900 |  | 22 September 2014 | WISPI SIAGARI - TSE | - |  | ACTIVE
SAS14313041PAS | CR172 | COROMETRIC 172 | IMAGING | GE OPERATIONS INDONESIA, PT | GN00000278 | RSU PROF DR MA HANAFIAH (BATU SANGKAR) | PADANG | SUMATERA BARAT | BATUSANGKAR | MAIN UNIT | CUSTOMER | - |  | 3 November 2014 |  | - |  | - |  | ACTIVE
SAS14313045PAS | CR172 | COROMETRIC 172 | IMAGING | GE OPERATIONS INDONESIA, PT | GN00000278 | RSU PROF DR MA HANAFIAH (BATU SANGKAR) | PADANG | SUMATERA BARAT | BATUSANGKAR | MAIN UNIT | CUSTOMER | - |  | 4 November 2014 |  | - |  | - |  | ACTIVE
SAS14313046PAS | CR172 | COROMETRIC 172 | IMAGING | GE OPERATIONS INDONESIA, PT | GN00002027 | RSUD TJITROWARDOJO Purworejo | YOGYAKARTA | YOGYAKARTA |  | MAIN UNIT | CUSTOMER | 6 November 2014 | ANDRIAS NUGROHO - TSE | 6 November 2014 |  | 6 November 2014 | ANDRIAS NUGROHO - TSE | - |  | ACTIVE
SAS14313048PAS | CR172 | COROMETRIC 172 | IMAGING | GE OPERATIONS INDONESIA, PT | GN00002027 | RSUD TJITROWARDOJO Purworejo | YOGYAKARTA | YOGYAKARTA |  | MAIN UNIT | CUSTOMER | 6 November 2014 | ANDRIAS NUGROHO - TSE | 6 November 2014 |  | 6 November 2014 | ANDRIAS NUGROHO - TSE | - |  | ACTIVE
SAS14313112PAS | CR172 | COROMETRIC 172 | IMAGING | GE OPERATIONS INDONESIA, PT | GN00002986 | RDC PUSAT - RAWAGELAM | PUSAT | DKI JAKARTA | JAKARTA TIMUR | MAIN UNIT | EMP | - |  | 1 January 1900 |  | - |  | - |  | ACTIVE
SAS14313113PAS | CR172 | COROMETRIC 172 | IMAGING | GE OPERATIONS INDONESIA, PT | GN00000390 | RSU GRAND MEDISTRA | MEDAN | SUMATERA UTARA | DELI SERDANG | MAIN UNIT | CUSTOMER | - |  | 3 November 2016 |  | - |  | - |  | ACTIVE
SAS14343201PAS | CR172 | COROMETRIC 172 | IMAGING | GE OPERATIONS INDONESIA, PT | GN00000390 | RSU GRAND MEDISTRA | MEDAN | SUMATERA UTARA | DELI SERDANG | MAIN UNIT | CUSTOMER | 1 December 2014 | ARBIANSYAH - TSE | 1 December 2014 |  | 1 December 2014 | ARBIANSYAH - TSE | - |  | ACTIVE
SAS14343204PAS | CR172 | COROMETRIC 172 | IMAGING | GE OPERATIONS INDONESIA, PT | GN00003391 | RS SITI KHOTIDJAH | TEGAL | JAWA TENGAH | PEKALONGAN | MAIN UNIT | CUSTOMER | 22 February 2018 | MUNADI - TSE | 22 February 2018 |  | 22 February 2018 | MUNADI - TSE | - |  | ACTIVE
SAS14343207PAS | CR172 | COROMETRIC 172 | IMAGING | GE OPERATIONS INDONESIA, PT | GN00000201 | RSUD ARIFIN ACHMAD - PEKANBARU | PEKAN BARU | RIAU | PEKANBARU | MAIN UNIT | CUSTOMER | - |  | 21 November 2014 |  | - |  | - |  | ACTIVE
SAS14343209PAS | CR172 | COROMETRIC 172 | IMAGING | GE OPERATIONS INDONESIA, PT | GN00000526 | RSUD KOTA SEMARANG | SEMARANG | JAWA TENGAH | SEMARANG | MAIN UNIT | CUSTOMER | - |  | 2 December 2014 |  | - |  | - |  | ACTIVE
SAS14353205PAS | CR172 | COROMETRIC 172 | IMAGING | GE OPERATIONS INDONESIA, PT | GN00000592 | RSU COLUMBIA | MEDAN | SUMATERA UTARA | MEDAN | MAIN UNIT | CUSTOMER | 27 January 2015 | ARBIANSYAH - TSE | 27 January 2015 |  | 27 January 2015 | ARBIANSYAH - TSE | - |  | ACTIVE
SAS14353206PAS | CR172 | COROMETRIC 172 | IMAGING | GE OPERATIONS INDONESIA, PT | GN00011046 | RS FASTABIQ SEHAT | KUDUS | JAWA TENGAH | KUDUS | MAIN UNIT | CUSTOMER | 22 September 2014 | MUNADI - TSE | 11 May 2015 |  | 22 September 2014 | MUNADI - TSE | - |  | ACTIVE
SAS14353218PAS | CR171 | COROMETRIC 171 | IMAGING | GE OPERATIONS INDONESIA, PT | GN00000955 | RSIA LIMIJATI | BANDUNG | JAWA BARAT | BANDUNG | MAIN UNIT | CUSTOMER | 22 September 2014 | SUKMA WIJAYA - TSE | 24 October 2014 |  | 22 September 2014 | SUKMA WIJAYA - TSE | - |  | ACTIVE
SAS14363237PAS | CR174 | COROMETRIC 174 | IMAGING | GE OPERATIONS INDONESIA, PT | GN00006018 | RSUD GUNUNGJATI | CIREBON | JAWA BARAT | CIREBON | MAIN UNIT | CUSTOMER | 22 September 2014 | SUKMA WIJAYA - TSE | 23 October 2014 |  | 22 September 2014 | SUKMA WIJAYA - TSE | - |  | ACTIVE
SAS14363239PAS | CR174 | COROMETRIC 174 | IMAGING | GE OPERATIONS INDONESIA, PT | GN00006018 | RSUD GUNUNGJATI | CIREBON | JAWA BARAT | CIREBON | MAIN UNIT | CUSTOMER | 22 September 2014 | SUKMA WIJAYA - TSE | 23 October 2014 |  | 22 September 2014 | SUKMA WIJAYA - TSE | - |  | ACTIVE
SAS14363241PAS | CR174 | COROMETRIC 174 | IMAGING | GE OPERATIONS INDONESIA, PT | GN00001505 | RSUD BLAMBANGAN | JEMBER | JAWA TIMUR | BANYUWANGI | MAIN UNIT | CUSTOMER | 27 November 2015 | GANDHI YANRANGGA | 27 November 2015 |  | 27 November 2015 | GANDHI YANRANGGA | - |  | ACTIVE
SAS14363242PAS | CR174 | COROMETRIC 174 | IMAGING | GE OPERATIONS INDONESIA, PT | GN00002986 | RDC PUSAT - RAWAGELAM | PUSAT | DKI JAKARTA | JAKARTA TIMUR | MAIN UNIT | EMP | 30 September 2014 | GATOT SURYA ADIPUTRA - TSE | 1 January 1900 |  | 30 September 2014 | GATOT SURYA ADIPUTRA - TSE | - |  | ACTIVE
SAS14363243PAS | CR174 | COROMETRIC 174 | IMAGING | GE OPERATIONS INDONESIA, PT | GN00002986 | RDC PUSAT - RAWAGELAM | PUSAT | DKI JAKARTA | JAKARTA TIMUR | MAIN UNIT | EMP | 30 September 2014 | GATOT SURYA ADIPUTRA - TSE | 1 January 1900 |  | 30 September 2014 | GATOT SURYA ADIPUTRA - TSE | - |  | ACTIVE
SAS14363263PAS | CR171 | COROMETRIC 171 | IMAGING | GE OPERATIONS INDONESIA, PT | GN00007180 | RSUD KAB BUTON UTARA | MAKASSAR | SULAWESI SELATAN | KENDARI | MAIN UNIT | CUSTOMER | 27 November 2014 | HARI UDI RAHARJO - TSE | 27 November 2014 |  | 27 November 2014 | HARI UDI RAHARJO - TSE | - |  | ACTIVE
SAS14393278PAS | CR174 | COROMETRIC 174 | IMAGING | GE OPERATIONS INDONESIA, PT | GN00000965 | RSUD CICALENGKA | BANDUNG | JAWA BARAT | BANDUNG | MAIN UNIT | CUSTOMER | 21 October 2014 | SUKMA WIJAYA - TSE | 5 November 2014 |  | 21 October 2014 | SUKMA WIJAYA - TSE | - |  | ACTIVE
SAS14393279PAS | CR174 | COROMETRIC 174 | IMAGING | GE OPERATIONS INDONESIA, PT | GN00000680 | RSUD INCHE ABDOEL MOEIS | SAMARINDA | KALIMANTAN TIMUR | SAMARINDA | MAIN UNIT | CUSTOMER | - |  | 8 December 2014 |  | - |  | - |  | ACTIVE
SAS14393282PAS | CR174 | COROMETRIC 174 | IMAGING | GE OPERATIONS INDONESIA, PT | GN00002986 | RDC PUSAT - RAWAGELAM | PUSAT | DKI JAKARTA | JAKARTA TIMUR | MAIN UNIT | EMP | 21 October 2014 | LEO LANANG SIGIT - TSE CP | 1 January 1900 |  | 21 October 2014 | LEO LANANG SIGIT - TSE CP | - |  | ACTIVE
SAS14393283PAS | CR174 | COROMETRIC 174 | IMAGING | GE OPERATIONS INDONESIA, PT | GN00006018 | RSUD GUNUNGJATI | CIREBON | JAWA BARAT | CIREBON | MAIN UNIT | CUSTOMER | 8 December 2014 | SUKMA WIJAYA - TSE | 1 January 1900 |  | 8 December 2014 | SUKMA WIJAYA - TSE | - |  | ACTIVE
SAS14393286PAS | CR174 | COROMETRIC 174 | IMAGING | GE OPERATIONS INDONESIA, PT | GN00006018 | RSUD GUNUNGJATI | CIREBON | JAWA BARAT | CIREBON | MAIN UNIT | CUSTOMER | 16 April 2015 | SUKMA WIJAYA - TSE | 1 January 1900 |  | 16 April 2015 | SUKMA WIJAYA - TSE | - |  | ACTIVE
SAS14393287PAS | CR174 | COROMETRIC 174 | IMAGING | GE OPERATIONS INDONESIA, PT | GN00006018 | RSUD GUNUNGJATI | CIREBON | JAWA BARAT | CIREBON | MAIN UNIT | CUSTOMER | 8 December 2014 | SUKMA WIJAYA - TSE | 1 January 1900 |  | 8 December 2014 | SUKMA WIJAYA - TSE | - |  | ACTIVE
SAS14393289PAS | CR174 | COROMETRIC 174 | IMAGING | GE OPERATIONS INDONESIA, PT | GN00006018 | RSUD GUNUNGJATI | CIREBON | JAWA BARAT | CIREBON | MAIN UNIT | CUSTOMER | 8 December 2014 | SUKMA WIJAYA - TSE | 1 January 1900 |  | 8 December 2014 | SUKMA WIJAYA - TSE | - |  | ACTIVE
SAS14413364PAS | CR174 | COROMETRIC 174 | IMAGING | GE OPERATIONS INDONESIA, PT | GN00001505 | RSUD BLAMBANGAN | JEMBER | JAWA TIMUR | BANYUWANGI | MAIN UNIT | CUSTOMER | - |  | 27 November 2015 |  | - |  | - |  | ACTIVE
SAS14413370PAS | CR174 | COROMETRIC 174 | IMAGING | GE OPERATIONS INDONESIA, PT | GN00001505 | RSUD BLAMBANGAN | JEMBER | JAWA TIMUR | BANYUWANGI | MAIN UNIT | CUSTOMER | - |  | 27 November 2015 |  | - |  | - |  | ACTIVE
SAS14413391PAS | CR171 | COROMETRIC 171 | IMAGING | GE OPERATIONS INDONESIA, PT | GN00000955 | RSIA LIMIJATI | BANDUNG | JAWA BARAT | BANDUNG | MAIN UNIT | CUSTOMER | - |  | 16 May 2016 |  | - |  | - |  | ACTIVE
SAS15374788PAS | CR172 | COROMETRIC 172 | IMAGING | GE OPERATIONS INDONESIA, PT | GN00007761 | RS LIRA MEDIKA | BEKASI | JAWA BARAT | KARAWANG | MAIN UNIT | CUSTOMER | 5 May 2017 | FARIDA ADELINA | 1 January 1900 |  | 5 May 2017 | FARIDA ADELINA | - |  | ACTIVE
SAS15394795PAS | CR171 | COROMETRIC 171 | IMAGING | GE OPERATIONS INDONESIA, PT | GN00007761 | RS LIRA MEDIKA | BEKASI | JAWA BARAT | KARAWANG | MAIN UNIT | CUSTOMER | 5 May 2017 | GATOT SURYA ADIPUTRA - TSE | 5 May 2017 |  | 5 May 2017 | GATOT SURYA ADIPUTRA - TSE | - |  | ACTIVE
SAS15414870PAS | CR172 | COROMETRIC 172 | IMAGING | GE OPERATIONS INDONESIA, PT | GN18020010 | RS MITRA KELUARGA GADING SERPONG | TANGERANG | BANTEN | TANGERANG | MAIN UNIT | CUSTOMER | 27 February 2018 | TRIYONO - TSE AREA BARAT | 31 January 2018 |  | 27 February 2018 | TRIYONO - TSE AREA BARAT | - |  | ACTIVE
SB0041LN | SRBAT |  |  |  | GN00000222 | RSUD SELASIH RIAU | PEKAN BARU | RIAU | PANGKALAN KERINCI | MAIN UNIT | CUSTOMER | - |  | 1 January 1900 |  | - |  | - |  | INACTIVE
SB1051C1103 | CPB59 | PARAFFIN SECTION - ROUND BATH |  |  | GN00000009 | RSU DR CIPTO MANGUNKUSUMO | JAKARTA-1 | DKI JAKARTA | JAKARTA PUSAT | MAIN UNIT | CUSTOMER | - |  | 1 January 2011 |  | - |  | - |  | ACTIVE
SB1095C1110 | CPB59 | PARAFFIN SECTION - ROUND BATH |  |  | GN00000009 | RSU DR CIPTO MANGUNKUSUMO | JAKARTA-1 | DKI JAKARTA | JAKARTA PUSAT | MAIN UNIT | CUSTOMER | - |  | 1 January 2011 |  | - |  | - |  | ACTIVE
SB1096D1210 | PMB58 |  |  |  | GN00001936 | POLTEKKES YOGYAKARTA | YOGYAKARTA | YOGYAKARTA | YOGYAKARTA | MAIN UNIT | CUSTOMER | 1 February 1990 | DIAN FEBRIYANA - TSE | 1 January 1900 |  | 1 February 1990 | DIAN FEBRIYANA - TSE | - |  | INACTIVE
SB11000112 | PMB58 |  |  |  | GN00004867 | RS SILOAM ( PT SILOAM INTERNATIONAL HOSPITALS ) PALEMBANG | PALEMBANG | SUMATERA SELATAN | PALEMBANG | MAIN UNIT | CUSTOMER | - |  | 1 January 2012 |  | - |  | - |  | INACTIVE
SB1101C111 | PMB58 |  |  |  | GN00001931 | RS BETHESDA YOGYAKARTA | YOGYAKARTA | YOGYAKARTA | YOGYAKARTA | MAIN UNIT | CUSTOMER | 1 February 1990 | DIAN FEBRIYANA - TSE | 1 January 1900 |  | 1 February 1990 | DIAN FEBRIYANA - TSE | - |  | INACTIVE
SB1103D1210 | F3412 | CIR 4 Place Analogic Round Cast Iron Hot Plate |  |  | GN00000167 | RSUD H. HANAFI - MUARA BUNGO | JAMBI | JAMBI | MUARA BUNGO | MAIN UNIT | CUSTOMER | - |  | 1 January 2010 |  | - |  | - |  | ACTIVE
SB11060112 | PMB58 |  |  |  | GN00004867 | RS SILOAM ( PT SILOAM INTERNATIONAL HOSPITALS ) PALEMBANG | PALEMBANG | SUMATERA SELATAN | PALEMBANG | MAIN UNIT | CUSTOMER | - |  | 1 January 1900 |  | - |  | - |  | INACTIVE
SB1132D1211 | PMB58 |  |  |  | GN00001769 | RS SILOAM ( PT SILOAM INTERNATIONAL HOSPITALS ) MAKASAR | MAKASSAR | SULAWESI BARAT | MAKASSAR | MAIN UNIT | CUSTOMER | 13 March 2015 | HARI UDI RAHARJO - TSE | 1 January 1900 |  | 13 March 2015 | HARI UDI RAHARJO - TSE | - |  | INACTIVE
SB1133D1211 | PMB58 |  |  |  | GN00008512 | RS SILOAM ( PT SILOAM INTERNATIONAL HOSPITALS ) SIMATUPANG | JAKARTA-2 | DKI JAKARTA | JAKARTA SELATAN | MAIN UNIT | CUSTOMER | 3 August 2015 | BUDI SUROSO - TSE | 1 June 2014 |  | 3 August 2015 | BUDI SUROSO - TSE | - |  | INACTIVE
SB1136D1211 | PMB58 |  |  |  | GN00001923 | RS PANTI RAPIH | YOGYAKARTA | YOGYAKARTA | YOGYAKARTA | MAIN UNIT | CUSTOMER | 26 September 2014 | DIAN FEBRIYANA - TSE | 1 January 1900 |  | 26 September 2014 | DIAN FEBRIYANA - TSE | - |  | INACTIVE
SB1138D1211 | F3205 | WB-OD 5 Dig Therm Bath 5L |  |  | GN00001160 | RSUD Arjawinangun | CIREBON | JAWA BARAT | CIREBON | MAIN UNIT | CUSTOMER | - |  | 13 December 2013 |  | - |  | - |  | ACTIVE
SB1169D1212 | PMB58 |  |  |  | GN00002476 | RSUD CARUBAN | KEDIRI | JAWA TIMUR | MADIUN | MAIN UNIT | CUSTOMER | - |  | 1 January 1900 |  | - |  | - |  | INACTIVE
SB1171D1212 | PMB58 |  |  |  | GN00001966 | RS SILOAM ( PT SILOAM INTERNATIONAL HOSPITALS ) CIKARANG | BEKASI | JAWA BARAT | CIKARANG | MAIN UNIT | CUSTOMER | 21 July 2014 | GATOT SURYA ADIPUTRA - TSE | 25 January 2014 |  | 21 July 2014 | GATOT SURYA ADIPUTRA - TSE | - |  | INACTIVE
SB1174D1212 | PMB58 |  |  |  | GN00001967 | RS DEWI SRI | BEKASI | JAWA BARAT | KARAWANG | MAIN UNIT | CUSTOMER | 22 January 2015 | SURYADI | 8 January 2014 |  | 22 January 2015 | SURYADI | - |  | INACTIVE
SB1176D1212 | PMB58 |  |  |  | GN00008486 | FAKULTAS KEDOKTERAN UNSOED | PURWOKERTO | JAWA TENGAH | PURWOKERTO | MAIN UNIT | CUSTOMER | 25 February 2015 | DIAN FEBRIYANA - TSE | 1 January 1900 |  | 25 February 2015 | DIAN FEBRIYANA - TSE | - |  | INACTIVE
SB1368D1401 | CPB59 | PARAFFIN SECTION - ROUND BATH |  |  | GN00000629 | RSUD ULIN | BANJARMASIN | KALIMANTAN SELATAN | BANJARMASIN | MAIN UNIT | CUSTOMER | - |  | 30 September 2014 |  | - |  | - |  | ACTIVE
SB1376D1401 | F0650 | Digital WB-MD 50 |  |  | GN00001070 | RSU CIANJUR | BOGOR | JAWA BARAT | CIANJUR | MAIN UNIT | CUSTOMER | 23 December 2014 | FIRMAN GEA - BU | 23 December 2014 |  | 23 December 2014 | FIRMAN GEA - BU | - |  | ACTIVE
SB1379D1401 | F3205 | WB-OD 5 Dig Therm Bath 5L |  |  | GN00006640 | SANTOSA HOSPITAL KOPO | BANDUNG | JAWA BARAT | BANDUNG | MAIN UNIT | CUSTOMER | 7 January 2015 | SUKMA WIJAYA - TSE | 30 September 2014 |  | 7 January 2015 | SUKMA WIJAYA - TSE | - |  | ACTIVE
SB1391D1402 | F0212 | Copper W'Bath w/ 160mm |  |  | GN00008195 | RS SILOAM ( PT SILOAM INTERNATIONAL HOSPITALS ) KUPANG | KUPANG | NUSA TENGGARA TIMUR | KUPANG | MAIN UNIT | CUSTOMER | 6 January 2015 | I KADEK - TSE | 6 December 2014 |  | 6 January 2015 | I KADEK - TSE | - |  | ACTIVE
SB1480D1411 | F3205 | WB-OD 5 Dig Therm Bath 5L |  |  | GN00000930 | RS DUSTIRA | BANDUNG | JAWA BARAT | CIMAHI | MAIN UNIT | CUSTOMER | 2 May 2016 | TRIYONO - TSE AREA BARAT | 5 January 2015 |  | 2 May 2016 | TRIYONO - TSE AREA BARAT | - |  | ACTIVE
SB1481D1411 | CPB59 | PARAFFIN SECTION - ROUND BATH |  |  | GN00002986 | RDC PUSAT - RAWAGELAM | PUSAT | DKI JAKARTA | JAKARTA TIMUR | MAIN UNIT | EMP | 22 April 2015 | LEO LANANG SIGIT - TSE CP | 1 January 1900 |  | 22 April 2015 | LEO LANANG SIGIT - TSE CP | - |  | ACTIVE
SB1482D1411 | PMB58 |  |  |  | GN00011270 | RS SILOAM YOGYAKARTA | YOGYAKARTA | YOGYAKARTA | YOGYAKARTA | MAIN UNIT | CUSTOMER | - |  | 2 May 2016 |  | - |  | - |  | INACTIVE
SB1483D1411 | PMB58 |  |  |  | GN00011270 | RS SILOAM YOGYAKARTA | YOGYAKARTA | YOGYAKARTA | YOGYAKARTA | MAIN UNIT | CUSTOMER | - |  | 2 May 2016 |  | - |  | - |  | INACTIVE
SB1484D1411 | CPB59 | PARAFFIN SECTION - ROUND BATH |  |  | GN00002986 | RDC PUSAT - RAWAGELAM | PUSAT | DKI JAKARTA | JAKARTA TIMUR | MAIN UNIT | EMP | 22 April 2015 | LEO LANANG SIGIT - TSE CP | 1 January 1900 |  | 22 April 2015 | LEO LANANG SIGIT - TSE CP | - |  | ACTIVE
SB1485D1411 | PMB58 |  |  |  | GN00008020 | SENTRA DIAGNOSTIK PATOLOGI MAKASSAR | MAKASSAR | SULAWESI SELATAN | MAKASSAR | MAIN UNIT | CUSTOMER | 18 May 2015 | HARI UDI RAHARJO - TSE | 18 May 2015 |  | 18 May 2015 | HARI UDI RAHARJO - TSE | - |  | INACTIVE
SB1490D1411 | PMB58 |  |  |  | GN00001783 | RS PKU Muhammadiyah Surakarta | SOLO | JAWA TENGAH | SURAKARTA | MAIN UNIT | CUSTOMER | 3 November 2018 | TEGAR PANDU - TSE | 3 November 2018 |  | 3 November 2018 | TEGAR PANDU - TSE | - |  | INACTIVE
sb1491d1411 | CPB59 | PARAFFIN SECTION - ROUND BATH |  |  | GN00002986 | RDC PUSAT - RAWAGELAM | PUSAT | DKI JAKARTA | JAKARTA TIMUR | MAIN UNIT | EMP | 22 April 2015 | LEO LANANG SIGIT - TSE CP | 1 January 1900 |  | 22 April 2015 | LEO LANANG SIGIT - TSE CP | - |  | ACTIVE
SB1567D1503 | PMB58 |  |  |  | GN00002459 | RSUD PACITAN | KEDIRI | JAWA TIMUR | PACITAN | MAIN UNIT | CUSTOMER | - |  | 25 August 2015 |  | - |  | - |  | INACTIVE
SB1569D1503 | PMB58 |  |  |  | GN00002406 | RUMKIT TK II DR. SOEDJONO | YOGYAKARTA | YOGYAKARTA | MAGELANG | MAIN UNIT | CUSTOMER | - |  | 11 May 2016 |  | - |  | - |  | INACTIVE
SB1574D1503 | F3612 |  |  |  | GN00003411 | RSUD DR. H. RM. SOESELO | TEGAL | JAWA TENGAH | TEGAL | MAIN UNIT | CUSTOMER | 15 August 2018 | TRIYONO - TSE AREA BARAT | 1 September 2015 |  | 15 August 2018 | TRIYONO - TSE AREA BARAT | - |  | INACTIVE
SB1577D1503 | PMB58 |  |  |  | GN00001828 | RSU WALUYO JATI KRAKSAAN | MALANG | JAWA TIMUR | PROBOLINGGO | MAIN UNIT | CUSTOMER | 24 October 2016 | GANDHI YANRANGGA | 1 January 1900 |  | 24 October 2016 | GANDHI YANRANGGA | - |  | INACTIVE
SB1583D1504 | CPB59 | PARAFFIN SECTION - ROUND BATH |  |  | GN00002300 | RS SILOAM ( PT SILOAM INTERNATIONAL HOSPITALS ) GUBENG | SURABAYA-1 | JAWA TIMUR | SURABAYA | MAIN UNIT | CUSTOMER | 7 November 2019 | PHILIP LAKRISNA - TSE | 7 November 2019 |  | 7 November 2019 | PHILIP LAKRISNA - TSE | - |  | ACTIVE
SB1671D1509 | CPB59 | PARAFFIN SECTION - ROUND BATH |  |  | GN00011467 | RS SILOAM ( PT SILOAM INTERNATIONAL HOSPITALS ) KENDARI | MAKASSAR | SULAWESI SELATAN | KENDARI | MAIN UNIT | CUSTOMER | 23 November 2016 | DEA MASJA SADALI - TSE | 22 November 1900 |  | 23 November 2016 | DEA MASJA SADALI - TSE | - |  | ACTIVE
SB1678D1510 | FL215 | Digital Bath WB-MC - 15lt |  |  | GN00000007 | RSUD KOJA | JAKARTA-1 | DKI JAKARTA | JAKARTA UTARA | MAIN UNIT | CUSTOMER | - |  | 23 August 2017 |  | - |  | - |  | ACTIVE
SB1681D510 | SCFSE | CRYOTOME FSE UNIT ONLY | DIAGNOSTIC 2 | SHANDON DIAGNOSTICS Ltd. | GN00011467 | RS SILOAM ( PT SILOAM INTERNATIONAL HOSPITALS ) KENDARI | MAKASSAR | SULAWESI SELATAN | KENDARI | MAIN UNIT | CUSTOMER | 6 July 2018 | MIKKI FAHRIZI - TSE | 6 July 2018 |  | 6 July 2018 | MIKKI FAHRIZI - TSE | - |  | ACTIVE
SB168D1510 | CPB59 | PARAFFIN SECTION - ROUND BATH |  |  | GN00011467 | RS SILOAM ( PT SILOAM INTERNATIONAL HOSPITALS ) KENDARI | MAKASSAR | SULAWESI SELATAN | KENDARI | MAIN UNIT | CUSTOMER | 23 November 2016 | DEA MASJA SADALI - TSE | 22 November 2016 |  | 23 November 2016 | DEA MASJA SADALI - TSE | - |  | ACTIVE
SD1034L1210 | SDH61 | HOTPLATE-SLIDE DRYING 220V |  |  | GN00004867 | RS SILOAM ( PT SILOAM INTERNATIONAL HOSPITALS ) PALEMBANG | PALEMBANG | SUMATERA SELATAN | PALEMBANG | MAIN UNIT | CUSTOMER | - |  | 1 January 2012 |  | - |  | - |  | ACTIVE
SD1035L1210 | SDH61 | HOTPLATE-SLIDE DRYING 220V |  |  | GN00002985 | WORKSHOOP CSM PUSAT | PUSAT | DKI JAKARTA | JAKARTA TIMUR | MAIN UNIT | EMP | 5 August 2015 |  | 1 January 1900 |  | 5 August 2015 |  | - |  | ACTIVE
SD1038L1211 | MH063 |  |  |  | GN00008512 | RS SILOAM ( PT SILOAM INTERNATIONAL HOSPITALS ) SIMATUPANG | JAKARTA-2 | DKI JAKARTA | JAKARTA SELATAN | MAIN UNIT | CUSTOMER | 3 August 2015 | BUDI SUROSO - TSE | 1 June 2014 |  | 3 August 2015 | BUDI SUROSO - TSE | - |  | INACTIVE
SD1039L1211 | SDH61 | HOTPLATE-SLIDE DRYING 220V |  |  | GN00001923 | RS PANTI RAPIH | YOGYAKARTA | YOGYAKARTA | YOGYAKARTA | MAIN UNIT | CUSTOMER | 1 February 1990 | DIAN FEBRIYANA - TSE | 1 January 1900 |  | 1 February 1990 | DIAN FEBRIYANA - TSE | - |  | ACTIVE
SD1040L1211 | SDH61 | HOTPLATE-SLIDE DRYING 220V |  |  | GN00001769 | RS SILOAM ( PT SILOAM INTERNATIONAL HOSPITALS ) MAKASAR | MAKASSAR | SULAWESI BARAT | MAKASSAR | MAIN UNIT | CUSTOMER | 13 March 2015 | HARI UDI RAHARJO - TSE | 1 January 1900 |  | 13 March 2015 | HARI UDI RAHARJO - TSE | - |  | ACTIVE
SD1050L1212 | SDH61 | HOTPLATE-SLIDE DRYING 220V |  |  | GN00000211 | RSU BENGKALIS | PEKAN BARU | RIAU | PEKANBARU | MAIN UNIT | CUSTOMER | 30 March 2015 | AGUS FAUZI | 1 January 1900 |  | 30 March 2015 | AGUS FAUZI | - |  | ACTIVE
SD1172L1311 | MH063 |  |  |  | GN00006640 | SANTOSA HOSPITAL KOPO | BANDUNG | JAWA BARAT | BANDUNG | MAIN UNIT | CUSTOMER | 3 September 2014 | SUKMA WIJAYA - TSE | 30 September 2014 |  | 3 September 2014 | SUKMA WIJAYA - TSE | - |  | INACTIVE
SD1174L1311 | SDH61 | HOTPLATE-SLIDE DRYING 220V |  |  | GN00001160 | RSUD Arjawinangun | CIREBON | JAWA BARAT | CIREBON | MAIN UNIT | CUSTOMER | - |  | 13 December 2013 |  | - |  | - |  | ACTIVE
SD1176L1311 | F3612 |  |  |  | GN00001966 | RS SILOAM ( PT SILOAM INTERNATIONAL HOSPITALS ) CIKARANG | BEKASI | JAWA BARAT | CIKARANG | MAIN UNIT | CUSTOMER | 3 September 2014 | GATOT SURYA ADIPUTRA - TSE | 28 January 2014 |  | 3 September 2014 | GATOT SURYA ADIPUTRA - TSE | - |  | INACTIVE
SD1177L1311 | SDH61 | HOTPLATE-SLIDE DRYING 220V |  |  | GN00001967 | RS DEWI SRI | BEKASI | JAWA BARAT | KARAWANG | MAIN UNIT | CUSTOMER | 22 January 2015 | SURYADI | 8 January 2014 |  | 22 January 2015 | SURYADI | - |  | ACTIVE
SD1178L1311 | F3412 | CIR 4 Place Analogic Round Cast Iron Hot Plate |  |  | GN00000180 | RSU DUMAI | PEKAN BARU | RIAU | DUMAI | MAIN UNIT | CUSTOMER | - |  | 1 January 1900 |  | - |  | - |  | ACTIVE
SD1189L1401 | F3412 | CIR 4 Place Analogic Round Cast Iron Hot Plate |  |  | GN00001070 | RSU CIANJUR | BOGOR | JAWA BARAT | CIANJUR | MAIN UNIT | CUSTOMER | - |  | 23 December 2014 |  | - |  | - |  | ACTIVE
SD1190L1401 | SDH61 | HOTPLATE-SLIDE DRYING 220V |  |  | GN00001931 | RS BETHESDA YOGYAKARTA | YOGYAKARTA | YOGYAKARTA | YOGYAKARTA | MAIN UNIT | CUSTOMER | 20 March 2015 | DIAN FEBRIYANA - TSE | 1 January 1900 |  | 20 March 2015 | DIAN FEBRIYANA - TSE | - |  | ACTIVE
SD1212H1107 | SDH61 | HOTPLATE-SLIDE DRYING 220V |  |  | GN00000533 | RSUD TUGUREJO | SEMARANG | JAWA TENGAH | SEMARANG | MAIN UNIT | CUSTOMER | 14 April 2015 | MUNADI - TSE | 1 January 1900 |  | 14 April 2015 | MUNADI - TSE | - |  | ACTIVE
SD1225H1109 | SDH61 | HOTPLATE-SLIDE DRYING 220V |  |  | GN00001755 | RS ISLAM HARAPAN ANDA | TEGAL | JAWA TENGAH | TEGAL | MAIN UNIT | CUSTOMER | - |  | 1 January 1900 |  | - |  | - |  | ACTIVE
SD1226H1109 | F3612 |  |  |  | GN00001102 | RSUD Cengkareng | JAKARTA-2 | DKI JAKARTA | JAKARTA BARAT | MAIN UNIT | CUSTOMER | 1 February 1990 | PETRUS SIMON | 1 May 2011 |  | 1 February 1990 | PETRUS SIMON | - |  | INACTIVE
SD1233H1111 | F3412 | CIR 4 Place Analogic Round Cast Iron Hot Plate |  |  | GN00000009 | RSU DR CIPTO MANGUNKUSUMO | JAKARTA-1 | DKI JAKARTA | JAKARTA PUSAT | MAIN UNIT | CUSTOMER | - |  | 1 January 2011 |  | - |  | - |  | ACTIVE
SD123441111 | F3612 |  |  |  | GN00001083 | RS KANKER DHARMAIS | JAKARTA-2 | DKI JAKARTA | JAKARTA BARAT | MAIN UNIT | CUSTOMER | 1 February 1990 | PETRUS SIMON | 1 June 2011 |  | 1 February 1990 | PETRUS SIMON | - |  | INACTIVE
SD1235H1110 | SMSS1 | MANUAL STAINING STATION | DIAGNOSTIC 2 | THERMO FISHER SCIEN. HK | GN00000009 | RSU DR CIPTO MANGUNKUSUMO | JAKARTA-1 | DKI JAKARTA | JAKARTA PUSAT | MAIN UNIT | CUSTOMER | 13 August 2014 | SURYADI | 1 January 2011 |  | 13 August 2014 | SURYADI | - |  | ACTIVE
SD1235H1111 | SMSS1 | MANUAL STAINING STATION | DIAGNOSTIC 2 | THERMO FISHER SCIEN. HK | GN00000009 | RSU DR CIPTO MANGUNKUSUMO | JAKARTA-1 | DKI JAKARTA | JAKARTA PUSAT | MAIN UNIT | CUSTOMER | 26 September 2016 |  | 1 January 2011 |  | 26 September 2016 |  | - |  | ACTIVE
SD1235H11111 | F3412 | CIR 4 Place Analogic Round Cast Iron Hot Plate |  |  | GN00000009 | RSU DR CIPTO MANGUNKUSUMO | JAKARTA-1 | DKI JAKARTA | JAKARTA PUSAT | MAIN UNIT | CUSTOMER | - |  | 1 January 2011 |  | - |  | - |  | ACTIVE
SD1236H1111 | F3412 | CIR 4 Place Analogic Round Cast Iron Hot Plate |  |  | GN00000604 | RSUD DR RUBINI MEMPAWAH | PONTIANAK | KALIMANTAN BARAT | PONTIANAK | MAIN UNIT | CUSTOMER | - |  | 1 January 2010 |  | - |  | - |  | ACTIVE
SD1250D1112 | F3412 | CIR 4 Place Analogic Round Cast Iron Hot Plate |  |  | GN00000167 | RSUD H. HANAFI - MUARA BUNGO | JAMBI | JAMBI | MUARA BUNGO | MAIN UNIT | CUSTOMER | - |  | 1 January 1900 |  | - |  | - |  | ACTIVE
SD1251L1411 | F3612 |  |  |  | GN00002986 | RDC PUSAT - RAWAGELAM | PUSAT | DKI JAKARTA | JAKARTA TIMUR | MAIN UNIT | EMP | 5 January 2015 | GATOT SURYA ADIPUTRA - TSE | 1 January 1900 |  | 5 January 2015 | GATOT SURYA ADIPUTRA - TSE | - |  | INACTIVE
SD1259L1411 | SDH61 | HOTPLATE-SLIDE DRYING 220V |  |  | GN00002986 | RDC PUSAT - RAWAGELAM | PUSAT | DKI JAKARTA | JAKARTA TIMUR | MAIN UNIT | EMP | 22 April 2015 | LEO LANANG SIGIT - TSE CP | 1 January 1900 |  | 22 April 2015 | LEO LANANG SIGIT - TSE CP | - |  | ACTIVE
SD1260L1411 | SDH61 | HOTPLATE-SLIDE DRYING 220V |  |  | GN00002406 | RUMKIT TK II DR. SOEDJONO | YOGYAKARTA | YOGYAKARTA | MAGELANG | MAIN UNIT | CUSTOMER | - |  | 11 May 2016 |  | - |  | - |  | ACTIVE
SD1265L1411 | SDH61 | HOTPLATE-SLIDE DRYING 220V |  |  | GN00000930 | RS DUSTIRA | BANDUNG | JAWA BARAT | CIMAHI | MAIN UNIT | CUSTOMER | 5 January 2015 | SUKMA WIJAYA - TSE | 5 January 2015 |  | 5 January 2015 | SUKMA WIJAYA - TSE | - |  | ACTIVE
SD1267L1411 | SDH61 | HOTPLATE-SLIDE DRYING 220V |  |  | GN00011270 | RS SILOAM YOGYAKARTA | YOGYAKARTA | YOGYAKARTA | YOGYAKARTA | MAIN UNIT | CUSTOMER | - |  | 2 May 2016 |  | - |  | - |  | ACTIVE
SD1268H1112 | SDH61 | HOTPLATE-SLIDE DRYING 220V |  |  | GN00001936 | POLTEKKES YOGYAKARTA | YOGYAKARTA | YOGYAKARTA | YOGYAKARTA | MAIN UNIT | CUSTOMER | 6 January 2015 | DIAN FEBRIYANA - TSE | 1 January 1900 |  | 6 January 2015 | DIAN FEBRIYANA - TSE | - |  | ACTIVE
SD1268L1411 | SDH61 | HOTPLATE-SLIDE DRYING 220V |  |  | GN00002986 | RDC PUSAT - RAWAGELAM | PUSAT | DKI JAKARTA | JAKARTA TIMUR | MAIN UNIT | EMP | 22 April 2015 | LEO LANANG SIGIT - TSE CP | 1 January 1900 |  | 22 April 2015 | LEO LANANG SIGIT - TSE CP | - |  | ACTIVE
SD1269L1411 | SDH61 | HOTPLATE-SLIDE DRYING 220V |  |  | GN00001783 | RS PKU Muhammadiyah Surakarta | SOLO | JAWA TENGAH | SURAKARTA | MAIN UNIT | CUSTOMER | 3 November 2018 | TEGAR PANDU - TSE | 3 November 2018 |  | 3 November 2018 | TEGAR PANDU - TSE | - |  | ACTIVE
SD1270L1411 | MH063 |  |  |  | GN00001409 | RSU PROF DR W Z JOHANES | KUPANG | NUSA TENGGARA TIMUR | KUPANG | MAIN UNIT | CUSTOMER | 20 January 2016 | I KADEK - TSE | 20 January 2016 |  | 20 January 2016 | I KADEK - TSE | - |  | INACTIVE
SD1299L1503 | SDH61 | HOTPLATE-SLIDE DRYING 220V |  |  | GN00001828 | RSU WALUYO JATI KRAKSAAN | MALANG | JAWA TIMUR | PROBOLINGGO | MAIN UNIT | CUSTOMER | 9 December 2016 | NGATARI | 1 January 1900 |  | 9 December 2016 | NGATARI | - |  | ACTIVE
SD1306L1503 | SDH61 | HOTPLATE-SLIDE DRYING 220V |  |  | GN00004879 | RS PTN UNAND - UNIVERSITAS ANDALAS | PADANG | SUMATERA BARAT | PADANG | MAIN UNIT | CUSTOMER | 17 August 2016 | GATOT SURYA ADIPUTRA - TSE | 15 August 2016 |  | 17 August 2016 | GATOT SURYA ADIPUTRA - TSE | - |  | ACTIVE
SD1318L1503 | SDH61 | HOTPLATE-SLIDE DRYING 220V |  |  | GN00002300 | RS SILOAM ( PT SILOAM INTERNATIONAL HOSPITALS ) GUBENG | SURABAYA-1 | JAWA TIMUR | SURABAYA | MAIN UNIT | CUSTOMER | 8 November 2019 | PHILIP LAKRISNA - TSE | 8 November 2019 |  | 8 November 2019 | PHILIP LAKRISNA - TSE | - |  | ACTIVE
SD1322L1504 | SDH61 | HOTPLATE-SLIDE DRYING 220V |  |  | GN00011467 | RS SILOAM ( PT SILOAM INTERNATIONAL HOSPITALS ) KENDARI | MAKASSAR | SULAWESI SELATAN | KENDARI | MAIN UNIT | CUSTOMER | 22 November 2016 | DEA MASJA SADALI - TSE | 22 November 2016 |  | 22 November 2016 | DEA MASJA SADALI - TSE | - |  | ACTIVE
SD1323L1504 | F3412 | CIR 4 Place Analogic Round Cast Iron Hot Plate |  |  | GN00000007 | RSUD KOJA | JAKARTA-1 | DKI JAKARTA | JAKARTA UTARA | MAIN UNIT | CUSTOMER | - |  | 23 August 2017 |  | - |  | - |  | ACTIVE
SDF16215079PA | MAC01 | GE MAC I | IMAGING | GE OPERATIONS INDONESIA, PT | GN00011758 | RUMKIT KARTIKA HUSADA (RUMKIT TK.III PONTIANAK) | PONTIANAK | KALIMANTAN BARAT | PONTIANAK | MAIN UNIT | CUSTOMER | 15 December 2016 | LEONARDUS ADI | 15 December 2016 |  | 15 December 2016 | LEONARDUS ADI | - |  | ACTIVE
SDJ09012888PA | CR259 | COROMETRIC 259 | IMAGING | GE OPERATIONS INDONESIA, PT | GN00003001 | PT. ENSEVAL MEDIKA PRIMA - HO | PUSAT | DKI JAKARTA | JAKARTA TIMUR | MAIN UNIT | EMP | 28 October 2016 | ARIEF SETIAWAN - TSE CP | 1 January 2015 |  | 28 October 2016 | ARIEF SETIAWAN - TSE CP | - |  | ACTIVE
SDJ09333727PA | CR259 | COROMETRIC 259 | IMAGING | GE OPERATIONS INDONESIA, PT | GN00002491 | RSUD KOTA YOGYAKARTA | YOGYAKARTA | YOGYAKARTA | YOGYAKARTA | MAIN UNIT | CUSTOMER | 1 February 1990 | DIAN FEBRIYANA - TSE | 1 January 1900 |  | 1 February 1990 | DIAN FEBRIYANA - TSE | - |  | ACTIVE
SDJ10205400PA | CR259 | COROMETRIC 259 | IMAGING | GE OPERATIONS INDONESIA, PT | GN00001907 | RSUD KRT SETJONEGORO WONOSOBO | YOGYAKARTA | YOGYAKARTA | YOGYAKARTA | MAIN UNIT | CUSTOMER | 4 March 2015 | DIAN FEBRIYANA - TSE | 1 January 1900 |  | 4 March 2015 | DIAN FEBRIYANA - TSE | - |  | ACTIVE
SDJ10205407PA | CR259 | COROMETRIC 259 | IMAGING | GE OPERATIONS INDONESIA, PT | GN00004589 | RSUP SARDJITO YOGYAKARTA | YOGYAKARTA | YOGYAKARTA | YOGYAKARTA | MAIN UNIT | CUSTOMER | 28 January 2015 | DIAN FEBRIYANA - TSE | 1 January 1900 |  | 28 January 2015 | DIAN FEBRIYANA - TSE | - |  | ACTIVE
SDJ10205411PA | CR259 | COROMETRIC 259 | IMAGING | GE OPERATIONS INDONESIA, PT | GN00002314 | DINAS KESEHATAN KOTA SURABAYA | SURABAYA-1 | JAWA TIMUR | SURABAYA | MAIN UNIT | CUSTOMER | 15 November 2016 |  | 1 January 1900 |  | 15 November 2016 |  | - |  | ACTIVE
SDJ10330370PA | CR259 | COROMETRIC 259 | IMAGING | GE OPERATIONS INDONESIA, PT | GN00000256 | RS PT SEMEN PADANG | PADANG | SUMATERA BARAT | PADANG | MAIN UNIT | CUSTOMER | 26 December 2014 | TRIYONO - TSE AREA BARAT | 1 January 2013 |  | 26 December 2014 | TRIYONO - TSE AREA BARAT | - |  | ACTIVE
SDJ10336364PA | CR259 | COROMETRIC 259 | IMAGING | GE OPERATIONS INDONESIA, PT | GN00000005 | RSUD KARAWANG | BEKASI | JAWA BARAT | BEKASI | MAIN UNIT | CUSTOMER | 1 February 1990 | MOHAMAD SUKARJO - TSE CP | 12 December 2010 |  | 1 February 1990 | MOHAMAD SUKARJO - TSE CP | - |  | ACTIVE
SDJ10336373PA | CR259 | COROMETRIC 259 | IMAGING | GE OPERATIONS INDONESIA, PT | GN00001823 | RSUD Dr. SAIFUL ANWAR PROV JAWA TIMUR | MALANG | JAWA TIMUR | MALANG | MAIN UNIT | CUSTOMER | 1 February 1990 | ZENZEN | 11 October 2012 |  | 1 February 1990 | ZENZEN | - |  | ACTIVE
SDJ10336377PA | CR259 | COROMETRIC 259 | IMAGING | GE OPERATIONS INDONESIA, PT | GN00002183 | RSUD DR M SOEWANDHIE SURABAYA | SURABAYA-1 | JAWA TIMUR | SURABAYA | MAIN UNIT | CUSTOMER | 10 April 2015 |  | 1 January 1900 |  | 10 April 2015 |  | - |  | ACTIVE
SDJ12184523PA | CR259 | COROMETRIC 259 | IMAGING | GE OPERATIONS INDONESIA, PT | GN00002183 | RSUD DR M SOEWANDHIE SURABAYA | SURABAYA-1 | JAWA TIMUR | SURABAYA | MAIN UNIT | CUSTOMER | 10 April 2015 |  | 1 January 1900 |  | 10 April 2015 |  | - |  | ACTIVE
SDJ12214678PA | CR259 | COROMETRIC 259 | IMAGING | GE OPERATIONS INDONESIA, PT | GN00002200 | RSUD BHAKTI DHARMA HUSADA | SURABAYA-1 | JAWA TIMUR | SURABAYA | MAIN UNIT | CUSTOMER | 16 September 2014 | ANDRIAS NUGROHO - TSE | 1 January 1900 |  | 16 September 2014 | ANDRIAS NUGROHO - TSE | - |  | ACTIVE
SDJ12214719PA | CR256 |  |  |  | GN00002168 | BETHSAIDA HOSPITAL | TANGERANG | BANTEN | TANGERANG | MAIN UNIT | CUSTOMER | 4 August 2016 |  | 1 January 2013 |  | 4 August 2016 |  | - |  | INACTIVE
SDJ12346154PA | CR259 | COROMETRIC 259 | IMAGING | GE OPERATIONS INDONESIA, PT | GN00007930 | RS PERTA MEDIKA SENTUL | BOGOR | JAWA BARAT | BOGOR | MAIN UNIT | CUSTOMER | - |  | 1 September 2014 |  | - |  | - |  | ACTIVE
SDJ12396606PA | CR259 | COROMETRIC 259 | IMAGING | GE OPERATIONS INDONESIA, PT | GN00002193 | RS INTERNATIONAL PREMIER BINTARO | TANGERANG | BANTEN | TANGERANG | MAIN UNIT | CUSTOMER | 29 December 2014 |  | 1 January 1900 |  | 29 December 2014 |  | - |  | ACTIVE
SDJ12396608PA | CR259 | COROMETRIC 259 | IMAGING | GE OPERATIONS INDONESIA, PT | GN00001823 | RSUD Dr. SAIFUL ANWAR PROV JAWA TIMUR | MALANG | JAWA TIMUR | MALANG | MAIN UNIT | CUSTOMER | 10 April 2015 |  | 1 January 1900 |  | 10 April 2015 |  | - |  | ACTIVE
SDJ12396616PA | CR259 | COROMETRIC 259 | IMAGING | GE OPERATIONS INDONESIA, PT | GN00000228 | RSUD DR ADNAAN WD | PADANG | SUMATERA BARAT | PAYAKUMBUH | MAIN UNIT | CUSTOMER | - |  | 17 December 2013 |  | - |  | - |  | ACTIVE
SDJ12517625PA | CR259 | COROMETRIC 259 | IMAGING | GE OPERATIONS INDONESIA, PT | GN00002314 | DINAS KESEHATAN KOTA SURABAYA | SURABAYA-1 | JAWA TIMUR | SURABAYA | MAIN UNIT | CUSTOMER | 15 November 2016 |  | 1 January 1900 |  | 15 November 2016 |  | - |  | ACTIVE
SDJ13299773SA | CR259 | COROMETRIC 259 | IMAGING | GE OPERATIONS INDONESIA, PT | GN00000007 | RSUD KOJA | JAKARTA-1 | DKI JAKARTA | JAKARTA UTARA | MAIN UNIT | CUSTOMER | - |  | 3 December 2014 |  | - |  | - |  | ACTIVE
SDJ13400394SA | CR259 | COROMETRIC 259 | IMAGING | GE OPERATIONS INDONESIA, PT | GN00002915 | RS KEJAKSAAN | JAKARTA-2 | DKI JAKARTA | JAKARTA TIMUR | MAIN UNIT | CUSTOMER | - |  | 12 December 2013 |  | - |  | - |  | ACTIVE
SDJ13400398SA | CR259 | COROMETRIC 259 | IMAGING | GE OPERATIONS INDONESIA, PT | GN00002915 | RS KEJAKSAAN | JAKARTA-2 | DKI JAKARTA | JAKARTA TIMUR | MAIN UNIT | CUSTOMER | - |  | 12 December 2013 |  | - |  | - |  | ACTIVE
SDJ13410543SA | CR259 | COROMETRIC 259 | IMAGING | GE OPERATIONS INDONESIA, PT | GN00000237 | RSUD SAWAH LUNTO | PADANG | SUMATERA BARAT | SAWAHLUNTO | MAIN UNIT | CUSTOMER | - |  | 30 June 2014 |  | - |  | - |  | ACTIVE
SDJ13410544SA | CR259 | COROMETRIC 259 | IMAGING | GE OPERATIONS INDONESIA, PT | GN00000237 | RSUD SAWAH LUNTO | PADANG | SUMATERA BARAT | SAWAHLUNTO | MAIN UNIT | CUSTOMER | - |  | 30 June 2014 |  | - |  | - |  | ACTIVE
SDJ13410552SA | CR259 | COROMETRIC 259 | IMAGING | GE OPERATIONS INDONESIA, PT | GN00001907 | RSUD KRT SETJONEGORO WONOSOBO | YOGYAKARTA | YOGYAKARTA | YOGYAKARTA | MAIN UNIT | CUSTOMER | 10 December 2014 | DIAN FEBRIYANA - TSE | 10 December 2014 |  | 10 December 2014 | DIAN FEBRIYANA - TSE | - |  | ACTIVE
SDJ13410553SA | CR259 | COROMETRIC 259 | IMAGING | GE OPERATIONS INDONESIA, PT | GN00001906 | RSUD KAB SLEMAN | YOGYAKARTA | YOGYAKARTA | YOGYAKARTA | MAIN UNIT | CUSTOMER | 15 December 2014 | DIAN FEBRIYANA - TSE | 15 December 2014 |  | 15 December 2014 | DIAN FEBRIYANA - TSE | - |  | ACTIVE
SDJ13546873PAS | CR259 | COROMETRIC 259 | IMAGING | GE OPERATIONS INDONESIA, PT | GN00002769 | RS PREMIER | SURABAYA-2 | JAWA TIMUR | SURABAYA | MAIN UNIT | CUSTOMER | 24 August 2016 | GANDHI YANRANGGA | 24 August 2016 |  | 24 August 2016 | GANDHI YANRANGGA | - |  | ACTIVE
SDJ14363585PAS | CR259 | COROMETRIC 259 | IMAGING | GE OPERATIONS INDONESIA, PT | GN00002465 | RSUD DOLOPO MADIUN | KEDIRI | JAWA TIMUR | MADIUN | MAIN UNIT | CUSTOMER | 14 September 2015 | GANDHI YANRANGGA | 14 September 2015 |  | 14 September 2015 | GANDHI YANRANGGA | - |  | ACTIVE
SDJ14393749PAS | CR259 | COROMETRIC 259 | IMAGING | GE OPERATIONS INDONESIA, PT | GN00002465 | RSUD DOLOPO MADIUN | KEDIRI | JAWA TIMUR | MADIUN | MAIN UNIT | CUSTOMER | - |  | 14 September 2015 |  | - |  | - |  | ACTIVE
SDJ14393750PAS | CR259 | COROMETRIC 259 | IMAGING | GE OPERATIONS INDONESIA, PT | GN00000011 | RSUD BUDHI ASIH | JAKARTA-1 | DKI JAKARTA | JAKARTA TIMUR | MAIN UNIT | CUSTOMER | - |  | 14 July 2017 |  | - |  | - |  | ACTIVE
SDJ14393754PAS | CR259 | COROMETRIC 259 | IMAGING | GE OPERATIONS INDONESIA, PT | GN00000011 | RSUD BUDHI ASIH | JAKARTA-1 | DKI JAKARTA | JAKARTA TIMUR | MAIN UNIT | CUSTOMER | - |  | 14 July 2017 |  | - |  | - |  | ACTIVE
SDJ14393755PAS | CR259 | COROMETRIC 259 | IMAGING | GE OPERATIONS INDONESIA, PT | GN00001513 | RSUD GENTENG | JEMBER | JAWA TIMUR | BANYUWANGI | MAIN UNIT | CUSTOMER | - |  | 26 November 2015 |  | - |  | - |  | ACTIVE
SDJ14393762PAS | CR259 | COROMETRIC 259 | IMAGING | GE OPERATIONS INDONESIA, PT | GN00001823 | RSUD Dr. SAIFUL ANWAR PROV JAWA TIMUR | MALANG | JAWA TIMUR | MALANG | MAIN UNIT | CUSTOMER | - |  | 7 December 2015 |  | - |  | - |  | ACTIVE
SDJ15236444PAS | CR259 | COROMETRIC 259 | IMAGING | GE OPERATIONS INDONESIA, PT | GN00000007 | RSUD KOJA | JAKARTA-1 | DKI JAKARTA | JAKARTA UTARA | MAIN UNIT | CUSTOMER | 13 December 2015 | ARDI HERMAWAN - TSE CP | 11 December 2015 |  | 13 December 2015 | ARDI HERMAWAN - TSE CP | - |  | ACTIVE
SDJ15326828PAS | CR259 | COROMETRIC 259 | IMAGING | GE OPERATIONS INDONESIA, PT | GN00000007 | RSUD KOJA | JAKARTA-1 | DKI JAKARTA | JAKARTA UTARA | MAIN UNIT | CUSTOMER | 13 December 2015 | ARDI HERMAWAN - TSE CP | 11 December 2015 |  | 13 December 2015 | ARDI HERMAWAN - TSE CP | - |  | ACTIVE
SDJ15346877PAS | CR259 | COROMETRIC 259 | IMAGING | GE OPERATIONS INDONESIA, PT | GN00002183 | RSUD DR M SOEWANDHIE SURABAYA | SURABAYA-1 | JAWA TIMUR | SURABAYA | MAIN UNIT | CUSTOMER | 27 October 2016 | GANDHI YANRANGGA | 26 October 2016 |  | 27 October 2016 | GANDHI YANRANGGA | - |  | ACTIVE
SDJ15346891PAS | CR259 | COROMETRIC 259 | IMAGING | GE OPERATIONS INDONESIA, PT | GN00002183 | RSUD DR M SOEWANDHIE SURABAYA | SURABAYA-1 | JAWA TIMUR | SURABAYA | MAIN UNIT | CUSTOMER | 27 October 2016 | GANDHI YANRANGGA | 26 October 2016 |  | 27 October 2016 | GANDHI YANRANGGA | - |  | ACTIVE
SDJ15346895PAS | CR259 | COROMETRIC 259 | IMAGING | GE OPERATIONS INDONESIA, PT | GN00001413 | RSU DR TC HILLERS MAUMERE | KUPANG | NUSA TENGGARA TIMUR | MAUMERE | MAIN UNIT | CUSTOMER | - |  | 11 November 2016 |  | - |  | - |  | ACTIVE
SDJ15407188PAS | CR259 | COROMETRIC 259 | IMAGING | GE OPERATIONS INDONESIA, PT | GN00000138 | RSUD DR SOBIRIN | BENGKULU | BENGKULU | BENGKULU | MAIN UNIT | CUSTOMER | 15 December 2016 | GATOT SURYA ADIPUTRA - TSE | 15 December 2016 |  | 15 December 2016 | GATOT SURYA ADIPUTRA - TSE | - |  | ACTIVE
SDJ16340436PAS | CR259 | COROMETRIC 259 | IMAGING | GE OPERATIONS INDONESIA, PT | GN00001102 | RSUD Cengkareng | JAKARTA-2 | DKI JAKARTA | JAKARTA BARAT | MAIN UNIT | CUSTOMER | 23 June 2017 | AGUS FAUZI | 23 June 2017 |  | 23 June 2017 | AGUS FAUZI | - |  | ACTIVE
SDJ16350074PAS | CR259 | COROMETRIC 259 | IMAGING | GE OPERATIONS INDONESIA, PT | GN00006972 | RSUD KOTA BARI PALEMBANG | PALEMBANG | SUMATERA SELATAN | PALEMBANG | MAIN UNIT | CUSTOMER | 20 December 2016 | SATRIA KUSUMA - TSE | 22 December 2016 |  | 20 December 2016 | SATRIA KUSUMA - TSE | - |  | ACTIVE
SDJ16350077PAS | CR259 | COROMETRIC 259 | IMAGING | GE OPERATIONS INDONESIA, PT | GN00006972 | RSUD KOTA BARI PALEMBANG | PALEMBANG | SUMATERA SELATAN | PALEMBANG | MAIN UNIT | CUSTOMER | 20 December 2016 | SATRIA KUSUMA - TSE | 22 December 2016 |  | 20 December 2016 | SATRIA KUSUMA - TSE | - |  | ACTIVE
SDJ16350090PAS | CR259 | COROMETRIC 259 | IMAGING | GE OPERATIONS INDONESIA, PT | GN00000073 | RSUD MENGGALA TULANG BAWANG | BANDAR LAMPUNG | LAMPUNG | BANDAR LAMPUNG | MAIN UNIT | CUSTOMER | 28 December 2016 | BUDI SUROSO - TSE | 27 December 2016 |  | 28 December 2016 | BUDI SUROSO - TSE | - |  | ACTIVE
SDJ17020015PAS | CR259 | COROMETRIC 259 | IMAGING | GE OPERATIONS INDONESIA, PT | GN00000005 | RSUD KARAWANG | BEKASI | JAWA BARAT | BEKASI | MAIN UNIT | CUSTOMER | 13 July 2017 | GATOT SURYA ADIPUTRA - TSE | 13 July 2017 |  | 13 July 2017 | GATOT SURYA ADIPUTRA - TSE | - |  | ACTIVE
SDJ17020032PAS | CR259 | COROMETRIC 259 | IMAGING | GE OPERATIONS INDONESIA, PT | GN00001102 | RSUD Cengkareng | JAKARTA-2 | DKI JAKARTA | JAKARTA BARAT | MAIN UNIT | CUSTOMER | 23 June 2017 | AGUS FAUZI | 23 June 2017 |  | 23 June 2017 | AGUS FAUZI | - |  | ACTIVE
SDJ17030122PAS | CR259 | COROMETRIC 259 | IMAGING | GE OPERATIONS INDONESIA, PT | GN00002986 | RDC PUSAT - RAWAGELAM | PUSAT | DKI JAKARTA | JAKARTA TIMUR | MAIN UNIT | EMP | 31 March 2017 | ARIEF SETIAWAN - TSE CP | 31 March 2017 |  | 31 March 2017 | ARIEF SETIAWAN - TSE CP | - |  | ACTIVE
SDJ17030127PAS | CR259 | COROMETRIC 259 | IMAGING | GE OPERATIONS INDONESIA, PT | GN00002986 | RDC PUSAT - RAWAGELAM | PUSAT | DKI JAKARTA | JAKARTA TIMUR | MAIN UNIT | EMP | 31 March 2017 | ARIEF SETIAWAN - TSE CP | 31 March 2017 |  | 31 March 2017 | ARIEF SETIAWAN - TSE CP | - |  | ACTIVE
SDJ17060017PAS | CR259 | COROMETRIC 259 | IMAGING | GE OPERATIONS INDONESIA, PT | GN00002986 | RDC PUSAT - RAWAGELAM | PUSAT | DKI JAKARTA | JAKARTA TIMUR | MAIN UNIT | EMP | 5 July 2017 | ARIEF SETIAWAN - TSE CP | 4 July 2017 |  | 5 July 2017 | ARIEF SETIAWAN - TSE CP | - |  | ACTIVE
SDJ17080036PAS | CR259 | COROMETRIC 259 | IMAGING | GE OPERATIONS INDONESIA, PT | GN00002986 | RDC PUSAT - RAWAGELAM | PUSAT | DKI JAKARTA | JAKARTA TIMUR | MAIN UNIT | EMP | 5 July 2017 | ARIEF SETIAWAN - TSE CP | 4 July 2017 |  | 5 July 2017 | ARIEF SETIAWAN - TSE CP | - |  | ACTIVE
SDJ17080210PAS | CR259 | COROMETRIC 259 | IMAGING | GE OPERATIONS INDONESIA, PT | GN00002986 | RDC PUSAT - RAWAGELAM | PUSAT | DKI JAKARTA | JAKARTA TIMUR | MAIN UNIT | EMP | 5 July 2017 | ARIEF SETIAWAN - TSE CP | 4 July 2017 |  | 5 July 2017 | ARIEF SETIAWAN - TSE CP | - |  | ACTIVE
SDJ1708210PAS | CR259 | COROMETRIC 259 | IMAGING | GE OPERATIONS INDONESIA, PT | GN17050029 | RS BALI MANDARA | DENPASAR | BALI | DENPASAR | MAIN UNIT | CUSTOMER | - |  | 27 September 2017 |  | - |  | - |  | ACTIVE
SDJ17100085PAS | CR259 | COROMETRIC 259 | IMAGING | GE OPERATIONS INDONESIA, PT | GN00002996 | RSUD KOTA DEPOK | PEJATEN | JAWA BARAT | DEPOK | MAIN UNIT | CUSTOMER | 23 November 2017 | IBNUL AZIZ - TSE | 23 November 2017 |  | 23 November 2017 | IBNUL AZIZ - TSE | - |  | ACTIVE
SDJ17350161PAS | CR259 | COROMETRIC 259 | IMAGING | GE OPERATIONS INDONESIA, PT | GN00002996 | RSUD KOTA DEPOK | PEJATEN | JAWA BARAT | DEPOK | MAIN UNIT | CUSTOMER | 23 November 2017 | IBNUL AZIZ - TSE | 23 November 2017 |  | 23 November 2017 | IBNUL AZIZ - TSE | - |  | ACTIVE
SDR10336475PA | CR256 |  |  |  | GN00001334 | RSUD Sanjiwani Gianyar | DENPASAR | BALI |  | MAIN UNIT | CUSTOMER | 1 December 2014 | I KADEK - TSE | 15 December 2012 |  | 1 December 2014 | I KADEK - TSE | - |  | INACTIVE
SDR11321279PA | CR256 |  |  |  | GN00000237 | RSUD SAWAH LUNTO | PADANG | SUMATERA BARAT | SAWAHLUNTO | MAIN UNIT | CUSTOMER | 24 March 2014 |  | 8 December 2011 |  | 24 March 2014 |  | - |  | INACTIVE
SDS09333730PA | CR259 | COROMETRIC 259 | IMAGING | GE OPERATIONS INDONESIA, PT | GN00000945 | RS ST BORROMEUS | BANDUNG | JAWA BARAT | BANDUNG | MAIN UNIT | CUSTOMER | 1 February 1990 | SUKMA WIJAYA - TSE | 12 February 2012 |  | 1 February 1990 | SUKMA WIJAYA - TSE | - |  | ACTIVE
SF16190008PA | MAC06 | GE ECG MAC 600 | IMAGING | GE OPERATIONS INDONESIA, PT | GN00002986 | RDC PUSAT - RAWAGELAM | PUSAT | DKI JAKARTA | JAKARTA TIMUR | MAIN UNIT | EMP | 21 July 2016 | ARIEF SETIAWAN - TSE CP | 10 June 2016 |  | 21 July 2016 | ARIEF SETIAWAN - TSE CP | - |  | ACTIVE
SF16190015PA | MAC06 | GE ECG MAC 600 | IMAGING | GE OPERATIONS INDONESIA, PT | GN00002986 | RDC PUSAT - RAWAGELAM | PUSAT | DKI JAKARTA | JAKARTA TIMUR | MAIN UNIT | EMP | 21 July 2016 | ARIEF SETIAWAN - TSE CP | 10 June 2016 |  | 21 July 2016 | ARIEF SETIAWAN - TSE CP | - |  | ACTIVE
SF16190019PA | MAC06 | GE ECG MAC 600 | IMAGING | GE OPERATIONS INDONESIA, PT | GN00002986 | RDC PUSAT - RAWAGELAM | PUSAT | DKI JAKARTA | JAKARTA TIMUR | MAIN UNIT | EMP | 21 July 2016 | ARIEF SETIAWAN - TSE CP | 10 June 2016 |  | 21 July 2016 | ARIEF SETIAWAN - TSE CP | - |  | ACTIVE
SF16190020PA | MAC06 | GE ECG MAC 600 | IMAGING | GE OPERATIONS INDONESIA, PT | GN00002986 | RDC PUSAT - RAWAGELAM | PUSAT | DKI JAKARTA | JAKARTA TIMUR | MAIN UNIT | EMP | 21 July 2016 | ARIEF SETIAWAN - TSE CP | 10 June 2016 |  | 21 July 2016 | ARIEF SETIAWAN - TSE CP | - |  | ACTIVE
SF16190021PA | MAC06 | GE ECG MAC 600 | IMAGING | GE OPERATIONS INDONESIA, PT | GN00002986 | RDC PUSAT - RAWAGELAM | PUSAT | DKI JAKARTA | JAKARTA TIMUR | MAIN UNIT | EMP | 21 July 2016 | ARIEF SETIAWAN - TSE CP | 10 June 2016 |  | 21 July 2016 | ARIEF SETIAWAN - TSE CP | - |  | ACTIVE
SF16190024PA | MAC06 | GE ECG MAC 600 | IMAGING | GE OPERATIONS INDONESIA, PT | GN17070040 | BEND. UMUM RSUD TRIKORA SALAKAN KAB. BANGGAI KEPULAUAN | PALU | SULAWESI TENGAH | BANGGAI KEPULAUAN | MAIN UNIT | CUSTOMER | 20 July 2017 | ANTONIUS SAGITA - KALIBRASI | 24 July 2017 |  | 20 July 2017 | ANTONIUS SAGITA - KALIBRASI | - |  | ACTIVE
SF16190025PA | MAC06 | GE ECG MAC 600 | IMAGING | GE OPERATIONS INDONESIA, PT | GN00002986 | RDC PUSAT - RAWAGELAM | PUSAT | DKI JAKARTA | JAKARTA TIMUR | MAIN UNIT | EMP | 21 July 2016 | ARIEF SETIAWAN - TSE CP | 10 June 2016 |  | 21 July 2016 | ARIEF SETIAWAN - TSE CP | - |  | ACTIVE
SF16190028PA | MAC06 | GE ECG MAC 600 | IMAGING | GE OPERATIONS INDONESIA, PT | GN00002986 | RDC PUSAT - RAWAGELAM | PUSAT | DKI JAKARTA | JAKARTA TIMUR | MAIN UNIT | EMP | 21 July 2016 | ARIEF SETIAWAN - TSE CP | 10 June 2016 |  | 21 July 2016 | ARIEF SETIAWAN - TSE CP | - |  | ACTIVE
SF21070758EP | SF325 | HM325 PACKAGE | DIAGNOSTIC 2 | THERMO FISHER - GER | GN00002986 | RDC PUSAT - RAWAGELAM | PUSAT | DKI JAKARTA | JAKARTA TIMUR | MAIN UNIT | EMP | - |  | - |  | 6 September 2021 | LEO LANANG SIGIT - TSE CP | - |  | ACTIVE
SF714452426PA | MAC06 | GE ECG MAC 600 | IMAGING | GE OPERATIONS INDONESIA, PT | GN00003001 | PT. ENSEVAL MEDIKA PRIMA - HO | PUSAT | DKI JAKARTA | JAKARTA TIMUR | MAIN UNIT | EMP | 28 October 2016 | ARIEF SETIAWAN - TSE CP | 2 May 2016 |  | 28 October 2016 | ARIEF SETIAWAN - TSE CP | - |  | ACTIVE
SF715360001PA | MAC06 | GE ECG MAC 600 | IMAGING | GE OPERATIONS INDONESIA, PT | GN00002986 | RDC PUSAT - RAWAGELAM | PUSAT | DKI JAKARTA | JAKARTA TIMUR | MAIN UNIT | EMP | 30 August 2016 | ANTONIUS SAGITA - KALIBRASI | 2 May 2016 |  | 30 August 2016 | ANTONIUS SAGITA - KALIBRASI | - |  | ACTIVE
SF716140024PA | MAC06 | GE ECG MAC 600 | IMAGING | GE OPERATIONS INDONESIA, PT | GN00001413 | RSU DR TC HILLERS MAUMERE | KUPANG | NUSA TENGGARA TIMUR | MAUMERE | MAIN UNIT | CUSTOMER | 22 July 2016 | SAHID DERMAWAN - SPV TSE BARAT | 10 June 2016 |  | 22 July 2016 | SAHID DERMAWAN - SPV TSE BARAT | - |  | ACTIVE
SF716180105PA | MAC06 | GE ECG MAC 600 | IMAGING | GE OPERATIONS INDONESIA, PT | GN00002986 | RDC PUSAT - RAWAGELAM | PUSAT | DKI JAKARTA | JAKARTA TIMUR | MAIN UNIT | EMP | 22 July 2016 | ARIEF SETIAWAN - TSE CP | 10 June 2016 |  | 22 July 2016 | ARIEF SETIAWAN - TSE CP | - |  | ACTIVE
SF716180120PA | MAC06 | GE ECG MAC 600 | IMAGING | GE OPERATIONS INDONESIA, PT | GN00001413 | RSU DR TC HILLERS MAUMERE | KUPANG | NUSA TENGGARA TIMUR | MAUMERE | MAIN UNIT | CUSTOMER | 19 July 2017 | SAHID DERMAWAN - SPV TSE BARAT | 27 June 2016 |  | 19 July 2017 | SAHID DERMAWAN - SPV TSE BARAT | - |  | ACTIVE
SF716190001PA | MAC06 | GE ECG MAC 600 | IMAGING | GE OPERATIONS INDONESIA, PT | GN00001413 | RSU DR TC HILLERS MAUMERE | KUPANG | NUSA TENGGARA TIMUR | MAUMERE | MAIN UNIT | CUSTOMER | 22 July 2016 | SAHID DERMAWAN - SPV TSE BARAT | 10 June 2016 |  | 22 July 2016 | SAHID DERMAWAN - SPV TSE BARAT | - |  | ACTIVE
SF716190002PA | MAC06 | GE ECG MAC 600 | IMAGING | GE OPERATIONS INDONESIA, PT | GN00001413 | RSU DR TC HILLERS MAUMERE | KUPANG | NUSA TENGGARA TIMUR | MAUMERE | MAIN UNIT | CUSTOMER | 19 July 2017 | SAHID DERMAWAN - SPV TSE BARAT | 27 June 2016 |  | 19 July 2017 | SAHID DERMAWAN - SPV TSE BARAT | - |  | ACTIVE
SF716190003PA | MAC06 | GE ECG MAC 600 | IMAGING | GE OPERATIONS INDONESIA, PT | GN00001413 | RSU DR TC HILLERS MAUMERE | KUPANG | NUSA TENGGARA TIMUR | MAUMERE | MAIN UNIT | CUSTOMER | 22 July 2016 | SAHID DERMAWAN - SPV TSE BARAT | 10 June 2016 |  | 22 July 2016 | SAHID DERMAWAN - SPV TSE BARAT | - |  | ACTIVE
SF716190004PA | MAC06 | GE ECG MAC 600 | IMAGING | GE OPERATIONS INDONESIA, PT | GN00001413 | RSU DR TC HILLERS MAUMERE | KUPANG | NUSA TENGGARA TIMUR | MAUMERE | MAIN UNIT | CUSTOMER | 22 July 2016 | SAHID DERMAWAN - SPV TSE BARAT | 10 June 2016 |  | 22 July 2016 | SAHID DERMAWAN - SPV TSE BARAT | - |  | ACTIVE
SF716190005PA | MAC06 | GE ECG MAC 600 | IMAGING | GE OPERATIONS INDONESIA, PT | GN00001413 | RSU DR TC HILLERS MAUMERE | KUPANG | NUSA TENGGARA TIMUR | MAUMERE | MAIN UNIT | CUSTOMER | 22 July 2016 | SAHID DERMAWAN - SPV TSE BARAT | 16 June 2016 |  | 22 July 2016 | SAHID DERMAWAN - SPV TSE BARAT | - |  | ACTIVE
SF716190006PA | MAC06 | GE ECG MAC 600 | IMAGING | GE OPERATIONS INDONESIA, PT | GN00001413 | RSU DR TC HILLERS MAUMERE | KUPANG | NUSA TENGGARA TIMUR | MAUMERE | MAIN UNIT | CUSTOMER | 22 July 2016 | SAHID DERMAWAN - SPV TSE BARAT | 10 June 2016 |  | 22 July 2016 | SAHID DERMAWAN - SPV TSE BARAT | - |  | ACTIVE
SF716190007PA | MAC06 | GE ECG MAC 600 | IMAGING | GE OPERATIONS INDONESIA, PT | GN00011987 | PUSKESMAS KANDANGAN | KEDIRI | JAWA TIMUR | KEDIRI | MAIN UNIT | CUSTOMER | - |  | 27 October 2016 |  | - |  | - |  | ACTIVE
SF716190008PA | MAC06 | GE ECG MAC 600 | IMAGING | GE OPERATIONS INDONESIA, PT | GN00002986 | RDC PUSAT - RAWAGELAM | PUSAT | DKI JAKARTA | JAKARTA TIMUR | MAIN UNIT | EMP | 22 July 2016 | ARIEF SETIAWAN - TSE CP | 10 June 2016 |  | 22 July 2016 | ARIEF SETIAWAN - TSE CP | - |  | ACTIVE
SF716190009PA | MAC06 | GE ECG MAC 600 | IMAGING | GE OPERATIONS INDONESIA, PT | GN00003083 | DINAS KESEHATAN KAB/ KOTA. BONE | MAKASSAR | SULAWESI SELATAN | MAKASSAR | MAIN UNIT | CUSTOMER | 21 July 2016 | SAHID DERMAWAN - SPV TSE BARAT | 10 June 2016 |  | 21 July 2016 | SAHID DERMAWAN - SPV TSE BARAT | - |  | ACTIVE
SF716190010PA | MAC06 | GE ECG MAC 600 | IMAGING | GE OPERATIONS INDONESIA, PT | GN00001137 | DINAS KESEHATAN KAB/KOTA. PANDEGLANG | TANGERANG | BANTEN | PANDEGLANG | MAIN UNIT | CUSTOMER | 29 November 2016 | IBNUL AZIZ - TSE | 29 November 2016 |  | 29 November 2016 | IBNUL AZIZ - TSE | - |  | ACTIVE
SF716190011PA | MAC06 | GE ECG MAC 600 | IMAGING | GE OPERATIONS INDONESIA, PT | GN00002986 | RDC PUSAT - RAWAGELAM | PUSAT | DKI JAKARTA | JAKARTA TIMUR | MAIN UNIT | EMP | 22 July 2016 | ARIEF SETIAWAN - TSE CP | 10 June 2016 |  | 22 July 2016 | ARIEF SETIAWAN - TSE CP | - |  | ACTIVE
SF716190012PA | MAC06 | GE ECG MAC 600 | IMAGING | GE OPERATIONS INDONESIA, PT | GN00001137 | DINAS KESEHATAN KAB/KOTA. PANDEGLANG | TANGERANG | BANTEN | PANDEGLANG | MAIN UNIT | CUSTOMER | 29 November 2016 | IBNUL AZIZ - TSE | 29 November 2016 |  | 29 November 2016 | IBNUL AZIZ - TSE | - |  | ACTIVE
SF716190013PA | MAC06 | GE ECG MAC 600 | IMAGING | GE OPERATIONS INDONESIA, PT | GN00001137 | DINAS KESEHATAN KAB/KOTA. PANDEGLANG | TANGERANG | BANTEN | PANDEGLANG | MAIN UNIT | CUSTOMER | 29 November 2017 | ARBIANSYAH - TSE | 29 November 2017 |  | 29 November 2017 | ARBIANSYAH - TSE | - |  | ACTIVE
SF716190014PA | MAC06 | GE ECG MAC 600 | IMAGING | GE OPERATIONS INDONESIA, PT | GN00001137 | DINAS KESEHATAN KAB/KOTA. PANDEGLANG | TANGERANG | BANTEN | PANDEGLANG | MAIN UNIT | CUSTOMER | 14 December 2016 | IBNUL AZIZ - TSE | 29 November 2016 |  | 14 December 2016 | IBNUL AZIZ - TSE | - |  | ACTIVE
SF716190015PA | MAC06 | GE ECG MAC 600 | IMAGING | GE OPERATIONS INDONESIA, PT | GN00001137 | DINAS KESEHATAN KAB/KOTA. PANDEGLANG | TANGERANG | BANTEN | PANDEGLANG | MAIN UNIT | CUSTOMER | 29 November 2016 | IBNUL AZIZ - TSE | 29 November 2016 |  | 29 November 2016 | IBNUL AZIZ - TSE | - |  | ACTIVE
SF716190016PA | MAC06 | GE ECG MAC 600 | IMAGING | GE OPERATIONS INDONESIA, PT | GN00001137 | DINAS KESEHATAN KAB/KOTA. PANDEGLANG | TANGERANG | BANTEN | PANDEGLANG | MAIN UNIT | CUSTOMER | 29 November 2016 | IBNUL AZIZ - TSE | 29 November 2016 |  | 29 November 2016 | IBNUL AZIZ - TSE | - |  | ACTIVE
SF716190017PA | MAC06 | GE ECG MAC 600 | IMAGING | GE OPERATIONS INDONESIA, PT | GN00001137 | DINAS KESEHATAN KAB/KOTA. PANDEGLANG | TANGERANG | BANTEN | PANDEGLANG | MAIN UNIT | CUSTOMER | 29 November 2016 | IBNUL AZIZ - TSE | 29 November 2016 |  | 29 November 2016 | IBNUL AZIZ - TSE | - |  | ACTIVE
SF716190018PA | MAC06 | GE ECG MAC 600 | IMAGING | GE OPERATIONS INDONESIA, PT | GN00001137 | DINAS KESEHATAN KAB/KOTA. PANDEGLANG | TANGERANG | BANTEN | PANDEGLANG | MAIN UNIT | CUSTOMER | 29 November 2016 | IBNUL AZIZ - TSE | 29 November 2016 |  | 29 November 2016 | IBNUL AZIZ - TSE | - |  | ACTIVE
SF716190019PA | MAC06 | GE ECG MAC 600 | IMAGING | GE OPERATIONS INDONESIA, PT | GN00001137 | DINAS KESEHATAN KAB/KOTA. PANDEGLANG | TANGERANG | BANTEN | PANDEGLANG | MAIN UNIT | CUSTOMER | 29 November 2016 | IBNUL AZIZ - TSE | 29 November 2016 |  | 29 November 2016 | IBNUL AZIZ - TSE | - |  | ACTIVE
SF716190020PA | MAC06 | GE ECG MAC 600 | IMAGING | GE OPERATIONS INDONESIA, PT | GN00001137 | DINAS KESEHATAN KAB/KOTA. PANDEGLANG | TANGERANG | BANTEN | PANDEGLANG | MAIN UNIT | CUSTOMER | 29 November 2016 | IBNUL AZIZ - TSE | 29 November 2016 |  | 29 November 2016 | IBNUL AZIZ - TSE | - |  | ACTIVE
SF716190021PA | MAC06 | GE ECG MAC 600 | IMAGING | GE OPERATIONS INDONESIA, PT | GN00003419 | DINAS KESEHATAN KOTA. PEKALONGAN | TEGAL | JAWA TENGAH | PEKALONGAN | MAIN UNIT | CUSTOMER | 16 December 2016 | MUNADI - TSE | 16 December 2016 |  | 16 December 2016 | MUNADI - TSE | - |  | ACTIVE
SF716190022PA | MAC06 | GE ECG MAC 600 | IMAGING | GE OPERATIONS INDONESIA, PT | GN00002986 | RDC PUSAT - RAWAGELAM | PUSAT | DKI JAKARTA | JAKARTA TIMUR | MAIN UNIT | EMP | 22 July 2016 | ARIEF SETIAWAN - TSE CP | 16 June 2016 |  | 22 July 2016 | ARIEF SETIAWAN - TSE CP | - |  | ACTIVE
SF716190023PA | MAC06 | GE ECG MAC 600 | IMAGING | GE OPERATIONS INDONESIA, PT | GN00001618 | RS SYUHADA HAJI ( SYUHADA HAJI ) | MALANG | JAWA TIMUR | BLITAR | MAIN UNIT | CUSTOMER | 15 May 2017 | SAHID DERMAWAN - SPV TSE BARAT | 16 March 2017 |  | 15 May 2017 | SAHID DERMAWAN - SPV TSE BARAT | - |  | ACTIVE
SF716190024PA | MAC06 | GE ECG MAC 600 | IMAGING | GE OPERATIONS INDONESIA, PT | GN00011426 | RSUD TRIKORA | PONTIANAK | KALIMANTAN BARAT | PONTIANAK | MAIN UNIT | CUSTOMER | 20 July 2017 | FARIDA ADELINA | 14 July 2017 |  | 20 July 2017 | FARIDA ADELINA | - |  | ACTIVE
SF716190025PA | MAC06 | GE ECG MAC 600 | IMAGING | GE OPERATIONS INDONESIA, PT | GN17070040 | BEND. UMUM RSUD TRIKORA SALAKAN KAB. BANGGAI KEPULAUAN | PALU | SULAWESI TENGAH | BANGGAI KEPULAUAN | MAIN UNIT | CUSTOMER | 20 July 2017 | SAHID DERMAWAN - SPV TSE BARAT | 14 July 2017 |  | 20 July 2017 | SAHID DERMAWAN - SPV TSE BARAT | - |  | ACTIVE
SF716190026PA | MAC06 | GE ECG MAC 600 | IMAGING | GE OPERATIONS INDONESIA, PT | GN00001411 | RSU LARANTUKA | KUPANG | NUSA TENGGARA TIMUR | FLORES TIMUR | MAIN UNIT | CUSTOMER | 9 August 2017 | I KADEK - TSE | 9 August 2017 |  | 9 August 2017 | I KADEK - TSE | - |  | ACTIVE
SF716190027PA | MAC06 | GE ECG MAC 600 | IMAGING | GE OPERATIONS INDONESIA, PT | GN00001411 | RSU LARANTUKA | KUPANG | NUSA TENGGARA TIMUR | FLORES TIMUR | MAIN UNIT | CUSTOMER | 9 August 2017 | I KADEK - TSE | 9 August 2017 |  | 9 August 2017 | I KADEK - TSE | - |  | ACTIVE
SF716190028PA | MAC06 | GE ECG MAC 600 | IMAGING | GE OPERATIONS INDONESIA, PT | GN00002986 | RDC PUSAT - RAWAGELAM | PUSAT | DKI JAKARTA | JAKARTA TIMUR | MAIN UNIT | EMP | 22 September 2017 | SATRIA KUSUMA - TSE | 22 September 2017 |  | 22 September 2017 | SATRIA KUSUMA - TSE | - |  | ACTIVE
SF7162000012PA | MAC06 | GE ECG MAC 600 | IMAGING | GE OPERATIONS INDONESIA, PT | GN00002986 | RDC PUSAT - RAWAGELAM | PUSAT | DKI JAKARTA | JAKARTA TIMUR | MAIN UNIT | EMP | 21 July 2016 | ARIEF SETIAWAN - TSE CP | 10 June 2016 |  | 21 July 2016 | ARIEF SETIAWAN - TSE CP | - |  | ACTIVE
SF7162000013PA | MAC06 | GE ECG MAC 600 | IMAGING | GE OPERATIONS INDONESIA, PT | GN00003083 | DINAS KESEHATAN KAB/ KOTA. BONE | MAKASSAR | SULAWESI SELATAN | MAKASSAR | MAIN UNIT | CUSTOMER | 21 July 2016 | SAHID DERMAWAN - SPV TSE BARAT | 10 June 2016 |  | 21 July 2016 | SAHID DERMAWAN - SPV TSE BARAT | - |  | ACTIVE
SF7162000014PA | MAC06 | GE ECG MAC 600 | IMAGING | GE OPERATIONS INDONESIA, PT | GN00003083 | DINAS KESEHATAN KAB/ KOTA. BONE | MAKASSAR | SULAWESI SELATAN | MAKASSAR | MAIN UNIT | CUSTOMER | 21 July 2016 | SAHID DERMAWAN - SPV TSE BARAT | 10 June 2016 |  | 21 July 2016 | SAHID DERMAWAN - SPV TSE BARAT | - |  | ACTIVE
SF7162000017PA | MAC06 | GE ECG MAC 600 | IMAGING | GE OPERATIONS INDONESIA, PT | GN00002986 | RDC PUSAT - RAWAGELAM | PUSAT | DKI JAKARTA | JAKARTA TIMUR | MAIN UNIT | EMP | - |  | 10 June 2016 |  | - |  | - |  | ACTIVE
SF7162000019PA | MAC06 | GE ECG MAC 600 | IMAGING | GE OPERATIONS INDONESIA, PT | GN00003083 | DINAS KESEHATAN KAB/ KOTA. BONE | MAKASSAR | SULAWESI SELATAN | MAKASSAR | MAIN UNIT | CUSTOMER | 21 July 2016 | SAHID DERMAWAN - SPV TSE BARAT | 10 June 2016 |  | 21 July 2016 | SAHID DERMAWAN - SPV TSE BARAT | - |  | ACTIVE
SF7162000022PA | MAC06 | GE ECG MAC 600 | IMAGING | GE OPERATIONS INDONESIA, PT | GN00002986 | RDC PUSAT - RAWAGELAM | PUSAT | DKI JAKARTA | JAKARTA TIMUR | MAIN UNIT | EMP | 2 October 2019 | SAHID DERMAWAN - SPV TSE BARAT | 10 June 2016 |  | 2 October 2019 | SAHID DERMAWAN - SPV TSE BARAT | - |  | ACTIVE
SF7162000032PA | MAC06 | GE ECG MAC 600 | IMAGING | GE OPERATIONS INDONESIA, PT | GN00002986 | RDC PUSAT - RAWAGELAM | PUSAT | DKI JAKARTA | JAKARTA TIMUR | MAIN UNIT | EMP | 21 July 2016 | ARIEF SETIAWAN - TSE CP | 10 June 2016 |  | 21 July 2016 | ARIEF SETIAWAN - TSE CP | - |  | ACTIVE
SF7162000033PA | MAC06 | GE ECG MAC 600 | IMAGING | GE OPERATIONS INDONESIA, PT | GN00002986 | RDC PUSAT - RAWAGELAM | PUSAT | DKI JAKARTA | JAKARTA TIMUR | MAIN UNIT | EMP | 2 October 2019 | SAHID DERMAWAN - SPV TSE BARAT | 10 June 2016 |  | 2 October 2019 | SAHID DERMAWAN - SPV TSE BARAT | - |  | ACTIVE
SF7162000034PA | MAC06 | GE ECG MAC 600 | IMAGING | GE OPERATIONS INDONESIA, PT | GN00003083 | DINAS KESEHATAN KAB/ KOTA. BONE | MAKASSAR | SULAWESI SELATAN | MAKASSAR | MAIN UNIT | CUSTOMER | 5 September 2017 | MIKKI FAHRIZI - TSE | 5 September 2017 |  | 5 September 2017 | MIKKI FAHRIZI - TSE | - |  | ACTIVE
SF7162000035PA | MAC06 | GE ECG MAC 600 | IMAGING | GE OPERATIONS INDONESIA, PT | GN00003083 | DINAS KESEHATAN KAB/ KOTA. BONE | MAKASSAR | SULAWESI SELATAN | MAKASSAR | MAIN UNIT | CUSTOMER | 21 July 2016 | SAHID DERMAWAN - SPV TSE BARAT | 10 June 2016 |  | 21 July 2016 | SAHID DERMAWAN - SPV TSE BARAT | - |  | ACTIVE
SF7162000036PA | MAC06 | GE ECG MAC 600 | IMAGING | GE OPERATIONS INDONESIA, PT | GN00002986 | RDC PUSAT - RAWAGELAM | PUSAT | DKI JAKARTA | JAKARTA TIMUR | MAIN UNIT | EMP | 2 October 2019 | SAHID DERMAWAN - SPV TSE BARAT | 10 June 2016 |  | 2 October 2019 | SAHID DERMAWAN - SPV TSE BARAT | - |  | ACTIVE
SF716200003PA | MAC06 | GE ECG MAC 600 | IMAGING | GE OPERATIONS INDONESIA, PT | GN00002986 | RDC PUSAT - RAWAGELAM | PUSAT | DKI JAKARTA | JAKARTA TIMUR | MAIN UNIT | EMP | 22 September 2017 | SATRIA KUSUMA - TSE | 22 September 2017 |  | 22 September 2017 | SATRIA KUSUMA - TSE | - |  | ACTIVE
SF716200004PA | MAC06 | GE ECG MAC 600 | IMAGING | GE OPERATIONS INDONESIA, PT | GN00002986 | RDC PUSAT - RAWAGELAM | PUSAT | DKI JAKARTA | JAKARTA TIMUR | MAIN UNIT | EMP | 22 September 2017 | SATRIA KUSUMA - TSE | 22 September 2017 |  | 22 September 2017 | SATRIA KUSUMA - TSE | - |  | ACTIVE
SF716200005PA | MAC06 | GE ECG MAC 600 | IMAGING | GE OPERATIONS INDONESIA, PT | GN00002986 | RDC PUSAT - RAWAGELAM | PUSAT | DKI JAKARTA | JAKARTA TIMUR | MAIN UNIT | EMP | 22 September 2017 | SATRIA KUSUMA - TSE | 22 September 2017 |  | 22 September 2017 | SATRIA KUSUMA - TSE | - |  | ACTIVE
SF716200006PA | MAC06 | GE ECG MAC 600 | IMAGING | GE OPERATIONS INDONESIA, PT | GN00003083 | DINAS KESEHATAN KAB/ KOTA. BONE | MAKASSAR | SULAWESI SELATAN | MAKASSAR | MAIN UNIT | CUSTOMER | 21 July 2016 | SAHID DERMAWAN - SPV TSE BARAT | 10 June 2016 |  | 21 July 2016 | SAHID DERMAWAN - SPV TSE BARAT | - |  | ACTIVE
SF716200014PA | MAC06 | GE ECG MAC 600 | IMAGING | GE OPERATIONS INDONESIA, PT | GN00003083 | DINAS KESEHATAN KAB/ KOTA. BONE | MAKASSAR | SULAWESI SELATAN | MAKASSAR | MAIN UNIT | CUSTOMER | 6 October 2017 | SAHID DERMAWAN - SPV TSE BARAT | 7 September 2017 |  | 6 October 2017 | SAHID DERMAWAN - SPV TSE BARAT | - |  | ACTIVE
SF716200015PA | MAC06 | GE ECG MAC 600 | IMAGING | GE OPERATIONS INDONESIA, PT | GN00003083 | DINAS KESEHATAN KAB/ KOTA. BONE | MAKASSAR | SULAWESI SELATAN | MAKASSAR | MAIN UNIT | CUSTOMER | 6 October 2017 | SAHID DERMAWAN - SPV TSE BARAT | 7 September 2017 |  | 6 October 2017 | SAHID DERMAWAN - SPV TSE BARAT | - |  | ACTIVE
SF716200017PA | MAC06 | GE ECG MAC 600 | IMAGING | GE OPERATIONS INDONESIA, PT | GN00003083 | DINAS KESEHATAN KAB/ KOTA. BONE | MAKASSAR | SULAWESI SELATAN | MAKASSAR | MAIN UNIT | CUSTOMER | 21 July 2016 | SAHID DERMAWAN - SPV TSE BARAT | 10 June 2016 |  | 21 July 2016 | SAHID DERMAWAN - SPV TSE BARAT | - |  | ACTIVE
SF716200019PA | MAC06 | GE ECG MAC 600 | IMAGING | GE OPERATIONS INDONESIA, PT | GN00003083 | DINAS KESEHATAN KAB/ KOTA. BONE | MAKASSAR | SULAWESI SELATAN | MAKASSAR | MAIN UNIT | CUSTOMER | 6 October 2017 | SAHID DERMAWAN - SPV TSE BARAT | 7 September 2017 |  | 6 October 2017 | SAHID DERMAWAN - SPV TSE BARAT | - |  | ACTIVE
SF716200022PA | MAC06 | GE ECG MAC 600 | IMAGING | GE OPERATIONS INDONESIA, PT | GN00002986 | RDC PUSAT - RAWAGELAM | PUSAT | DKI JAKARTA | JAKARTA TIMUR | MAIN UNIT | EMP | 21 July 2016 | ARIEF SETIAWAN - TSE CP | 10 June 2016 |  | 21 July 2016 | ARIEF SETIAWAN - TSE CP | - |  | ACTIVE
SF716200027PA | MAC06 | GE ECG MAC 600 | IMAGING | GE OPERATIONS INDONESIA, PT | GN00003083 | DINAS KESEHATAN KAB/ KOTA. BONE | MAKASSAR | SULAWESI SELATAN | MAKASSAR | MAIN UNIT | CUSTOMER | 21 July 2016 | SAHID DERMAWAN - SPV TSE BARAT | 10 June 2016 |  | 21 July 2016 | SAHID DERMAWAN - SPV TSE BARAT | - |  | ACTIVE
SF716200030PA | MAC06 | GE ECG MAC 600 | IMAGING | GE OPERATIONS INDONESIA, PT | GN00003083 | DINAS KESEHATAN KAB/ KOTA. BONE | MAKASSAR | SULAWESI SELATAN | MAKASSAR | MAIN UNIT | CUSTOMER | 21 July 2016 | SAHID DERMAWAN - SPV TSE BARAT | 10 June 2016 |  | 21 July 2016 | SAHID DERMAWAN - SPV TSE BARAT | - |  | ACTIVE
SF716200032PA | MAC06 | GE ECG MAC 600 | IMAGING | GE OPERATIONS INDONESIA, PT | GN00003083 | DINAS KESEHATAN KAB/ KOTA. BONE | MAKASSAR | SULAWESI SELATAN | MAKASSAR | MAIN UNIT | CUSTOMER | 6 October 2017 | SAHID DERMAWAN - SPV TSE BARAT | 7 September 2017 |  | 6 October 2017 | SAHID DERMAWAN - SPV TSE BARAT | - |  | ACTIVE
SF716200033PA | MAC06 | GE ECG MAC 600 | IMAGING | GE OPERATIONS INDONESIA, PT | GN00003083 | DINAS KESEHATAN KAB/ KOTA. BONE | MAKASSAR | SULAWESI SELATAN | MAKASSAR | MAIN UNIT | CUSTOMER | 21 July 2016 | SAHID DERMAWAN - SPV TSE BARAT | 10 June 2016 |  | 21 July 2016 | SAHID DERMAWAN - SPV TSE BARAT | - |  | ACTIVE
SF716200035PA | MAC06 | GE ECG MAC 600 | IMAGING | GE OPERATIONS INDONESIA, PT | GN00003083 | DINAS KESEHATAN KAB/ KOTA. BONE | MAKASSAR | SULAWESI SELATAN | MAKASSAR | MAIN UNIT | CUSTOMER | 6 October 2017 | SAHID DERMAWAN - SPV TSE BARAT | 7 September 2017 |  | 6 October 2017 | SAHID DERMAWAN - SPV TSE BARAT | - |  | ACTIVE
SF716200036PA | MAC06 | GE ECG MAC 600 | IMAGING | GE OPERATIONS INDONESIA, PT | GN00003083 | DINAS KESEHATAN KAB/ KOTA. BONE | MAKASSAR | SULAWESI SELATAN | MAKASSAR | MAIN UNIT | CUSTOMER | 5 September 2017 | MIKKI FAHRIZI - TSE | 5 September 2017 |  | 5 September 2017 | MIKKI FAHRIZI - TSE | - |  | ACTIVE
SF726180105PA | MAC06 | GE ECG MAC 600 | IMAGING | GE OPERATIONS INDONESIA, PT | GN00001413 | RSU DR TC HILLERS MAUMERE | KUPANG | NUSA TENGGARA TIMUR | MAUMERE | MAIN UNIT | CUSTOMER | 19 July 2017 | SAHID DERMAWAN - SPV TSE BARAT | 27 June 2016 |  | 19 July 2017 | SAHID DERMAWAN - SPV TSE BARAT | - |  | ACTIVE
SFD 16154934 PA | MAC01 | GE MAC I | IMAGING | GE OPERATIONS INDONESIA, PT | GN00002986 | RDC PUSAT - RAWAGELAM | PUSAT | DKI JAKARTA | JAKARTA TIMUR | MAIN UNIT | EMP | 30 March 2017 | ARIEF SETIAWAN - TSE CP | 16 June 2016 |  | 30 March 2017 | ARIEF SETIAWAN - TSE CP | - |  | ACTIVE
SFD 16185007 PA | MAC01 | GE MAC I | IMAGING | GE OPERATIONS INDONESIA, PT | GN00002986 | RDC PUSAT - RAWAGELAM | PUSAT | DKI JAKARTA | JAKARTA TIMUR | MAIN UNIT | EMP | 30 March 2017 | ARIEF SETIAWAN - TSE CP | 16 June 2016 |  | 30 March 2017 | ARIEF SETIAWAN - TSE CP | - |  | ACTIVE
SFD 16185008 PA | MAC01 | GE MAC I | IMAGING | GE OPERATIONS INDONESIA, PT | GN00002986 | RDC PUSAT - RAWAGELAM | PUSAT | DKI JAKARTA | JAKARTA TIMUR | MAIN UNIT | EMP | 30 March 2017 | ARIEF SETIAWAN - TSE CP | 16 June 2016 |  | 30 March 2017 | ARIEF SETIAWAN - TSE CP | - |  | ACTIVE
SFD 16185009 PA | MAC01 | GE MAC I | IMAGING | GE OPERATIONS INDONESIA, PT | GN00002986 | RDC PUSAT - RAWAGELAM | PUSAT | DKI JAKARTA | JAKARTA TIMUR | MAIN UNIT | EMP | 30 March 2017 | ARIEF SETIAWAN - TSE CP | 16 June 2016 |  | 30 March 2017 | ARIEF SETIAWAN - TSE CP | - |  | ACTIVE
SFD 16185010 PA | MAC01 | GE MAC I | IMAGING | GE OPERATIONS INDONESIA, PT | GN00002986 | RDC PUSAT - RAWAGELAM | PUSAT | DKI JAKARTA | JAKARTA TIMUR | MAIN UNIT | EMP | 30 March 2017 | ARIEF SETIAWAN - TSE CP | 16 June 2016 |  | 30 March 2017 | ARIEF SETIAWAN - TSE CP | - |  | ACTIVE
SFD 16185011 PA | MAC01 | GE MAC I | IMAGING | GE OPERATIONS INDONESIA, PT | GN00002986 | RDC PUSAT - RAWAGELAM | PUSAT | DKI JAKARTA | JAKARTA TIMUR | MAIN UNIT | EMP | 30 March 2017 | ARIEF SETIAWAN - TSE CP | 16 June 2016 |  | 30 March 2017 | ARIEF SETIAWAN - TSE CP | - |  | ACTIVE
SFD 16185012 PA | MAC01 | GE MAC I | IMAGING | GE OPERATIONS INDONESIA, PT | GN00002986 | RDC PUSAT - RAWAGELAM | PUSAT | DKI JAKARTA | JAKARTA TIMUR | MAIN UNIT | EMP | 30 March 2017 | ARIEF SETIAWAN - TSE CP | 16 June 2016 |  | 30 March 2017 | ARIEF SETIAWAN - TSE CP | - |  | ACTIVE
SFD 16215063 PA | MAC01 | GE MAC I | IMAGING | GE OPERATIONS INDONESIA, PT | GN00002986 | RDC PUSAT - RAWAGELAM | PUSAT | DKI JAKARTA | JAKARTA TIMUR | MAIN UNIT | EMP | 30 March 2017 | ARIEF SETIAWAN - TSE CP | 16 June 2016 |  | 30 March 2017 | ARIEF SETIAWAN - TSE CP | - |  | ACTIVE
SFD 16215064 PA | MAC01 | GE MAC I | IMAGING | GE OPERATIONS INDONESIA, PT | GN00002986 | RDC PUSAT - RAWAGELAM | PUSAT | DKI JAKARTA | JAKARTA TIMUR | MAIN UNIT | EMP | 30 March 2017 | ARIEF SETIAWAN - TSE CP | 16 June 2016 |  | 30 March 2017 | ARIEF SETIAWAN - TSE CP | - |  | ACTIVE
SFD 16215065 PA | MAC01 | GE MAC I | IMAGING | GE OPERATIONS INDONESIA, PT | GN00002986 | RDC PUSAT - RAWAGELAM | PUSAT | DKI JAKARTA | JAKARTA TIMUR | MAIN UNIT | EMP | 30 March 2017 | ARIEF SETIAWAN - TSE CP | 16 June 2016 |  | 30 March 2017 | ARIEF SETIAWAN - TSE CP | - |  | ACTIVE
SFD 16215066 PA | MAC01 | GE MAC I | IMAGING | GE OPERATIONS INDONESIA, PT | GN00002986 | RDC PUSAT - RAWAGELAM | PUSAT | DKI JAKARTA | JAKARTA TIMUR | MAIN UNIT | EMP | 30 March 2017 | ARIEF SETIAWAN - TSE CP | 16 June 2016 |  | 30 March 2017 | ARIEF SETIAWAN - TSE CP | - |  | ACTIVE
SFD 16215067 PA | MAC01 | GE MAC I | IMAGING | GE OPERATIONS INDONESIA, PT | GN00002986 | RDC PUSAT - RAWAGELAM | PUSAT | DKI JAKARTA | JAKARTA TIMUR | MAIN UNIT | EMP | 30 March 2017 | ARIEF SETIAWAN - TSE CP | 16 June 2016 |  | 30 March 2017 | ARIEF SETIAWAN - TSE CP | - |  | ACTIVE
SFD 16215068 PA | MAC01 | GE MAC I | IMAGING | GE OPERATIONS INDONESIA, PT | GN00002986 | RDC PUSAT - RAWAGELAM | PUSAT | DKI JAKARTA | JAKARTA TIMUR | MAIN UNIT | EMP | 30 March 2017 | ARIEF SETIAWAN - TSE CP | 16 June 2016 |  | 30 March 2017 | ARIEF SETIAWAN - TSE CP | - |  | ACTIVE
SFD 16215069 PA | MAC01 | GE MAC I | IMAGING | GE OPERATIONS INDONESIA, PT | GN00002986 | RDC PUSAT - RAWAGELAM | PUSAT | DKI JAKARTA | JAKARTA TIMUR | MAIN UNIT | EMP | 30 March 2017 | ARIEF SETIAWAN - TSE CP | 16 June 2016 |  | 30 March 2017 | ARIEF SETIAWAN - TSE CP | - |  | ACTIVE
SFD 16215070 PA | MAC01 | GE MAC I | IMAGING | GE OPERATIONS INDONESIA, PT | GN00002986 | RDC PUSAT - RAWAGELAM | PUSAT | DKI JAKARTA | JAKARTA TIMUR | MAIN UNIT | EMP | 30 March 2017 | ARIEF SETIAWAN - TSE CP | 16 June 2016 |  | 30 March 2017 | ARIEF SETIAWAN - TSE CP | - |  | ACTIVE
SFD 16215071 PA | MAC01 | GE MAC I | IMAGING | GE OPERATIONS INDONESIA, PT | GN00002986 | RDC PUSAT - RAWAGELAM | PUSAT | DKI JAKARTA | JAKARTA TIMUR | MAIN UNIT | EMP | 30 March 2017 | ARIEF SETIAWAN - TSE CP | 16 June 2016 |  | 30 March 2017 | ARIEF SETIAWAN - TSE CP | - |  | ACTIVE
SFD 16215073 PA | MAC01 | GE MAC I | IMAGING | GE OPERATIONS INDONESIA, PT | GN00002986 | RDC PUSAT - RAWAGELAM | PUSAT | DKI JAKARTA | JAKARTA TIMUR | MAIN UNIT | EMP | 30 March 2017 | ARIEF SETIAWAN - TSE CP | 16 June 2016 |  | 30 March 2017 | ARIEF SETIAWAN - TSE CP | - |  | ACTIVE
SFD 16215074 PA | MAC01 | GE MAC I | IMAGING | GE OPERATIONS INDONESIA, PT | GN00002986 | RDC PUSAT - RAWAGELAM | PUSAT | DKI JAKARTA | JAKARTA TIMUR | MAIN UNIT | EMP | 30 March 2017 | ARIEF SETIAWAN - TSE CP | 16 June 2016 |  | 30 March 2017 | ARIEF SETIAWAN - TSE CP | - |  | ACTIVE
SFD 16215075 PA | MAC01 | GE MAC I | IMAGING | GE OPERATIONS INDONESIA, PT | GN00002986 | RDC PUSAT - RAWAGELAM | PUSAT | DKI JAKARTA | JAKARTA TIMUR | MAIN UNIT | EMP | 30 March 2017 | ARIEF SETIAWAN - TSE CP | 16 June 2016 |  | 30 March 2017 | ARIEF SETIAWAN - TSE CP | - |  | ACTIVE
SFD 16215076 PA | MAC01 | GE MAC I | IMAGING | GE OPERATIONS INDONESIA, PT | GN00002986 | RDC PUSAT - RAWAGELAM | PUSAT | DKI JAKARTA | JAKARTA TIMUR | MAIN UNIT | EMP | 30 March 2017 | ARIEF SETIAWAN - TSE CP | 16 June 2016 |  | 30 March 2017 | ARIEF SETIAWAN - TSE CP | - |  | ACTIVE
SFD 16215078 PA | MAC01 | GE MAC I | IMAGING | GE OPERATIONS INDONESIA, PT | GN00002986 | RDC PUSAT - RAWAGELAM | PUSAT | DKI JAKARTA | JAKARTA TIMUR | MAIN UNIT | EMP | 30 March 2017 | ARIEF SETIAWAN - TSE CP | 16 June 2016 |  | 30 March 2017 | ARIEF SETIAWAN - TSE CP | - |  | ACTIVE
SFD 16215079 PA | MAC01 | GE MAC I | IMAGING | GE OPERATIONS INDONESIA, PT | GN00002986 | RDC PUSAT - RAWAGELAM | PUSAT | DKI JAKARTA | JAKARTA TIMUR | MAIN UNIT | EMP | 30 March 2017 | ARIEF SETIAWAN - TSE CP | 16 June 2016 |  | 30 March 2017 | ARIEF SETIAWAN - TSE CP | - |  | ACTIVE
SFD 16215080 PA | MAC01 | GE MAC I | IMAGING | GE OPERATIONS INDONESIA, PT | GN00002986 | RDC PUSAT - RAWAGELAM | PUSAT | DKI JAKARTA | JAKARTA TIMUR | MAIN UNIT | EMP | 30 March 2017 | ARIEF SETIAWAN - TSE CP | 16 June 2016 |  | 30 March 2017 | ARIEF SETIAWAN - TSE CP | - |  | ACTIVE
SFD 16215081 PA | MAC01 | GE MAC I | IMAGING | GE OPERATIONS INDONESIA, PT | GN00002986 | RDC PUSAT - RAWAGELAM | PUSAT | DKI JAKARTA | JAKARTA TIMUR | MAIN UNIT | EMP | 30 March 2017 | ARIEF SETIAWAN - TSE CP | 16 June 2016 |  | 30 March 2017 | ARIEF SETIAWAN - TSE CP | - |  | ACTIVE
SFD 16215082 PA | MAC01 | GE MAC I | IMAGING | GE OPERATIONS INDONESIA, PT | GN00002986 | RDC PUSAT - RAWAGELAM | PUSAT | DKI JAKARTA | JAKARTA TIMUR | MAIN UNIT | EMP | 30 March 2017 | ARIEF SETIAWAN - TSE CP | 16 June 2016 |  | 30 March 2017 | ARIEF SETIAWAN - TSE CP | - |  | ACTIVE
SFD 16215083 PA | MAC01 | GE MAC I | IMAGING | GE OPERATIONS INDONESIA, PT | GN00002986 | RDC PUSAT - RAWAGELAM | PUSAT | DKI JAKARTA | JAKARTA TIMUR | MAIN UNIT | EMP | 30 March 2017 | ARIEF SETIAWAN - TSE CP | 16 June 2016 |  | 30 March 2017 | ARIEF SETIAWAN - TSE CP | - |  | ACTIVE
SFD 16215084 PA | MAC01 | GE MAC I | IMAGING | GE OPERATIONS INDONESIA, PT | GN00002986 | RDC PUSAT - RAWAGELAM | PUSAT | DKI JAKARTA | JAKARTA TIMUR | MAIN UNIT | EMP | 30 March 2017 | ARIEF SETIAWAN - TSE CP | 16 June 2016 |  | 30 March 2017 | ARIEF SETIAWAN - TSE CP | - |  | ACTIVE
SFD 16215085 PA | MAC01 | GE MAC I | IMAGING | GE OPERATIONS INDONESIA, PT | GN00002986 | RDC PUSAT - RAWAGELAM | PUSAT | DKI JAKARTA | JAKARTA TIMUR | MAIN UNIT | EMP | 30 March 2017 | ARIEF SETIAWAN - TSE CP | 16 June 2016 |  | 30 March 2017 | ARIEF SETIAWAN - TSE CP | - |  | ACTIVE
SFD 16215086 PA | MAC01 | GE MAC I | IMAGING | GE OPERATIONS INDONESIA, PT | GN00002986 | RDC PUSAT - RAWAGELAM | PUSAT | DKI JAKARTA | JAKARTA TIMUR | MAIN UNIT | EMP | 30 March 2017 | ARIEF SETIAWAN - TSE CP | 16 June 2016 |  | 30 March 2017 | ARIEF SETIAWAN - TSE CP | - |  | ACTIVE
SFD 16215087 PA | MAC01 | GE MAC I | IMAGING | GE OPERATIONS INDONESIA, PT | GN00002986 | RDC PUSAT - RAWAGELAM | PUSAT | DKI JAKARTA | JAKARTA TIMUR | MAIN UNIT | EMP | 30 March 2017 | ARIEF SETIAWAN - TSE CP | 16 June 2016 |  | 30 March 2017 | ARIEF SETIAWAN - TSE CP | - |  | ACTIVE
SFD 16215088 PA | MAC01 | GE MAC I | IMAGING | GE OPERATIONS INDONESIA, PT | GN00002986 | RDC PUSAT - RAWAGELAM | PUSAT | DKI JAKARTA | JAKARTA TIMUR | MAIN UNIT | EMP | 30 March 2017 | ARIEF SETIAWAN - TSE CP | 16 June 2016 |  | 30 March 2017 | ARIEF SETIAWAN - TSE CP | - |  | ACTIVE
SFD 16215089 PA | MAC01 | GE MAC I | IMAGING | GE OPERATIONS INDONESIA, PT | GN00002986 | RDC PUSAT - RAWAGELAM | PUSAT | DKI JAKARTA | JAKARTA TIMUR | MAIN UNIT | EMP | 30 March 2017 | ARIEF SETIAWAN - TSE CP | 16 June 2016 |  | 30 March 2017 | ARIEF SETIAWAN - TSE CP | - |  | ACTIVE
SFD 16215090 PA | MAC01 | GE MAC I | IMAGING | GE OPERATIONS INDONESIA, PT | GN00002986 | RDC PUSAT - RAWAGELAM | PUSAT | DKI JAKARTA | JAKARTA TIMUR | MAIN UNIT | EMP | 30 March 2017 | ARIEF SETIAWAN - TSE CP | 16 June 2016 |  | 30 March 2017 | ARIEF SETIAWAN - TSE CP | - |  | ACTIVE
SFD 16215091 PA | MAC01 | GE MAC I | IMAGING | GE OPERATIONS INDONESIA, PT | GN00002986 | RDC PUSAT - RAWAGELAM | PUSAT | DKI JAKARTA | JAKARTA TIMUR | MAIN UNIT | EMP | 30 March 2017 | ARIEF SETIAWAN - TSE CP | 16 June 2016 |  | 30 March 2017 | ARIEF SETIAWAN - TSE CP | - |  | ACTIVE
SFD 16215092 PA | MAC01 | GE MAC I | IMAGING | GE OPERATIONS INDONESIA, PT | GN00002986 | RDC PUSAT - RAWAGELAM | PUSAT | DKI JAKARTA | JAKARTA TIMUR | MAIN UNIT | EMP | 30 March 2017 | ARIEF SETIAWAN - TSE CP | 16 June 2016 |  | 30 March 2017 | ARIEF SETIAWAN - TSE CP | - |  | ACTIVE
SFD 16215094 PA | MAC01 | GE MAC I | IMAGING | GE OPERATIONS INDONESIA, PT | GN00002986 | RDC PUSAT - RAWAGELAM | PUSAT | DKI JAKARTA | JAKARTA TIMUR | MAIN UNIT | EMP | 30 March 2017 | ARIEF SETIAWAN - TSE CP | 16 June 2016 |  | 30 March 2017 | ARIEF SETIAWAN - TSE CP | - |  | ACTIVE
SFD 16215098 PA | MAC01 | GE MAC I | IMAGING | GE OPERATIONS INDONESIA, PT | GN00002986 | RDC PUSAT - RAWAGELAM | PUSAT | DKI JAKARTA | JAKARTA TIMUR | MAIN UNIT | EMP | 30 March 2017 | ARIEF SETIAWAN - TSE CP | 16 June 2016 |  | 30 March 2017 | ARIEF SETIAWAN - TSE CP | - |  | ACTIVE
SFD11220854PA | MAC01 | GE MAC I | IMAGING | GE OPERATIONS INDONESIA, PT | GN00011770 | DINAS KESEHATAN KAB BENGKAYANG | PONTIANAK | KALIMANTAN BARAT | PONTIANAK | MAIN UNIT | CUSTOMER | - |  | 14 August 2016 |  | - |  | - |  | ACTIVE
SFD11250948PA | MAC01 | GE MAC I | IMAGING | GE OPERATIONS INDONESIA, PT | GN00002986 | RDC PUSAT - RAWAGELAM | PUSAT | DKI JAKARTA | JAKARTA TIMUR | MAIN UNIT | EMP | 21 July 2016 | ARIEF SETIAWAN - TSE CP | 10 June 2016 |  | 21 July 2016 | ARIEF SETIAWAN - TSE CP | - |  | ACTIVE
SFD11270981PA | MAC01 | GE MAC I | IMAGING | GE OPERATIONS INDONESIA, PT | GN00011770 | DINAS KESEHATAN KAB BENGKAYANG | PONTIANAK | KALIMANTAN BARAT | PONTIANAK | MAIN UNIT | CUSTOMER | - |  | 14 August 2016 |  | - |  | - |  | ACTIVE
SFD15124051PA | MAC01 | GE MAC I | IMAGING | GE OPERATIONS INDONESIA, PT | GN00003001 | PT. ENSEVAL MEDIKA PRIMA - HO | PUSAT | DKI JAKARTA | JAKARTA TIMUR | MAIN UNIT | EMP | 28 October 2016 | ARIEF SETIAWAN - TSE CP | 2 May 2016 |  | 28 October 2016 | ARIEF SETIAWAN - TSE CP | - |  | ACTIVE
SFD15124052PA | MAC01 | GE MAC I | IMAGING | GE OPERATIONS INDONESIA, PT | GN00011770 | DINAS KESEHATAN KAB BENGKAYANG | PONTIANAK | KALIMANTAN BARAT | PONTIANAK | MAIN UNIT | CUSTOMER | - |  | 14 August 2016 |  | - |  | - |  | ACTIVE
SFD15124053PA | MAC01 | GE MAC I | IMAGING | GE OPERATIONS INDONESIA, PT | GN00000157 | RSUD H. ABDUL MANAP KOTA JAMBI | JAMBI | JAMBI | JAMBI | MAIN UNIT | CUSTOMER | - |  | 29 June 1900 |  | - |  | - |  | ACTIVE
SFD15124055PA | MAC01 | GE MAC I | IMAGING | GE OPERATIONS INDONESIA, PT | GN00011770 | DINAS KESEHATAN KAB BENGKAYANG | PONTIANAK | KALIMANTAN BARAT | PONTIANAK | MAIN UNIT | CUSTOMER | - |  | 14 August 2016 |  | - |  | - |  | ACTIVE
SFD15124057PA | MAC01 | GE MAC I | IMAGING | GE OPERATIONS INDONESIA, PT | GN00002986 | RDC PUSAT - RAWAGELAM | PUSAT | DKI JAKARTA | JAKARTA TIMUR | MAIN UNIT | EMP | 30 August 2016 | ANTONIUS SAGITA - KALIBRASI | 2 May 2016 |  | 30 August 2016 | ANTONIUS SAGITA - KALIBRASI | - |  | ACTIVE
SFD15124058PA | MAC01 | GE MAC I | IMAGING | GE OPERATIONS INDONESIA, PT | GN00002986 | RDC PUSAT - RAWAGELAM | PUSAT | DKI JAKARTA | JAKARTA TIMUR | MAIN UNIT | EMP | 30 August 2016 | ANTONIUS SAGITA - KALIBRASI | 1 January 1900 |  | 30 August 2016 | ANTONIUS SAGITA - KALIBRASI | - |  | ACTIVE
SFD15124059PA | MAC01 | GE MAC I | IMAGING | GE OPERATIONS INDONESIA, PT | GN00002986 | RDC PUSAT - RAWAGELAM | PUSAT | DKI JAKARTA | JAKARTA TIMUR | MAIN UNIT | EMP | 28 July 2016 | ARIEF SETIAWAN - TSE CP | 2 May 2016 |  | 28 July 2016 | ARIEF SETIAWAN - TSE CP | - |  | ACTIVE
SFD15154059PA | MAC01 | GE MAC I | IMAGING | GE OPERATIONS INDONESIA, PT | GN00002986 | RDC PUSAT - RAWAGELAM | PUSAT | DKI JAKARTA | JAKARTA TIMUR | MAIN UNIT | EMP | 30 August 2016 | ANTONIUS SAGITA - KALIBRASI | 2 May 2016 |  | 30 August 2016 | ANTONIUS SAGITA - KALIBRASI | - |  | ACTIVE
SFD15154063PA | MAC01 | GE MAC I | IMAGING | GE OPERATIONS INDONESIA, PT | GN00002986 | RDC PUSAT - RAWAGELAM | PUSAT | DKI JAKARTA | JAKARTA TIMUR | MAIN UNIT | EMP | 30 August 2016 | ANTONIUS SAGITA - KALIBRASI | 2 May 2016 |  | 30 August 2016 | ANTONIUS SAGITA - KALIBRASI | - |  | ACTIVE
SFD15154067PA | MAC01 | GE MAC I | IMAGING | GE OPERATIONS INDONESIA, PT | GN00011414 | RSUD KUDUNGGA | SAMARINDA | KALIMANTAN TIMUR | SAMARINDA | MAIN UNIT | CUSTOMER | 19 October 2016 | TEGAR PANDU - TSE | 8 September 2016 |  | 19 October 2016 | TEGAR PANDU - TSE | - |  | ACTIVE
SFD15154068PA | MAC01 | GE MAC I | IMAGING | GE OPERATIONS INDONESIA, PT | GN00002986 | RDC PUSAT - RAWAGELAM | PUSAT | DKI JAKARTA | JAKARTA TIMUR | MAIN UNIT | EMP | 30 August 2016 | ANTONIUS SAGITA - KALIBRASI | 2 May 2016 |  | 30 August 2016 | ANTONIUS SAGITA - KALIBRASI | - |  | ACTIVE
SFD15154069PA | MAC01 | GE MAC I | IMAGING | GE OPERATIONS INDONESIA, PT | GN00002986 | RDC PUSAT - RAWAGELAM | PUSAT | DKI JAKARTA | JAKARTA TIMUR | MAIN UNIT | EMP | 21 July 2016 | ARIEF SETIAWAN - TSE CP | 10 June 2016 |  | 21 July 2016 | ARIEF SETIAWAN - TSE CP | - |  | ACTIVE
SFD15154070PA | MAC01 | GE MAC I | IMAGING | GE OPERATIONS INDONESIA, PT | GN00002986 | RDC PUSAT - RAWAGELAM | PUSAT | DKI JAKARTA | JAKARTA TIMUR | MAIN UNIT | EMP | 21 July 2016 | ARIEF SETIAWAN - TSE CP | 10 June 2016 |  | 21 July 2016 | ARIEF SETIAWAN - TSE CP | - |  | ACTIVE
SFD15154071PA | MAC01 | GE MAC I | IMAGING | GE OPERATIONS INDONESIA, PT | GN00002986 | RDC PUSAT - RAWAGELAM | PUSAT | DKI JAKARTA | JAKARTA TIMUR | MAIN UNIT | EMP | 21 July 2016 | ARIEF SETIAWAN - TSE CP | 10 June 2016 |  | 21 July 2016 | ARIEF SETIAWAN - TSE CP | - |  | ACTIVE
SFD15154073PA | MAC01 | GE MAC I | IMAGING | GE OPERATIONS INDONESIA, PT | GN00002986 | RDC PUSAT - RAWAGELAM | PUSAT | DKI JAKARTA | JAKARTA TIMUR | MAIN UNIT | EMP | 21 July 2016 | ARIEF SETIAWAN - TSE CP | 10 June 2016 |  | 21 July 2016 | ARIEF SETIAWAN - TSE CP | - |  | ACTIVE
SFD15154076PA | MAC01 | GE MAC I | IMAGING | GE OPERATIONS INDONESIA, PT | GN00002986 | RDC PUSAT - RAWAGELAM | PUSAT | DKI JAKARTA | JAKARTA TIMUR | MAIN UNIT | EMP | 30 August 2016 | ANTONIUS SAGITA - KALIBRASI | 2 May 2016 |  | 30 August 2016 | ANTONIUS SAGITA - KALIBRASI | - |  | ACTIVE
SFD15154077PA | MAC01 | GE MAC I | IMAGING | GE OPERATIONS INDONESIA, PT | GN00002986 | RDC PUSAT - RAWAGELAM | PUSAT | DKI JAKARTA | JAKARTA TIMUR | MAIN UNIT | EMP | 30 August 2016 | ANTONIUS SAGITA - KALIBRASI | 2 May 2016 |  | 30 August 2016 | ANTONIUS SAGITA - KALIBRASI | - |  | ACTIVE
SFD15154078PA | MAC01 | GE MAC I | IMAGING | GE OPERATIONS INDONESIA, PT | GN00002986 | RDC PUSAT - RAWAGELAM | PUSAT | DKI JAKARTA | JAKARTA TIMUR | MAIN UNIT | EMP | 21 July 2016 | ARIEF SETIAWAN - TSE CP | 10 June 2016 |  | 21 July 2016 | ARIEF SETIAWAN - TSE CP | - |  | ACTIVE
SFD15154080PA | MAC01 | GE MAC I | IMAGING | GE OPERATIONS INDONESIA, PT | GN00003001 | PT. ENSEVAL MEDIKA PRIMA - HO | PUSAT | DKI JAKARTA | JAKARTA TIMUR | MAIN UNIT | EMP | 28 October 2016 | ARIEF SETIAWAN - TSE CP | 2 May 2016 |  | 28 October 2016 | ARIEF SETIAWAN - TSE CP | - |  | ACTIVE
SFD15154081PA | MAC01 | GE MAC I | IMAGING | GE OPERATIONS INDONESIA, PT | GN00002986 | RDC PUSAT - RAWAGELAM | PUSAT | DKI JAKARTA | JAKARTA TIMUR | MAIN UNIT | EMP | 30 August 2016 | ANTONIUS SAGITA - KALIBRASI | 2 May 2016 |  | 30 August 2016 | ANTONIUS SAGITA - KALIBRASI | - |  | ACTIVE
SFD15154082PA | MAC01 | GE MAC I | IMAGING | GE OPERATIONS INDONESIA, PT | GN00011770 | DINAS KESEHATAN KAB BENGKAYANG | PONTIANAK | KALIMANTAN BARAT | PONTIANAK | MAIN UNIT | CUSTOMER | - |  | 14 August 2016 |  | - |  | - |  | ACTIVE
SFD15154083PA | MAC01 | GE MAC I | IMAGING | GE OPERATIONS INDONESIA, PT | GN00002986 | RDC PUSAT - RAWAGELAM | PUSAT | DKI JAKARTA | JAKARTA TIMUR | MAIN UNIT | EMP | 21 July 2016 | ARIEF SETIAWAN - TSE CP | 10 June 2016 |  | 21 July 2016 | ARIEF SETIAWAN - TSE CP | - |  | ACTIVE
SFD15464534PA | MAC01 | GE MAC I | IMAGING | GE OPERATIONS INDONESIA, PT | GN00011770 | DINAS KESEHATAN KAB BENGKAYANG | PONTIANAK | KALIMANTAN BARAT | PONTIANAK | MAIN UNIT | CUSTOMER | - |  | 14 August 2016 |  | - |  | - |  | ACTIVE
SFD15464548PA | MAC01 | GE MAC I | IMAGING | GE OPERATIONS INDONESIA, PT | GN00011770 | DINAS KESEHATAN KAB BENGKAYANG | PONTIANAK | KALIMANTAN BARAT | PONTIANAK | MAIN UNIT | CUSTOMER | - |  | 14 August 2016 |  | - |  | - |  | ACTIVE
SFD15514564PA | MAC01 | GE MAC I | IMAGING | GE OPERATIONS INDONESIA, PT | GN00001665 | RSUD ABDUL MADJID BATOE | JAMBI | JAMBI | JAMBI | MAIN UNIT | CUSTOMER | - |  | 29 July 2016 |  | - |  | - |  | ACTIVE
SFD15514565PA | MAC01 | GE MAC I | IMAGING | GE OPERATIONS INDONESIA, PT | GN00011770 | DINAS KESEHATAN KAB BENGKAYANG | PONTIANAK | KALIMANTAN BARAT | PONTIANAK | MAIN UNIT | CUSTOMER | - |  | 14 August 2016 |  | - |  | - |  | ACTIVE
SFD15514566PA | MAC01 | GE MAC I | IMAGING | GE OPERATIONS INDONESIA, PT | GN00011770 | DINAS KESEHATAN KAB BENGKAYANG | PONTIANAK | KALIMANTAN BARAT | PONTIANAK | MAIN UNIT | CUSTOMER | - |  | 14 August 2016 |  | - |  | - |  | ACTIVE
SFD15514567PA | MAC01 | GE MAC I | IMAGING | GE OPERATIONS INDONESIA, PT | GN00011770 | DINAS KESEHATAN KAB BENGKAYANG | PONTIANAK | KALIMANTAN BARAT | PONTIANAK | MAIN UNIT | CUSTOMER | - |  | 14 August 2016 |  | - |  | - |  | ACTIVE
SFD15514568PA | MAC01 | GE MAC I | IMAGING | GE OPERATIONS INDONESIA, PT | GN00001665 | RSUD ABDUL MADJID BATOE | JAMBI | JAMBI | JAMBI | MAIN UNIT | CUSTOMER | - |  | 26 June 2016 |  | - |  | - |  | ACTIVE
SFD15514569PA | MAC01 | GE MAC I | IMAGING | GE OPERATIONS INDONESIA, PT | GN00011770 | DINAS KESEHATAN KAB BENGKAYANG | PONTIANAK | KALIMANTAN BARAT | PONTIANAK | MAIN UNIT | CUSTOMER | - |  | 14 August 2016 |  | - |  | - |  | ACTIVE
SFD15514570PA | MAC01 | GE MAC I | IMAGING | GE OPERATIONS INDONESIA, PT | GN00011770 | DINAS KESEHATAN KAB BENGKAYANG | PONTIANAK | KALIMANTAN BARAT | PONTIANAK | MAIN UNIT | CUSTOMER | - |  | 14 August 2016 |  | - |  | - |  | ACTIVE
SFD16154934PA | MAC01 | GE MAC I | IMAGING | GE OPERATIONS INDONESIA, PT | GN00002986 | RDC PUSAT - RAWAGELAM | PUSAT | DKI JAKARTA | JAKARTA TIMUR | MAIN UNIT | EMP | 21 July 2016 | ARIEF SETIAWAN - TSE CP | 16 June 2016 |  | 21 July 2016 | ARIEF SETIAWAN - TSE CP | - |  | ACTIVE
SFD16185007PA | MAC01 | GE MAC I | IMAGING | GE OPERATIONS INDONESIA, PT | GN00005282 | RS SYAFIRA (PEKANBARU) | PEKAN BARU | RIAU | PEKANBARU | MAIN UNIT | CUSTOMER | 10 July 2017 | TRIYONO - TSE AREA BARAT | 16 June 2016 |  | 10 July 2017 | TRIYONO - TSE AREA BARAT | - |  | ACTIVE
SFD16185008PA | MAC01 | GE MAC I | IMAGING | GE OPERATIONS INDONESIA, PT | GN00001312 | RS Puri Raharja Denpasar | DENPASAR | BALI |  | MAIN UNIT | CUSTOMER | - |  | 1 January 1900 |  | - |  | - |  | ACTIVE
SFD16185009PA | MAC01 | GE MAC I | IMAGING | GE OPERATIONS INDONESIA, PT | GN00002996 | RSUD KOTA DEPOK | PEJATEN | JAWA BARAT | DEPOK | MAIN UNIT | CUSTOMER | 18 October 2016 | IBNUL AZIZ - TSE | 18 October 2016 |  | 18 October 2016 | IBNUL AZIZ - TSE | - |  | ACTIVE
SFD16185010PA | MAC01 | GE MAC I | IMAGING | GE OPERATIONS INDONESIA, PT | GN00002996 | RSUD KOTA DEPOK | PEJATEN | JAWA BARAT | DEPOK | MAIN UNIT | CUSTOMER | 18 October 2016 | IBNUL AZIZ - TSE | 18 October 2016 |  | 18 October 2016 | IBNUL AZIZ - TSE | - |  | ACTIVE
SFD16185011PA | MAC01 | GE MAC I | IMAGING | GE OPERATIONS INDONESIA, PT | GN00002986 | RDC PUSAT - RAWAGELAM | PUSAT | DKI JAKARTA | JAKARTA TIMUR | MAIN UNIT | EMP | 21 July 2016 | ARIEF SETIAWAN - TSE CP | 16 June 2016 |  | 21 July 2016 | ARIEF SETIAWAN - TSE CP | - |  | ACTIVE
SFD16185012PA | MAC01 | GE MAC I | IMAGING | GE OPERATIONS INDONESIA, PT | GN00011988 | PUSKESMAS SEMEN | KEDIRI | JAWA TIMUR | KEDIRI | MAIN UNIT | CUSTOMER | - |  | 27 October 2016 |  | - |  | - |  | ACTIVE
SFD16215008PA | MAC01 | GE MAC I | IMAGING | GE OPERATIONS INDONESIA, PT | GN00002986 | RDC PUSAT - RAWAGELAM | PUSAT | DKI JAKARTA | JAKARTA TIMUR | MAIN UNIT | EMP | 21 July 2016 | ARIEF SETIAWAN - TSE CP | 16 June 2016 |  | 21 July 2016 | ARIEF SETIAWAN - TSE CP | - |  | ACTIVE
SFD16215063PA | MAC01 | GE MAC I | IMAGING | GE OPERATIONS INDONESIA, PT | GN00011758 | RUMKIT KARTIKA HUSADA (RUMKIT TK.III PONTIANAK) | PONTIANAK | KALIMANTAN BARAT | PONTIANAK | MAIN UNIT | CUSTOMER | 7 December 2016 | IBNUL AZIZ - TSE | 15 November 2016 |  | 7 December 2016 | IBNUL AZIZ - TSE | - |  | ACTIVE
SFD16215064PA | MAC01 | GE MAC I | IMAGING | GE OPERATIONS INDONESIA, PT | GN00011758 | RUMKIT KARTIKA HUSADA (RUMKIT TK.III PONTIANAK) | PONTIANAK | KALIMANTAN BARAT | PONTIANAK | MAIN UNIT | CUSTOMER | 7 December 2016 | IBNUL AZIZ - TSE | 14 November 2016 |  | 7 December 2016 | IBNUL AZIZ - TSE | - |  | ACTIVE
SFD16215065PA | MAC01 | GE MAC I | IMAGING | GE OPERATIONS INDONESIA, PT | GN00009394 | RS AT MEDIKA | MAKASSAR | SULAWESI SELATAN | PALOPO | MAIN UNIT | CUSTOMER | 15 May 2017 | SAHID DERMAWAN - SPV TSE BARAT | 16 June 2016 |  | 15 May 2017 | SAHID DERMAWAN - SPV TSE BARAT | - |  | ACTIVE
SFD16215066PA | MAC01 | GE MAC I | IMAGING | GE OPERATIONS INDONESIA, PT | GN00000521 | RSUD DR. R. SOEPRAPTO CEPU | SEMARANG | JAWA TENGAH | BLORA | MAIN UNIT | CUSTOMER | 28 November 2016 | MUNADI - TSE | 28 November 2016 |  | 28 November 2016 | MUNADI - TSE | - |  | ACTIVE
SFD16215067PA | MAC01 | GE MAC I | IMAGING | GE OPERATIONS INDONESIA, PT | GN00000521 | RSUD DR. R. SOEPRAPTO CEPU | SEMARANG | JAWA TENGAH | BLORA | MAIN UNIT | CUSTOMER | 28 November 2016 | MUNADI - TSE | 28 November 2016 |  | 28 November 2016 | MUNADI - TSE | - |  | ACTIVE
SFD16215068PA | MAC01 | GE MAC I | IMAGING | GE OPERATIONS INDONESIA, PT | GN00000521 | RSUD DR. R. SOEPRAPTO CEPU | SEMARANG | JAWA TENGAH | BLORA | MAIN UNIT | CUSTOMER | 28 November 2016 | MUNADI - TSE | 28 November 2016 |  | 28 November 2016 | MUNADI - TSE | - |  | ACTIVE
SFD16215069PA | MAC01 | GE MAC I | IMAGING | GE OPERATIONS INDONESIA, PT | GN00000521 | RSUD DR. R. SOEPRAPTO CEPU | SEMARANG | JAWA TENGAH | BLORA | MAIN UNIT | CUSTOMER | 28 November 2016 | MUNADI - TSE | 28 November 2016 |  | 28 November 2016 | MUNADI - TSE | - |  | ACTIVE
SFD16215070PA | MAC01 | GE MAC I | IMAGING | GE OPERATIONS INDONESIA, PT | GN00002986 | RDC PUSAT - RAWAGELAM | PUSAT | DKI JAKARTA | JAKARTA TIMUR | MAIN UNIT | EMP | 21 July 2016 | ARIEF SETIAWAN - TSE CP | 16 June 2016 |  | 21 July 2016 | ARIEF SETIAWAN - TSE CP | - |  | ACTIVE
SFD16215071PA | MAC01 | GE MAC I | IMAGING | GE OPERATIONS INDONESIA, PT | GN00000521 | RSUD DR. R. SOEPRAPTO CEPU | SEMARANG | JAWA TENGAH | BLORA | MAIN UNIT | CUSTOMER | 28 November 2016 | MUNADI - TSE | 28 November 2016 |  | 28 November 2016 | MUNADI - TSE | - |  | ACTIVE
SFD16215073PA | MAC01 | GE MAC I | IMAGING | GE OPERATIONS INDONESIA, PT | GN00002986 | RDC PUSAT - RAWAGELAM | PUSAT | DKI JAKARTA | JAKARTA TIMUR | MAIN UNIT | EMP | 21 July 2016 | ARIEF SETIAWAN - TSE CP | 16 June 2016 |  | 21 July 2016 | ARIEF SETIAWAN - TSE CP | - |  | ACTIVE
SFD16215074PA | MAC01 | GE MAC I | IMAGING | GE OPERATIONS INDONESIA, PT | GN00002986 | RDC PUSAT - RAWAGELAM | PUSAT | DKI JAKARTA | JAKARTA TIMUR | MAIN UNIT | EMP | 21 July 2016 | ARIEF SETIAWAN - TSE CP | 16 June 2016 |  | 21 July 2016 | ARIEF SETIAWAN - TSE CP | - |  | ACTIVE
SFD16215075PA | MAC01 | GE MAC I | IMAGING | GE OPERATIONS INDONESIA, PT | GN00002986 | RDC PUSAT - RAWAGELAM | PUSAT | DKI JAKARTA | JAKARTA TIMUR | MAIN UNIT | EMP | 21 July 2016 | ARIEF SETIAWAN - TSE CP | 16 June 2016 |  | 21 July 2016 | ARIEF SETIAWAN - TSE CP | - |  | ACTIVE
SFD16215076PA | MAC01 | GE MAC I | IMAGING | GE OPERATIONS INDONESIA, PT | GN00002986 | RDC PUSAT - RAWAGELAM | PUSAT | DKI JAKARTA | JAKARTA TIMUR | MAIN UNIT | EMP | 21 July 2016 | ARIEF SETIAWAN - TSE CP | 16 June 2016 |  | 21 July 2016 | ARIEF SETIAWAN - TSE CP | - |  | ACTIVE
SFD16215078PA | MAC01 | GE MAC I | IMAGING | GE OPERATIONS INDONESIA, PT | GN00002986 | RDC PUSAT - RAWAGELAM | PUSAT | DKI JAKARTA | JAKARTA TIMUR | MAIN UNIT | EMP | 21 July 2016 | ARIEF SETIAWAN - TSE CP | 16 June 2016 |  | 21 July 2016 | ARIEF SETIAWAN - TSE CP | - |  | ACTIVE
SFD16215080PA | MAC01 | GE MAC I | IMAGING | GE OPERATIONS INDONESIA, PT | GN00011758 | RUMKIT KARTIKA HUSADA (RUMKIT TK.III PONTIANAK) | PONTIANAK | KALIMANTAN BARAT | PONTIANAK | MAIN UNIT | CUSTOMER | 15 December 2016 | LEONARDUS ADI | 15 December 2016 |  | 15 December 2016 | LEONARDUS ADI | - |  | ACTIVE
SFD16215081PA | MAC20 | GE ECG MAC 2000 | IMAGING | GE OPERATIONS INDONESIA, PT | GN00008637 | RS MM INDRAMAYU | CIREBON | JAWA BARAT | CIREBON | MAIN UNIT | CUSTOMER | - |  | 23 December 2016 |  | - |  | - |  | ACTIVE
SFD16215082PA | MAC06 | GE ECG MAC 600 | IMAGING | GE OPERATIONS INDONESIA, PT | GN00008637 | RS MM INDRAMAYU | CIREBON | JAWA BARAT | CIREBON | MAIN UNIT | CUSTOMER | - |  | 23 December 2016 |  | - |  | - |  | ACTIVE
SFD16215083PA | MAC01 | GE MAC I | IMAGING | GE OPERATIONS INDONESIA, PT | GN00002463 | RSUD DR SOEDONO | KEDIRI | JAWA TIMUR | MADIUN | MAIN UNIT | CUSTOMER | 15 December 2016 | GANDHI YANRANGGA | 15 December 2016 |  | 15 December 2016 | GANDHI YANRANGGA | - |  | ACTIVE
SFD16215084PA | MAC01 | GE MAC I | IMAGING | GE OPERATIONS INDONESIA, PT | GN00002463 | RSUD DR SOEDONO | KEDIRI | JAWA TIMUR | MADIUN | MAIN UNIT | CUSTOMER | 15 December 2016 | GANDHI YANRANGGA | 15 December 2016 |  | 15 December 2016 | GANDHI YANRANGGA | - |  | ACTIVE
SFD16215085PA | MAC01 | GE MAC I | IMAGING | GE OPERATIONS INDONESIA, PT | GN00002463 | RSUD DR SOEDONO | KEDIRI | JAWA TIMUR | MADIUN | MAIN UNIT | CUSTOMER | 15 December 2016 | GANDHI YANRANGGA | 15 December 2016 |  | 15 December 2016 | GANDHI YANRANGGA | - |  | ACTIVE
SFD16215086PA | MAC01 | GE MAC I | IMAGING | GE OPERATIONS INDONESIA, PT | GN00002986 | RDC PUSAT - RAWAGELAM | PUSAT | DKI JAKARTA | JAKARTA TIMUR | MAIN UNIT | EMP | 21 July 2016 | ARIEF SETIAWAN - TSE CP | 16 June 2016 |  | 21 July 2016 | ARIEF SETIAWAN - TSE CP | - |  | ACTIVE
SFD16215087PA | MAC01 | GE MAC I | IMAGING | GE OPERATIONS INDONESIA, PT | GN00002986 | RDC PUSAT - RAWAGELAM | PUSAT | DKI JAKARTA | JAKARTA TIMUR | MAIN UNIT | EMP | 21 July 2016 | ARIEF SETIAWAN - TSE CP | 16 June 2016 |  | 21 July 2016 | ARIEF SETIAWAN - TSE CP | - |  | ACTIVE
SFD16215088PA | MAC01 | GE MAC I | IMAGING | GE OPERATIONS INDONESIA, PT | GN00002986 | RDC PUSAT - RAWAGELAM | PUSAT | DKI JAKARTA | JAKARTA TIMUR | MAIN UNIT | EMP | 21 July 2016 | ARIEF SETIAWAN - TSE CP | 16 June 2016 |  | 21 July 2016 | ARIEF SETIAWAN - TSE CP | - |  | ACTIVE
SFD16215089PA | MAC01 | GE MAC I | IMAGING | GE OPERATIONS INDONESIA, PT | GN00003550 | RS SURYA HUSADA INST. | DENPASAR | BALI | DENPASAR | MAIN UNIT | CUSTOMER | 21 April 2017 | ANTONIUS SAGITA - KALIBRASI | 16 June 2016 |  | 21 April 2017 | ANTONIUS SAGITA - KALIBRASI | - |  | ACTIVE
SFD16215090PA | MAC01 | GE MAC I | IMAGING | GE OPERATIONS INDONESIA, PT | GN00002986 | RDC PUSAT - RAWAGELAM | PUSAT | DKI JAKARTA | JAKARTA TIMUR | MAIN UNIT | EMP | 21 July 2016 | ARIEF SETIAWAN - TSE CP | 16 June 2016 |  | 21 July 2016 | ARIEF SETIAWAN - TSE CP | - |  | ACTIVE
SFD16215091PA | MAC01 | GE MAC I | IMAGING | GE OPERATIONS INDONESIA, PT | GN17020001 | RS PURIASIH JATISARI KARAWANG | BEKASI | JAWA BARAT | BEKASI | MAIN UNIT | CUSTOMER | 14 March 2018 | GATOT SURYA ADIPUTRA - TSE | 2 February 2017 |  | 14 March 2018 | GATOT SURYA ADIPUTRA - TSE | - |  | ACTIVE
SFD16215092PA | MAC01 | GE MAC I | IMAGING | GE OPERATIONS INDONESIA, PT | GN00002986 | RDC PUSAT - RAWAGELAM | PUSAT | DKI JAKARTA | JAKARTA TIMUR | MAIN UNIT | EMP | 21 July 2016 | ARIEF SETIAWAN - TSE CP | 16 June 2016 |  | 21 July 2016 | ARIEF SETIAWAN - TSE CP | - |  | ACTIVE
SFD16215094PA | MAC01 | GE MAC I | IMAGING | GE OPERATIONS INDONESIA, PT | GN00002986 | RDC PUSAT - RAWAGELAM | PUSAT | DKI JAKARTA | JAKARTA TIMUR | MAIN UNIT | EMP | 21 July 2016 | ARIEF SETIAWAN - TSE CP | 16 June 2016 |  | 21 July 2016 | ARIEF SETIAWAN - TSE CP | - |  | ACTIVE
SFD16215098PA | MAC01 | GE MAC I | IMAGING | GE OPERATIONS INDONESIA, PT | GN00002986 | RDC PUSAT - RAWAGELAM | PUSAT | DKI JAKARTA | JAKARTA TIMUR | MAIN UNIT | EMP | 21 July 2016 | ARIEF SETIAWAN - TSE CP | 16 June 2016 |  | 21 July 2016 | ARIEF SETIAWAN - TSE CP | - |  | ACTIVE
SFD16295169PA | MAC01 | GE MAC I | IMAGING | GE OPERATIONS INDONESIA, PT | GN00002986 | RDC PUSAT - RAWAGELAM | PUSAT | DKI JAKARTA | JAKARTA TIMUR | MAIN UNIT | EMP | 2 September 2016 | ANTONIUS SAGITA - KALIBRASI | 1 September 2016 |  | 2 September 2016 | ANTONIUS SAGITA - KALIBRASI | - |  | ACTIVE
SFD16295170PA | MAC01 | GE MAC I | IMAGING | GE OPERATIONS INDONESIA, PT | GN00002986 | RDC PUSAT - RAWAGELAM | PUSAT | DKI JAKARTA | JAKARTA TIMUR | MAIN UNIT | EMP | 2 September 2016 | ANTONIUS SAGITA - KALIBRASI | 1 September 2016 |  | 2 September 2016 | ANTONIUS SAGITA - KALIBRASI | - |  | ACTIVE
SFD16295171PA | MAC01 | GE MAC I | IMAGING | GE OPERATIONS INDONESIA, PT | GN00002986 | RDC PUSAT - RAWAGELAM | PUSAT | DKI JAKARTA | JAKARTA TIMUR | MAIN UNIT | EMP | 2 September 2016 | ANTONIUS SAGITA - KALIBRASI | 1 September 2016 |  | 2 September 2016 | ANTONIUS SAGITA - KALIBRASI | - |  | ACTIVE
SFD16295174PA | MAC01 | GE MAC I | IMAGING | GE OPERATIONS INDONESIA, PT | GN00002986 | RDC PUSAT - RAWAGELAM | PUSAT | DKI JAKARTA | JAKARTA TIMUR | MAIN UNIT | EMP | 2 September 2016 | ANTONIUS SAGITA - KALIBRASI | 1 September 2016 |  | 2 September 2016 | ANTONIUS SAGITA - KALIBRASI | - |  | ACTIVE
SFD16295176PA | MAC01 | GE MAC I | IMAGING | GE OPERATIONS INDONESIA, PT | GN00001618 | RS SYUHADA HAJI ( SYUHADA HAJI ) | MALANG | JAWA TIMUR | BLITAR | MAIN UNIT | CUSTOMER | 15 May 2017 | SAHID DERMAWAN - SPV TSE BARAT | 16 February 2017 |  | 15 May 2017 | SAHID DERMAWAN - SPV TSE BARAT | - |  | ACTIVE
SFD16295177PA | MAC01 | GE MAC I | IMAGING | GE OPERATIONS INDONESIA, PT | GN00001618 | RS SYUHADA HAJI ( SYUHADA HAJI ) | MALANG | JAWA TIMUR | BLITAR | MAIN UNIT | CUSTOMER | 15 May 2017 | SAHID DERMAWAN - SPV TSE BARAT | 16 March 2017 |  | 15 May 2017 | SAHID DERMAWAN - SPV TSE BARAT | - |  | ACTIVE
SFD16295179PA | MAC01 | GE MAC I | IMAGING | GE OPERATIONS INDONESIA, PT | GN00000521 | RSUD DR. R. SOEPRAPTO CEPU | SEMARANG | JAWA TENGAH | BLORA | MAIN UNIT | CUSTOMER | 8 August 2017 | ANDRIAS NUGROHO - TSE | 8 August 2017 |  | 8 August 2017 | ANDRIAS NUGROHO - TSE | - |  | ACTIVE
SFD16295181PA | MAC01 | GE MAC I | IMAGING | GE OPERATIONS INDONESIA, PT | GN00000521 | RSUD DR. R. SOEPRAPTO CEPU | SEMARANG | JAWA TENGAH | BLORA | MAIN UNIT | CUSTOMER | 8 August 2017 | ANDRIAS NUGROHO - TSE | 8 August 2017 |  | 8 August 2017 | ANDRIAS NUGROHO - TSE | - |  | ACTIVE
SFD16295184PA | MAC01 | GE MAC I | IMAGING | GE OPERATIONS INDONESIA, PT | GN00000521 | RSUD DR. R. SOEPRAPTO CEPU | SEMARANG | JAWA TENGAH | BLORA | MAIN UNIT | CUSTOMER | 8 August 2017 | ANDRIAS NUGROHO - TSE | 8 August 2017 |  | 8 August 2017 | ANDRIAS NUGROHO - TSE | - |  | ACTIVE
SFD16295185PA | MAC01 | GE MAC I | IMAGING | GE OPERATIONS INDONESIA, PT | GN00000521 | RSUD DR. R. SOEPRAPTO CEPU | SEMARANG | JAWA TENGAH | BLORA | MAIN UNIT | CUSTOMER | 8 August 2017 | ANDRIAS NUGROHO - TSE | 8 August 2017 |  | 8 August 2017 | ANDRIAS NUGROHO - TSE | - |  | ACTIVE
SFD16295187PA | MAC01 | GE MAC I | IMAGING | GE OPERATIONS INDONESIA, PT | GN00002986 | RDC PUSAT - RAWAGELAM | PUSAT | DKI JAKARTA | JAKARTA TIMUR | MAIN UNIT | EMP | 2 September 2016 | ANTONIUS SAGITA - KALIBRASI | 1 September 2016 |  | 2 September 2016 | ANTONIUS SAGITA - KALIBRASI | - |  | ACTIVE
SFD16295188PA | MAC01 | GE MAC I | IMAGING | GE OPERATIONS INDONESIA, PT | GN00002986 | RDC PUSAT - RAWAGELAM | PUSAT | DKI JAKARTA | JAKARTA TIMUR | MAIN UNIT | EMP | 16 May 2017 | ARBIANSYAH - TSE | 16 May 2017 |  | 16 May 2017 | ARBIANSYAH - TSE | - |  | ACTIVE
SFD16295189PA | MAC01 | GE MAC I | IMAGING | GE OPERATIONS INDONESIA, PT | GN00002986 | RDC PUSAT - RAWAGELAM | PUSAT | DKI JAKARTA | JAKARTA TIMUR | MAIN UNIT | EMP | 11 September 2017 | SUKMA WIJAYA - TSE | 11 September 2017 |  | 11 September 2017 | SUKMA WIJAYA - TSE | - |  | ACTIVE
SFD16295196PA | MAC01 | GE MAC I | IMAGING | GE OPERATIONS INDONESIA, PT | GN17020001 | RS PURIASIH JATISARI KARAWANG | BEKASI | JAWA BARAT | BEKASI | MAIN UNIT | CUSTOMER | 14 March 2018 | GATOT SURYA ADIPUTRA - TSE | 27 September 2017 |  | 14 March 2018 | GATOT SURYA ADIPUTRA - TSE | - |  | ACTIVE
SFD16295198PA | MAC01 | GE MAC I | IMAGING | GE OPERATIONS INDONESIA, PT | GN00003083 | DINAS KESEHATAN KAB/ KOTA. BONE | MAKASSAR | SULAWESI SELATAN | MAKASSAR | MAIN UNIT | CUSTOMER | 7 February 2018 | TRIYONO - TSE AREA BARAT | 1 September 2016 |  | 7 February 2018 | TRIYONO - TSE AREA BARAT | - |  | ACTIVE
SFD17095652PA | MAC01 | GE MAC I | IMAGING | GE OPERATIONS INDONESIA, PT | GN00002986 | RDC PUSAT - RAWAGELAM | PUSAT | DKI JAKARTA | JAKARTA TIMUR | MAIN UNIT | EMP | 31 March 2017 | ARIEF SETIAWAN - TSE CP | 29 March 2017 |  | 31 March 2017 | ARIEF SETIAWAN - TSE CP | - |  | ACTIVE
SFD17095654PA | MAC01 | GE MAC I | IMAGING | GE OPERATIONS INDONESIA, PT | GN17070008 | PUSKESMAS PANUNGGANGAN | TANGERANG | BANTEN | TANGERANG | MAIN UNIT | CUSTOMER | 11 December 2017 | ARBIANSYAH - TSE | 11 December 2017 |  | 11 December 2017 | ARBIANSYAH - TSE | - |  | ACTIVE
SFD17095655PA | MAC01 | GE MAC I | IMAGING | GE OPERATIONS INDONESIA, PT | GN17120002 | PUSKESMAS TANAH TINGGI | TANGERANG | BANTEN | TANGERANG | MAIN UNIT | CUSTOMER | 11 December 2017 | ARBIANSYAH - TSE | 11 December 2017 |  | 11 December 2017 | ARBIANSYAH - TSE | - |  | ACTIVE
SFD17095657PA | MAC01 | GE MAC I | IMAGING | GE OPERATIONS INDONESIA, PT | GN17080024 | PUSKESMAS SUKASARI | TANGERANG | BANTEN | TANGERANG | MAIN UNIT | CUSTOMER | 11 December 2017 | ARBIANSYAH - TSE | 11 December 2017 |  | 11 December 2017 | ARBIANSYAH - TSE | - |  | ACTIVE
SFD17095658PA | MAC01 | GE MAC I | IMAGING | GE OPERATIONS INDONESIA, PT | GN17120030 | PUSKESMAS KARAWACI BARU | TANGERANG | BANTEN | TANGERANG | MAIN UNIT | CUSTOMER | 15 December 2017 | ARBIANSYAH - TSE | 15 December 2017 |  | 15 December 2017 | ARBIANSYAH - TSE | - |  | ACTIVE
SFD17095659PA | MAC01 | GE MAC I | IMAGING | GE OPERATIONS INDONESIA, PT | GN17120053 | PUSKESMAS KEDAUNG WETAN | TANGERANG | BANTEN | TANGERANG | MAIN UNIT | CUSTOMER | 15 December 2017 | ARBIANSYAH - TSE | 15 December 2017 |  | 15 December 2017 | ARBIANSYAH - TSE | - |  | ACTIVE
SFD17095660PA | MAC01 | GE MAC I | IMAGING | GE OPERATIONS INDONESIA, PT | GN17120027 | PUSKESMAS SANGIANG | TANGERANG | BANTEN | TANGERANG | MAIN UNIT | CUSTOMER | 15 December 2017 | ARBIANSYAH - TSE | 15 December 2017 |  | 15 December 2017 | ARBIANSYAH - TSE | - |  | ACTIVE
SFD17095661PA | MAC01 | GE MAC I | IMAGING | GE OPERATIONS INDONESIA, PT | GN17120001 | PUSKESMAS KEDURENAN | TANGERANG | BANTEN | TANGERANG | MAIN UNIT | CUSTOMER | 11 December 2017 | ARBIANSYAH - TSE | 11 December 2017 |  | 11 December 2017 | ARBIANSYAH - TSE | - |  | ACTIVE
SFD17095662PA | MAC01 | GE MAC I | IMAGING | GE OPERATIONS INDONESIA, PT | GN17120029 | PUSKESMAS GEMBOR | TANGERANG | BANTEN | TANGERANG | MAIN UNIT | CUSTOMER | 15 December 2017 | ARBIANSYAH - TSE | 15 December 2017 |  | 15 December 2017 | ARBIANSYAH - TSE | - |  | ACTIVE
SFD17095663PA | MAC01 | GE MAC I | IMAGING | GE OPERATIONS INDONESIA, PT | GN17120003 | PUSKESMAS PORIS GAGA | TANGERANG | BANTEN | TANGERANG | MAIN UNIT | CUSTOMER | 11 December 2017 | ARBIANSYAH - TSE | 11 December 2017 |  | 11 December 2017 | ARBIANSYAH - TSE | - |  | ACTIVE
SFD17095664PA | MAC01 | GE MAC I | IMAGING | GE OPERATIONS INDONESIA, PT | GN17120026 | PUSKESMAS KETAPANG | TANGERANG | BANTEN | TANGERANG | MAIN UNIT | CUSTOMER | 15 December 2017 | ARBIANSYAH - TSE | 15 December 2017 |  | 15 December 2017 | ARBIANSYAH - TSE | - |  | ACTIVE
SFD17095665PA | MAC01 | GE MAC I | IMAGING | GE OPERATIONS INDONESIA, PT | GN17120028 | PUSKESMAS JATI UWUNG | TANGERANG | BANTEN | TANGERANG | MAIN UNIT | CUSTOMER | 15 December 2017 | ARBIANSYAH - TSE | 15 December 2017 |  | 15 December 2017 | ARBIANSYAH - TSE | - |  | ACTIVE
SFD17095666PA | MAC01 | GE MAC I | IMAGING | GE OPERATIONS INDONESIA, PT | GN00002986 | RDC PUSAT - RAWAGELAM | PUSAT | DKI JAKARTA | JAKARTA TIMUR | MAIN UNIT | EMP | 30 March 2017 | ARIEF SETIAWAN - TSE CP | 29 March 2017 |  | 30 March 2017 | ARIEF SETIAWAN - TSE CP | - |  | ACTIVE
SFD17095667PA | MAC01 | GE MAC I | IMAGING | GE OPERATIONS INDONESIA, PT | GN00002463 | RSUD DR SOEDONO | KEDIRI | JAWA TIMUR | MADIUN | MAIN UNIT | CUSTOMER | 31 March 2017 | SAHID DERMAWAN - SPV TSE BARAT | 29 March 2017 |  | 31 March 2017 | SAHID DERMAWAN - SPV TSE BARAT | - |  | ACTIVE
SFD17095668PA | MAC01 | GE MAC I | IMAGING | GE OPERATIONS INDONESIA, PT | GN00002986 | RDC PUSAT - RAWAGELAM | PUSAT | DKI JAKARTA | JAKARTA TIMUR | MAIN UNIT | EMP | 31 March 2017 | ARIEF SETIAWAN - TSE CP | 29 March 2017 |  | 31 March 2017 | ARIEF SETIAWAN - TSE CP | - |  | ACTIVE
SFD17095670PA | MAC01 | GE MAC I | IMAGING | GE OPERATIONS INDONESIA, PT | GN00002463 | RSUD DR SOEDONO | KEDIRI | JAWA TIMUR | MADIUN | MAIN UNIT | CUSTOMER | 31 March 2017 | SAHID DERMAWAN - SPV TSE BARAT | 29 March 2017 |  | 31 March 2017 | SAHID DERMAWAN - SPV TSE BARAT | - |  | ACTIVE
SFD17095671PA | MAC01 | GE MAC I | IMAGING | GE OPERATIONS INDONESIA, PT | GN00002463 | RSUD DR SOEDONO | KEDIRI | JAWA TIMUR | MADIUN | MAIN UNIT | CUSTOMER | 31 March 2017 | SAHID DERMAWAN - SPV TSE BARAT | 29 March 2017 |  | 31 March 2017 | SAHID DERMAWAN - SPV TSE BARAT | - |  | ACTIVE
SFD17095673PA | MAC01 | GE MAC I | IMAGING | GE OPERATIONS INDONESIA, PT | GN00002463 | RSUD DR SOEDONO | KEDIRI | JAWA TIMUR | MADIUN | MAIN UNIT | CUSTOMER | 31 March 2017 | SAHID DERMAWAN - SPV TSE BARAT | 29 March 2017 |  | 31 March 2017 | SAHID DERMAWAN - SPV TSE BARAT | - |  | ACTIVE
SFD17095674PA | MAC01 | GE MAC I | IMAGING | GE OPERATIONS INDONESIA, PT | GN00002986 | RDC PUSAT - RAWAGELAM | PUSAT | DKI JAKARTA | JAKARTA TIMUR | MAIN UNIT | EMP | 31 March 2017 | ARIEF SETIAWAN - TSE CP | 29 March 2017 |  | 31 March 2017 | ARIEF SETIAWAN - TSE CP | - |  | ACTIVE
SFD17095675PA | MAC01 | GE MAC I | IMAGING | GE OPERATIONS INDONESIA, PT | GN00002986 | RDC PUSAT - RAWAGELAM | PUSAT | DKI JAKARTA | JAKARTA TIMUR | MAIN UNIT | EMP | 31 March 2017 | ARIEF SETIAWAN - TSE CP | 29 March 2017 |  | 31 March 2017 | ARIEF SETIAWAN - TSE CP | - |  | ACTIVE
SFD17095676PA | MAC01 | GE MAC I | IMAGING | GE OPERATIONS INDONESIA, PT | GN00002986 | RDC PUSAT - RAWAGELAM | PUSAT | DKI JAKARTA | JAKARTA TIMUR | MAIN UNIT | EMP | 31 March 2017 | ARIEF SETIAWAN - TSE CP | 29 March 2017 |  | 31 March 2017 | ARIEF SETIAWAN - TSE CP | - |  | ACTIVE
SFD17095677PA | MAC01 | GE MAC I | IMAGING | GE OPERATIONS INDONESIA, PT | GN00002986 | RDC PUSAT - RAWAGELAM | PUSAT | DKI JAKARTA | JAKARTA TIMUR | MAIN UNIT | EMP | 31 March 2017 | ARIEF SETIAWAN - TSE CP | 29 March 2017 |  | 31 March 2017 | ARIEF SETIAWAN - TSE CP | - |  | ACTIVE
SFD17095678PA | MAC01 | GE MAC I | IMAGING | GE OPERATIONS INDONESIA, PT | GN00002986 | RDC PUSAT - RAWAGELAM | PUSAT | DKI JAKARTA | JAKARTA TIMUR | MAIN UNIT | EMP | 31 March 2017 | ARIEF SETIAWAN - TSE CP | 29 March 2017 |  | 31 March 2017 | ARIEF SETIAWAN - TSE CP | - |  | ACTIVE
SFD17095679PA | MAC01 | GE MAC I | IMAGING | GE OPERATIONS INDONESIA, PT | GN00002986 | RDC PUSAT - RAWAGELAM | PUSAT | DKI JAKARTA | JAKARTA TIMUR | MAIN UNIT | EMP | 31 March 2017 | ARIEF SETIAWAN - TSE CP | 29 March 2017 |  | 31 March 2017 | ARIEF SETIAWAN - TSE CP | - |  | ACTIVE
SFD17095680PA | MAC01 | GE MAC I | IMAGING | GE OPERATIONS INDONESIA, PT | GN00000290 | RSU ARTHA MEDICA | MEDAN | SUMATERA UTARA | BINJAI | MAIN UNIT | CUSTOMER | 11 February 2020 | SAHID DERMAWAN - SPV TSE BARAT | 7 February 2020 |  | 11 February 2020 | SAHID DERMAWAN - SPV TSE BARAT | - |  | ACTIVE
SFD17095681PA | MAC01 | GE MAC I | IMAGING | GE OPERATIONS INDONESIA, PT | GN18060011 | KLINIK SWA INDOMEDIKA | JAKARTA-2 | DKI JAKARTA | JAKARTA BARAT | MAIN UNIT | CUSTOMER | - |  | 17 December 2019 |  | - |  | - |  | ACTIVE
SI7061197 | SF325 | HM325 PACKAGE | DIAGNOSTIC 2 | THERMO FISHER - GER | GN17120054 | RS SILOAM LUBUK LINGGAU | BENGKULU | BENGKULU | BENGKULU | MAIN UNIT | CUSTOMER | 15 December 2017 | TRIYONO - TSE AREA BARAT | 15 December 2017 |  | 15 December 2017 | TRIYONO - TSE AREA BARAT | - |  | ACTIVE
SJ 416140415 WA | MAC08 | GE ECG MAC 800 | IMAGING | GE OPERATIONS INDONESIA, PT | GN00002986 | RDC PUSAT - RAWAGELAM | PUSAT | DKI JAKARTA | JAKARTA TIMUR | MAIN UNIT | EMP | 27 May 2016 | ARIEF SETIAWAN - TSE CP | 24 May 2016 |  | 27 May 2016 | ARIEF SETIAWAN - TSE CP | - |  | ACTIVE
SJ416140415WA | MAC08 | GE ECG MAC 800 | IMAGING | GE OPERATIONS INDONESIA, PT | GN00003001 | PT. ENSEVAL MEDIKA PRIMA - HO | PUSAT | DKI JAKARTA | JAKARTA TIMUR | MAIN UNIT | EMP | 28 October 2016 | ARIEF SETIAWAN - TSE CP | 23 May 2016 |  | 28 October 2016 | ARIEF SETIAWAN - TSE CP | - |  | ACTIVE
SJ416150459WA | MAC08 | GE ECG MAC 800 | IMAGING | GE OPERATIONS INDONESIA, PT | GN00003100 | DINAS KESEHATAN KAB/ KOTA. KOLAKA | MAKASSAR | SULAWESI SELATAN | MAKASSAR | MAIN UNIT | CUSTOMER | 21 December 2016 | DEA MASJA SADALI - TSE | 21 December 2016 |  | 21 December 2016 | DEA MASJA SADALI - TSE | - |  | ACTIVE
SJ416270833WA | MAC08 | GE ECG MAC 800 | IMAGING | GE OPERATIONS INDONESIA, PT | GN00003100 | DINAS KESEHATAN KAB/ KOTA. KOLAKA | MAKASSAR | SULAWESI SELATAN | MAKASSAR | MAIN UNIT | CUSTOMER | 21 December 2016 | DEA MASJA SADALI - TSE | 21 December 2016 |  | 21 December 2016 | DEA MASJA SADALI - TSE | - |  | ACTIVE
SJ416270845WA | MAC08 | GE ECG MAC 800 | IMAGING | GE OPERATIONS INDONESIA, PT | GN00003100 | DINAS KESEHATAN KAB/ KOTA. KOLAKA | MAKASSAR | SULAWESI SELATAN | MAKASSAR | MAIN UNIT | CUSTOMER | 21 December 2016 | DEA MASJA SADALI - TSE | 21 December 2016 |  | 21 December 2016 | DEA MASJA SADALI - TSE | - |  | ACTIVE
SJ416270853WA | MAC08 | GE ECG MAC 800 | IMAGING | GE OPERATIONS INDONESIA, PT | GN00002986 | RDC PUSAT - RAWAGELAM | PUSAT | DKI JAKARTA | JAKARTA TIMUR | MAIN UNIT | EMP | - |  | 17 October 2017 |  | - |  | - |  | ACTIVE
SJ416280858WA | MAC08 | GE ECG MAC 800 | IMAGING | GE OPERATIONS INDONESIA, PT | GN00002986 | RDC PUSAT - RAWAGELAM | PUSAT | DKI JAKARTA | JAKARTA TIMUR | MAIN UNIT | EMP | - |  | 12 August 2016 |  | - |  | - |  | ACTIVE
SJ416280859WA | MAC08 | GE ECG MAC 800 | IMAGING | GE OPERATIONS INDONESIA, PT | GN00002986 | RDC PUSAT - RAWAGELAM | PUSAT | DKI JAKARTA | JAKARTA TIMUR | MAIN UNIT | EMP | - |  | 12 August 2016 |  | - |  | - |  | ACTIVE
SM000015 | SR300 | Siaretron 3000 ICU Vent. |  |  | GN00000149 | RSUD KAYU AGUNG | PALEMBANG | SUMATERA SELATAN | KOTA KAYU AGUNG | MAIN UNIT | CUSTOMER | 23 August 2016 |  | 1 January 2013 |  | 23 August 2016 |  | - |  | INACTIVE
SM000118 | SR300 | Siaretron 3000 ICU Vent. |  |  | GN00000209 | RUMAH SAKIT UMUM DAERAH KECAMATAN MANDAU (RSUD DURI) | PEKAN BARU | RIAU | BENGKALIS | MAIN UNIT | CUSTOMER | 25 March 2015 | AGUS FAUZI | 29 April 2015 |  | 25 March 2015 | AGUS FAUZI | - |  | INACTIVE
SM0001ER | SR300 | Siaretron 3000 ICU Vent. |  |  | GN00001717 | RSUD KOTA MATARAM | MATARAM | NUSA TENGGARA BARAT | MATARAM | MAIN UNIT | CUSTOMER | 1 February 1990 | I KADEK - TSE | 1 January 1900 |  | 1 February 1990 | I KADEK - TSE | - |  | INACTIVE
SM0002IS | SR300 | Siaretron 3000 ICU Vent. |  |  | GN00001717 | RSUD KOTA MATARAM | MATARAM | NUSA TENGGARA BARAT | MATARAM | MAIN UNIT | CUSTOMER | 31 March 2015 | I KADEK - TSE | 1 January 1900 |  | 31 March 2015 | I KADEK - TSE | - |  | INACTIVE
SM0004FQ | SR300 | Siaretron 3000 ICU Vent. |  |  | GN00001717 | RSUD KOTA MATARAM | MATARAM | NUSA TENGGARA BARAT | MATARAM | MAIN UNIT | CUSTOMER | 1 February 1990 | I KADEK - TSE | 1 January 1900 |  | 1 February 1990 | I KADEK - TSE | - |  | INACTIVE
SM0012FR | SR300 | Siaretron 3000 ICU Vent. |  |  | GN00001413 | RSU DR TC HILLERS MAUMERE | KUPANG | NUSA TENGGARA TIMUR | MAUMERE | MAIN UNIT | CUSTOMER | 18 January 2016 | I KADEK - TSE | 1 January 1900 |  | 18 January 2016 | I KADEK - TSE | - |  | INACTIVE
SM0013FR | SR300 | Siaretron 3000 ICU Vent. |  |  | GN00001905 | RSUD TIDAR KAB MAGELANG | YOGYAKARTA | YOGYAKARTA | YOGYAKARTA | MAIN UNIT | CUSTOMER | 13 April 2015 |  | 1 January 1900 |  | 13 April 2015 |  | - |  | INACTIVE
SM0015IR | SR300 | Siaretron 3000 ICU Vent. |  |  | GN00001720 | RSU SUMBAWA BESAR | MATARAM | NUSA TENGGARA BARAT | MATARAM | MAIN UNIT | CUSTOMER | 1 February 1990 | I KADEK - TSE | 1 January 1900 |  | 1 February 1990 | I KADEK - TSE | - |  | INACTIVE
SM0016IR | SR300 | Siaretron 3000 ICU Vent. |  |  | GN00001512 | RSU DR. SOEBANDI | JEMBER | JAWA TIMUR | JEMBER | MAIN UNIT | CUSTOMER | 10 April 2015 |  | 1 January 1900 |  | 10 April 2015 |  | - |  | INACTIVE
SM0031HQ | SR300 | Siaretron 3000 ICU Vent. |  |  | GN00001131 | RSUD SERANG | TANGERANG | BANTEN | SERANG | MAIN UNIT | CUSTOMER | 3 December 2014 | TRIYONO - TSE AREA BARAT | 1 January 2010 |  | 3 December 2014 | TRIYONO - TSE AREA BARAT | - |  | INACTIVE
SM0032EP | SR300 | Siaretron 3000 ICU Vent. |  |  | GN00001102 | RSUD Cengkareng | JAKARTA-2 | DKI JAKARTA | JAKARTA BARAT | MAIN UNIT | CUSTOMER | 1 February 1990 | PETRUS SIMON | 1 May 2011 |  | 1 February 1990 | PETRUS SIMON | - |  | INACTIVE
SM0032HQ | SR300 | Siaretron 3000 ICU Vent. |  |  | GN00001717 | RSUD KOTA MATARAM | MATARAM | NUSA TENGGARA BARAT | MATARAM | MAIN UNIT | CUSTOMER | 1 February 1990 | I KADEK - TSE | 1 January 1900 |  | 1 February 1990 | I KADEK - TSE | - |  | INACTIVE
SM0040IP | SR300 | Siaretron 3000 ICU Vent. |  |  | GN00001220 | RSUP SANGLAH DENPASAR | DENPASAR | BALI | DENPASAR | MAIN UNIT | CUSTOMER | 17 November 2014 | I KADEK - TSE | 1 January 1900 |  | 17 November 2014 | I KADEK - TSE | - |  | INACTIVE
SM0051R | SR10C |  |  |  | GN00001720 | RSU SUMBAWA BESAR | MATARAM | NUSA TENGGARA BARAT | MATARAM | MAIN UNIT | CUSTOMER | 1 February 1990 | I KADEK - TSE | 1 January 1900 |  | 1 February 1990 | I KADEK - TSE | - |  | INACTIVE
SMT 16167752 PA | MAC20 | GE ECG MAC 2000 | IMAGING | GE OPERATIONS INDONESIA, PT | GN00002986 | RDC PUSAT - RAWAGELAM | PUSAT | DKI JAKARTA | JAKARTA TIMUR | MAIN UNIT | EMP | 30 August 2016 | ANTONIUS SAGITA - KALIBRASI | 24 May 2016 |  | 30 August 2016 | ANTONIUS SAGITA - KALIBRASI | - |  | ACTIVE
SMT 16177767 PA | MAC20 | GE ECG MAC 2000 | IMAGING | GE OPERATIONS INDONESIA, PT | GN00002986 | RDC PUSAT - RAWAGELAM | PUSAT | DKI JAKARTA | JAKARTA TIMUR | MAIN UNIT | EMP | 27 May 2016 | ARIEF SETIAWAN - TSE CP | 24 May 2016 |  | 27 May 2016 | ARIEF SETIAWAN - TSE CP | - |  | ACTIVE
SMT16167752PA | MAC20 | GE ECG MAC 2000 | IMAGING | GE OPERATIONS INDONESIA, PT | GN00003001 | PT. ENSEVAL MEDIKA PRIMA - HO | PUSAT | DKI JAKARTA | JAKARTA TIMUR | MAIN UNIT | EMP | 28 October 2016 | ARIEF SETIAWAN - TSE CP | 1 January 2016 |  | 28 October 2016 | ARIEF SETIAWAN - TSE CP | - |  | ACTIVE
SMT16177767PA | MAC20 | GE ECG MAC 2000 | IMAGING | GE OPERATIONS INDONESIA, PT | GN00001528 | DINAS KESEHATAN KOTA MALANG | MALANG | JAWA TIMUR | MALANG | MAIN UNIT | CUSTOMER | 10 January 2017 | GANDHI YANRANGGA | 27 December 2016 |  | 10 January 2017 | GANDHI YANRANGGA | - |  | ACTIVE
SMT16320231PA | MAC20 | GE ECG MAC 2000 | IMAGING | GE OPERATIONS INDONESIA, PT | GN00001528 | DINAS KESEHATAN KOTA MALANG | MALANG | JAWA TIMUR | MALANG | MAIN UNIT | CUSTOMER | 10 January 2017 | GANDHI YANRANGGA | 27 December 2016 |  | 10 January 2017 | GANDHI YANRANGGA | - |  | ACTIVE
SMT16320233PA | MAC20 | GE ECG MAC 2000 | IMAGING | GE OPERATIONS INDONESIA, PT | GN00001528 | DINAS KESEHATAN KOTA MALANG | MALANG | JAWA TIMUR | MALANG | MAIN UNIT | CUSTOMER | 10 January 2017 | GANDHI YANRANGGA | 27 December 2016 |  | 10 January 2017 | GANDHI YANRANGGA | - |  | ACTIVE
SMT16320234PA | MAC20 | GE ECG MAC 2000 | IMAGING | GE OPERATIONS INDONESIA, PT | GN00011288 | BALAI KESEHATAN MATA MASYARAKAT | BEKASI | JAWA BARAT | BEKASI | MAIN UNIT | CUSTOMER | 27 October 2016 | GATOT SURYA ADIPUTRA - TSE | 27 October 2016 |  | 27 October 2016 | GATOT SURYA ADIPUTRA - TSE | - |  | ACTIVE
SMT16320249PA | MAC20 | GE ECG MAC 2000 | IMAGING | GE OPERATIONS INDONESIA, PT | GN00001528 | DINAS KESEHATAN KOTA MALANG | MALANG | JAWA TIMUR | MALANG | MAIN UNIT | CUSTOMER | 9 January 2017 | GANDHI YANRANGGA | 27 December 2016 |  | 9 January 2017 | GANDHI YANRANGGA | - |  | ACTIVE
SMT16320252PA | MAC20 | GE ECG MAC 2000 | IMAGING | GE OPERATIONS INDONESIA, PT | GN00001528 | DINAS KESEHATAN KOTA MALANG | MALANG | JAWA TIMUR | MALANG | MAIN UNIT | CUSTOMER | 10 January 2017 | GANDHI YANRANGGA | 27 December 2016 |  | 10 January 2017 | GANDHI YANRANGGA | - |  | ACTIVE
SMT16410071PA | MAC20 | GE ECG MAC 2000 | IMAGING | GE OPERATIONS INDONESIA, PT | GN00001528 | DINAS KESEHATAN KOTA MALANG | MALANG | JAWA TIMUR | MALANG | MAIN UNIT | CUSTOMER | 9 January 2017 | GANDHI YANRANGGA | 27 December 2016 |  | 9 January 2017 | GANDHI YANRANGGA | - |  | ACTIVE
SMT16410086PA | MAC20 | GE ECG MAC 2000 | IMAGING | GE OPERATIONS INDONESIA, PT | GN00001528 | DINAS KESEHATAN KOTA MALANG | MALANG | JAWA TIMUR | MALANG | MAIN UNIT | CUSTOMER | 9 January 2017 | GANDHI YANRANGGA | 27 December 2016 |  | 9 January 2017 | GANDHI YANRANGGA | - |  | ACTIVE
SMT16410097PA | MAC20 | GE ECG MAC 2000 | IMAGING | GE OPERATIONS INDONESIA, PT | GN00011168 | RSUD JAILOLO | MANADO | SULAWESI UTARA | MANADO | MAIN UNIT | CUSTOMER | 2 November 2016 | SAHID DERMAWAN - SPV TSE BARAT | 1 January 1900 |  | 2 November 2016 | SAHID DERMAWAN - SPV TSE BARAT | - |  | ACTIVE
SMT16410102PA | MAC20 | GE ECG MAC 2000 | IMAGING | GE OPERATIONS INDONESIA, PT | GN00002986 | RDC PUSAT - RAWAGELAM | PUSAT | DKI JAKARTA | JAKARTA TIMUR | MAIN UNIT | EMP | 2 November 2016 | ANTONIUS SAGITA - KALIBRASI | 1 January 1900 |  | 2 November 2016 | ANTONIUS SAGITA - KALIBRASI | - |  | ACTIVE
SMT16410103PA | MAC20 | GE ECG MAC 2000 | IMAGING | GE OPERATIONS INDONESIA, PT | GN00011168 | RSUD JAILOLO | MANADO | SULAWESI UTARA | MANADO | MAIN UNIT | CUSTOMER | 20 July 2017 | SAHID DERMAWAN - SPV TSE BARAT | 7 July 2017 |  | 20 July 2017 | SAHID DERMAWAN - SPV TSE BARAT | - |  | ACTIVE
SMT16410115PA | MAC20 | GE ECG MAC 2000 | IMAGING | GE OPERATIONS INDONESIA, PT | GN00011168 | RSUD JAILOLO | MANADO | SULAWESI UTARA | MANADO | MAIN UNIT | CUSTOMER | 2 November 2016 | SAHID DERMAWAN - SPV TSE BARAT | 1 January 1900 |  | 2 November 2016 | SAHID DERMAWAN - SPV TSE BARAT | - |  | ACTIVE
SMT17090135PA | MAC20 | GE ECG MAC 2000 | IMAGING | GE OPERATIONS INDONESIA, PT | GN00011168 | RSUD JAILOLO | MANADO | SULAWESI UTARA | MANADO | MAIN UNIT | CUSTOMER | - |  | 1 January 1900 |  | - |  | - |  | ACTIVE
SMT17090136PA | MAC20 | GE ECG MAC 2000 | IMAGING | GE OPERATIONS INDONESIA, PT | GN00011168 | RSUD JAILOLO | MANADO | SULAWESI UTARA | MANADO | MAIN UNIT | CUSTOMER | - |  | 1 January 1900 |  | - |  | - |  | ACTIVE
SMT17090144PA | MAC20 | GE ECG MAC 2000 | IMAGING | GE OPERATIONS INDONESIA, PT | GN00011168 | RSUD JAILOLO | MANADO | SULAWESI UTARA | MANADO | MAIN UNIT | CUSTOMER | - |  | 1 January 1900 |  | - |  | - |  | ACTIVE
SMT17090155PA | MAC20 | GE ECG MAC 2000 | IMAGING | GE OPERATIONS INDONESIA, PT | GN00011168 | RSUD JAILOLO | MANADO | SULAWESI UTARA | MANADO | MAIN UNIT | CUSTOMER | - |  | 29 March 2017 |  | - |  | - |  | ACTIVE
SMT17090156PA | MAC20 | GE ECG MAC 2000 | IMAGING | GE OPERATIONS INDONESIA, PT | GN00011168 | RSUD JAILOLO | MANADO | SULAWESI UTARA | MANADO | MAIN UNIT | CUSTOMER | - |  | 1 January 1900 |  | - |  | - |  | ACTIVE
SMT17090158PA | MAC20 | GE ECG MAC 2000 | IMAGING | GE OPERATIONS INDONESIA, PT | GN00000757 | RS WOODWARD | PALU | SULAWESI TENGAH | PALU | MAIN UNIT | CUSTOMER | - |  | 3 January 2021 | GANDHI YANRANGGA | - |  | 3 January 2021 | GANDHI YANRANGGA | ACTIVE
SMT17090380PA | MAC20 | GE ECG MAC 2000 | IMAGING | GE OPERATIONS INDONESIA, PT | GN00011168 | RSUD JAILOLO | MANADO | SULAWESI UTARA | MANADO | MAIN UNIT | CUSTOMER | - |  | 1 January 1900 |  | - |  | - |  | ACTIVE
SN-SAMPLE-999990 | 12501 | SAMPLE TIPS VIDAS 3 | DIAGNOSTIC 1 | BIOMERIEUX SA | GN00003001 | PT. ENSEVAL MEDIKA PRIMA - HO | PUSAT | DKI JAKARTA | JAKARTA TIMUR | MAIN UNIT | EMP | - |  | 24 June 2016 |  | - |  | - |  | INACTIVE
SN0022EM | SR300 | Siaretron 3000 ICU Vent. |  |  | GN00000481 | RSUD DATU BERU | BANDA ACEH | ACEH | TAKENGON | MAIN UNIT | CUSTOMER | 1 February 1990 | TRIYONO - TSE AREA BARAT | 1 January 2010 |  | 1 February 1990 | TRIYONO - TSE AREA BARAT | - |  | INACTIVE
SNU16446377PAS | CR171 | COROMETRIC 171 | IMAGING | GE OPERATIONS INDONESIA, PT | GN00007761 | RS LIRA MEDIKA | BEKASI | JAWA BARAT | KARAWANG | MAIN UNIT | CUSTOMER | 12 June 2017 | GATOT SURYA ADIPUTRA - TSE | 12 June 2017 |  | 12 June 2017 | GATOT SURYA ADIPUTRA - TSE | - |  | ACTIVE
SNU164556390PAS | CR171 | COROMETRIC 171 | IMAGING | GE OPERATIONS INDONESIA, PT | GN00002986 | RDC PUSAT - RAWAGELAM | PUSAT | DKI JAKARTA | JAKARTA TIMUR | MAIN UNIT | EMP | 5 May 2017 | TRIYONO - TSE AREA BARAT | 1 January 1900 |  | 5 May 2017 | TRIYONO - TSE AREA BARAT | - |  | ACTIVE
SNU16456390PAS | CR171 | COROMETRIC 171 | IMAGING | GE OPERATIONS INDONESIA, PT | GN00007761 | RS LIRA MEDIKA | BEKASI | JAWA BARAT | KARAWANG | MAIN UNIT | CUSTOMER | 5 May 2017 | FARIDA ADELINA | 1 January 1900 |  | 5 May 2017 | FARIDA ADELINA | - |  | ACTIVE
SOJ10205396 | CR259 | COROMETRIC 259 | IMAGING | GE OPERATIONS INDONESIA, PT | GN00000321 | RS MARTHA FRISKA | MEDAN | SUMATERA UTARA | MEDAN | MAIN UNIT | CUSTOMER | 1 February 1990 | TRIYONO - TSE AREA BARAT | 1 January 2010 |  | 1 February 1990 | TRIYONO - TSE AREA BARAT | - |  | ACTIVE
SP0000IR | SR110 | Siaretron 1100 Ped/Neo |  |  | GN00000685 | RSUD HARAPAN INSAN SENDAWAR | SAMARINDA | KALIMANTAN TIMUR | SAMARINDA | MAIN UNIT | CUSTOMER | 10 April 2015 |  | 1 January 1900 |  | 10 April 2015 |  | - |  | INACTIVE
SP0002GQ | SR110 | Siaretron 1100 Ped/Neo |  |  | GN00001220 | RSUP SANGLAH DENPASAR | DENPASAR | BALI | DENPASAR | MAIN UNIT | CUSTOMER | 11 September 2014 |  | 1 January 1900 |  | 11 September 2014 |  | - |  | INACTIVE
SP0007EP | SR110 | Siaretron 1100 Ped/Neo |  |  | GN00000194 | RSUD PETALA BUMI | PEKAN BARU | RIAU | PEKANBARU | MAIN UNIT | CUSTOMER | 29 August 2016 |  | 1 February 2013 |  | 29 August 2016 |  | - |  | INACTIVE
SP0011MH | SR110 | Siaretron 1100 Ped/Neo |  |  | GN00001798 | RS Brayat Minulya | SOLO | JAWA TENGAH | SURAKARTA | MAIN UNIT | CUSTOMER | 1 September 2014 | RAKHMAT | 1 January 1900 |  | 1 September 2014 | RAKHMAT | - |  | INACTIVE
SP0012LN | SR110 | Siaretron 1100 Ped/Neo |  |  | GN00002664 | RS PANTI WALUYO | SOLO | JAWA TENGAH | SURAKARTA | MAIN UNIT | CUSTOMER | 10 April 2015 |  | 1 January 1900 |  | 10 April 2015 |  | - |  | INACTIVE
SP21070806EP | SF325 | HM325 PACKAGE | DIAGNOSTIC 2 | THERMO FISHER - GER | GN00002986 | RDC PUSAT - RAWAGELAM | PUSAT | DKI JAKARTA | JAKARTA TIMUR | MAIN UNIT | EMP | - |  | - |  | 6 September 2021 | LEO LANANG SIGIT - TSE CP | - |  | ACTIVE
SPA01255828 | SM005 | SLIDEMATE AS ON-DEMAND PRINTING SYSTEM | DIAGNOSTIC 2 | THERMO FISHER SCIEN. HK | GN00002986 | RDC PUSAT - RAWAGELAM | PUSAT | DKI JAKARTA | JAKARTA TIMUR | MAIN UNIT | EMP | - |  | - |  | 22 April 2025 | ERIS MAHRUS HADI - TSE CP | - |  | ACTIVE
SPA01255830 | SM005 | SLIDEMATE AS ON-DEMAND PRINTING SYSTEM | DIAGNOSTIC 2 | THERMO FISHER SCIEN. HK | GN00002986 | RDC PUSAT - RAWAGELAM | PUSAT | DKI JAKARTA | JAKARTA TIMUR | MAIN UNIT | EMP | - |  | - |  | 22 April 2025 | ERIS MAHRUS HADI - TSE CP | - |  | ACTIVE
SPA04182335 | SM005 | SLIDEMATE AS ON-DEMAND PRINTING SYSTEM | DIAGNOSTIC 2 | THERMO FISHER SCIEN. HK | GN00001197 | RS SILOAM ( PT SILOAM INTERNATIONAL HOSPITALS ) KARAWACI | TANGERANG | BANTEN | TANGERANG | MAIN UNIT | CUSTOMER | - |  | 25 March 2019 |  | - |  | - |  | ACTIVE
SPA04193205 | SM005 | SLIDEMATE AS ON-DEMAND PRINTING SYSTEM | DIAGNOSTIC 2 | THERMO FISHER SCIEN. HK | GN00000535 | RSUP DR KARIADI | SEMARANG | JAWA TENGAH | SEMARANG | MAIN UNIT | CUSTOMER | - |  | 9 September 2021 | ANDRIAS NUGROHO - TSE | - |  | 9 September 2021 | ANDRIAS NUGROHO - TSE | ACTIVE
SPA04224589 | SM005 | SLIDEMATE AS ON-DEMAND PRINTING SYSTEM | DIAGNOSTIC 2 | THERMO FISHER SCIEN. HK | GN00000674 | RSUD ABDUL WAHAB SJAHRANIE | SAMARINDA | KALIMANTAN TIMUR | SAMARINDA | MAIN UNIT | CUSTOMER | - |  | 16 May 2023 |  | 22 June 2022 | LEO LANANG SIGIT - TSE CP | 12 October 2023 | ANDI ISMAIL - SPV TSE TIMUR | ACTIVE
SPA04224593 | SM005 | SLIDEMATE AS ON-DEMAND PRINTING SYSTEM | DIAGNOSTIC 2 | THERMO FISHER SCIEN. HK | GN00001769 | RS SILOAM ( PT SILOAM INTERNATIONAL HOSPITALS ) MAKASAR | MAKASSAR | SULAWESI BARAT | MAKASSAR | MAIN UNIT | CUSTOMER | - |  | 17 December 2024 |  | 22 June 2022 | LEO LANANG SIGIT - TSE CP | 6 January 2025 | SAHID DERMAWAN - SPV TSE BARAT | ACTIVE
SPA05171753 | SM005 | SLIDEMATE AS ON-DEMAND PRINTING SYSTEM | DIAGNOSTIC 2 | THERMO FISHER SCIEN. HK | GN00002985 | WORKSHOOP CSM PUSAT | PUSAT | DKI JAKARTA | JAKARTA TIMUR | MAIN UNIT | EMP | - |  | 1 June 2024 |  | - |  | 20 November 2024 | SAHID DERMAWAN - SPV TSE BARAT | ACTIVE
SPA05193220 | SM005 | SLIDEMATE AS ON-DEMAND PRINTING SYSTEM | DIAGNOSTIC 2 | THERMO FISHER SCIEN. HK | GN00001140 | RS Eka Hospital | TANGERANG | BANTEN | TANGERANG | MAIN UNIT | CUSTOMER | - |  | 16 October 2022 | ADITIYA NOVANDRA - TSE | - |  | 16 October 2022 | ADITIYA NOVANDRA - TSE | ACTIVE
SPA05245621 | SM005 | SLIDEMATE AS ON-DEMAND PRINTING SYSTEM | DIAGNOSTIC 2 | THERMO FISHER SCIEN. HK | GN00002986 | RDC PUSAT - RAWAGELAM | PUSAT | DKI JAKARTA | JAKARTA TIMUR | MAIN UNIT | EMP | - |  | - |  | 22 April 2025 | ERIS MAHRUS HADI - TSE CP | - |  | ACTIVE
SPA06214231 | SM005 | SLIDEMATE AS ON-DEMAND PRINTING SYSTEM | DIAGNOSTIC 2 | THERMO FISHER SCIEN. HK | GN00002985 | WORKSHOOP CSM PUSAT | PUSAT | DKI JAKARTA | JAKARTA TIMUR | MAIN UNIT | EMP | - |  | 18 September 2023 | ARDI HERMAWAN - TSE CP | 14 September 2021 | LEO LANANG SIGIT - TSE CP | 9 September 2024 | SAHID DERMAWAN - SPV TSE BARAT | ACTIVE
SPA06224702 | SM005 | SLIDEMATE AS ON-DEMAND PRINTING SYSTEM | DIAGNOSTIC 2 | THERMO FISHER SCIEN. HK | GN00000009 | RSU DR CIPTO MANGUNKUSUMO | JAKARTA-1 | DKI JAKARTA | JAKARTA PUSAT | MAIN UNIT | EMP | 27 December 2022 | MOHAMAD SUKARJO - TSE CP | 3 January 2025 |  | 23 March 2023 |  | 20 January 2025 | SAHID DERMAWAN - SPV TSE BARAT | ACTIVE
SPW17210022PA | MAC20 | GE ECG MAC 2000 | IMAGING | GE OPERATIONS INDONESIA, PT | GN00002986 | RDC PUSAT - RAWAGELAM | PUSAT | DKI JAKARTA | JAKARTA TIMUR | MAIN UNIT | EMP | 27 July 2017 | ANTONIUS SAGITA - KALIBRASI | 27 July 2017 |  | 27 July 2017 | ANTONIUS SAGITA - KALIBRASI | - |  | ACTIVE
SPW17210320PA | MAC20 | GE ECG MAC 2000 | IMAGING | GE OPERATIONS INDONESIA, PT | GN17070026 | RSUD LIMPUNG | TEGAL | JAWA TENGAH | TEGAL | MAIN UNIT | CUSTOMER | 25 July 2017 | MUNADI - TSE | 25 July 2017 |  | 25 July 2017 | MUNADI - TSE | - |  | ACTIVE
SPW17210321PA | MAC20 | GE ECG MAC 2000 | IMAGING | GE OPERATIONS INDONESIA, PT | GN17070026 | RSUD LIMPUNG | TEGAL | JAWA TENGAH | TEGAL | MAIN UNIT | CUSTOMER | 25 July 2017 | MUNADI - TSE | 25 July 2017 |  | 25 July 2017 | MUNADI - TSE | - |  | ACTIVE
SPW17210323PA | MAC20 | GE ECG MAC 2000 | IMAGING | GE OPERATIONS INDONESIA, PT | GN17070026 | RSUD LIMPUNG | TEGAL | JAWA TENGAH | TEGAL | MAIN UNIT | CUSTOMER | 25 July 2017 | MUNADI - TSE | 25 July 2017 |  | 25 July 2017 | MUNADI - TSE | - |  | ACTIVE
SPW17210324PA | MAC20 | GE ECG MAC 2000 | IMAGING | GE OPERATIONS INDONESIA, PT | GN00001975 | BADAN NARKOTIKA NASIONAL ( BNN ) SUKABUMI | BOGOR | JAWA BARAT | SUKABUMI | MAIN UNIT | CUSTOMER | 14 February 2018 | IBNUL AZIZ - TSE | 14 February 2018 |  | 14 February 2018 | IBNUL AZIZ - TSE | - |  | ACTIVE
SPW17210330PA | MAC20 | GE ECG MAC 2000 | IMAGING | GE OPERATIONS INDONESIA, PT | GN19120014 | UPT Poliklinik UPN Veteran Yogyakarta | YOGYAKARTA | YOGYAKARTA | YOGYAKARTA | MAIN UNIT | CUSTOMER | 2 January 2020 | HARI UDI RAHARJO - TSE | 2 January 2020 |  | 2 January 2020 | HARI UDI RAHARJO - TSE | - |  | ACTIVE
SPW17210332PA | MAC20 | GE ECG MAC 2000 | IMAGING | GE OPERATIONS INDONESIA, PT | GN00002986 | RDC PUSAT - RAWAGELAM | PUSAT | DKI JAKARTA | JAKARTA TIMUR | MAIN UNIT | EMP | 3 March 2020 | SUKMA WIJAYA - TSE | 3 March 2020 |  | 3 March 2020 | SUKMA WIJAYA - TSE | - |  | ACTIVE
SPW17210334PA | MAC20 | GE ECG MAC 2000 | IMAGING | GE OPERATIONS INDONESIA, PT | GN00002986 | RDC PUSAT - RAWAGELAM | PUSAT | DKI JAKARTA | JAKARTA TIMUR | MAIN UNIT | EMP | 5 July 2017 | ARIEF SETIAWAN - TSE CP | 4 July 2017 |  | 5 July 2017 | ARIEF SETIAWAN - TSE CP | - |  | ACTIVE
SPW17210335PA | MAC20 | GE ECG MAC 2000 | IMAGING | GE OPERATIONS INDONESIA, PT | GN00011822 | RSIA HUMANA PRIMA | BANDUNG | JAWA BARAT | BANDUNG | MAIN UNIT | CUSTOMER | 27 July 2017 | ANTONIUS SAGITA - KALIBRASI | 23 March 2021 | ARBIANSYAH - TSE | 27 July 2017 | ANTONIUS SAGITA - KALIBRASI | 23 March 2021 | ARBIANSYAH - TSE | ACTIVE
SPW17210336PA | MAC20 | GE ECG MAC 2000 | IMAGING | GE OPERATIONS INDONESIA, PT | GN00000260 | RS JIWA PUTI BUNGSU | PADANG | SUMATERA BARAT | PADANG | MAIN UNIT | CUSTOMER | 5 July 2017 | ARIEF SETIAWAN - TSE CP | 30 July 2020 | ABDI PUTRA - TSE | 5 July 2017 | ARIEF SETIAWAN - TSE CP | 30 July 2020 | ABDI PUTRA - TSE | ACTIVE
SPW17210337PA | MAC20 | GE ECG MAC 2000 | IMAGING | GE OPERATIONS INDONESIA, PT | GN19120011 | RSUD BINTAN | BATAM | KEPULAUAN RIAU | BATAM | MAIN UNIT | CUSTOMER | 5 July 2017 | ARIEF SETIAWAN - TSE CP | 21 September 2020 | RUDI SETIAWAN - TSE | 5 July 2017 | ARIEF SETIAWAN - TSE CP | 21 September 2020 | RUDI SETIAWAN - TSE | ACTIVE
SPW17210340PA | MAC20 | GE ECG MAC 2000 | IMAGING | GE OPERATIONS INDONESIA, PT | GN00002986 | RDC PUSAT - RAWAGELAM | PUSAT | DKI JAKARTA | JAKARTA TIMUR | MAIN UNIT | EMP | 5 July 2017 | ARIEF SETIAWAN - TSE CP | 4 July 2017 |  | 5 July 2017 | ARIEF SETIAWAN - TSE CP | - |  | ACTIVE
SPW17210342PA | MAC20 | GE ECG MAC 2000 | IMAGING | GE OPERATIONS INDONESIA, PT | GN00001005 | RS ANANDA | BEKASI | JAWA BARAT | BEKASI | MAIN UNIT | CUSTOMER | 27 July 2017 | ANTONIUS SAGITA - KALIBRASI | 8 March 2021 | GATOT SURYA ADIPUTRA - TSE | 27 July 2017 | ANTONIUS SAGITA - KALIBRASI | 8 March 2021 | GATOT SURYA ADIPUTRA - TSE | ACTIVE
SPW17220058PA | MAC20 | GE ECG MAC 2000 | IMAGING | GE OPERATIONS INDONESIA, PT | GN00005282 | RS SYAFIRA (PEKANBARU) | PEKAN BARU | RIAU | PEKANBARU | MAIN UNIT | CUSTOMER | 5 July 2017 | ARIEF SETIAWAN - TSE CP | 27 October 2020 | RUDI SETIAWAN - TSE | 5 July 2017 | ARIEF SETIAWAN - TSE CP | 27 October 2020 | RUDI SETIAWAN - TSE | ACTIVE
SPW17220064PA | MAC20 | GE ECG MAC 2000 | IMAGING | GE OPERATIONS INDONESIA, PT | GN20090017 | KLINIK PRATAMA A3 MEDIKA | MAKASSAR | SULAWESI SELATAN | MAKASSAR | MAIN UNIT | CUSTOMER | 5 July 2017 | ARIEF SETIAWAN - TSE CP | 5 November 2020 | AUGESTA NANDA PRADANA - TSE | 5 July 2017 | ARIEF SETIAWAN - TSE CP | 5 November 2020 | AUGESTA NANDA PRADANA - TSE | ACTIVE
SPW17220083PA | MAC20 | GE ECG MAC 2000 | IMAGING | GE OPERATIONS INDONESIA, PT | GN00002986 | RDC PUSAT - RAWAGELAM | PUSAT | DKI JAKARTA | JAKARTA TIMUR | MAIN UNIT | EMP | 5 July 2017 | ARIEF SETIAWAN - TSE CP | 4 July 2017 |  | 5 July 2017 | ARIEF SETIAWAN - TSE CP | - |  | ACTIVE
SPW17220085PA | MAC20 | GE ECG MAC 2000 | IMAGING | GE OPERATIONS INDONESIA, PT | GN20120007 | Klinik dr. Khozin | SEMARANG | JAWA TENGAH | SEMARANG | MAIN UNIT | CUSTOMER | 5 July 2017 | ARIEF SETIAWAN - TSE CP | 31 December 2020 | ANDRIAS NUGROHO - TSE | 5 July 2017 | ARIEF SETIAWAN - TSE CP | 31 December 2020 | ANDRIAS NUGROHO - TSE | ACTIVE
SPW17220086PA | MAC20 | GE ECG MAC 2000 | IMAGING | GE OPERATIONS INDONESIA, PT | GN21010003 | KLINIK MITRA PASAMAN BARTA | PADANG | SUMATERA BARAT | PADANG | MAIN UNIT | CUSTOMER | 5 July 2017 | ARIEF SETIAWAN - TSE CP | 31 July 2021 | ABDI PUTRA - TSE | 5 July 2017 | ARIEF SETIAWAN - TSE CP | 31 July 2021 | ABDI PUTRA - TSE | ACTIVE
SPY17320055PA | MAC06 | GE ECG MAC 600 | IMAGING | GE OPERATIONS INDONESIA, PT | GN00002986 | RDC PUSAT - RAWAGELAM | PUSAT | DKI JAKARTA | JAKARTA TIMUR | MAIN UNIT | EMP | 15 September 2017 | ANTONIUS SAGITA - KALIBRASI | 14 September 2017 |  | 15 September 2017 | ANTONIUS SAGITA - KALIBRASI | - |  | ACTIVE
SPY17320060PA | MAC06 | GE ECG MAC 600 | IMAGING | GE OPERATIONS INDONESIA, PT | GN00002986 | RDC PUSAT - RAWAGELAM | PUSAT | DKI JAKARTA | JAKARTA TIMUR | MAIN UNIT | EMP | 15 September 2017 | ANTONIUS SAGITA - KALIBRASI | 14 September 2017 |  | 15 September 2017 | ANTONIUS SAGITA - KALIBRASI | - |  | ACTIVE
SPY17320061PA | MAC06 | GE ECG MAC 600 | IMAGING | GE OPERATIONS INDONESIA, PT | GN00003083 | DINAS KESEHATAN KAB/ KOTA. BONE | MAKASSAR | SULAWESI SELATAN | MAKASSAR | MAIN UNIT | CUSTOMER | 7 February 2018 | TRIYONO - TSE AREA BARAT | 14 September 2017 |  | 7 February 2018 | TRIYONO - TSE AREA BARAT | - |  | ACTIVE
SPY17320062PA | MAC06 | GE ECG MAC 600 | IMAGING | GE OPERATIONS INDONESIA, PT | GN00002986 | RDC PUSAT - RAWAGELAM | PUSAT | DKI JAKARTA | JAKARTA TIMUR | MAIN UNIT | EMP | 29 November 2017 | SATRIA KUSUMA - TSE | 29 November 2017 |  | 29 November 2017 | SATRIA KUSUMA - TSE | - |  | ACTIVE
SPY17320063PA | MAC06 | GE ECG MAC 600 | IMAGING | GE OPERATIONS INDONESIA, PT | GN00002986 | RDC PUSAT - RAWAGELAM | PUSAT | DKI JAKARTA | JAKARTA TIMUR | MAIN UNIT | EMP | 29 November 2017 | SATRIA KUSUMA - TSE | 29 November 2017 |  | 29 November 2017 | SATRIA KUSUMA - TSE | - |  | ACTIVE
SPY17320081PA | MAC06 | GE ECG MAC 600 | IMAGING | GE OPERATIONS INDONESIA, PT | GN18010014 | PUSKESMAS SUKARAJA | PEKAN BARU | RIAU | PEKANBARU | MAIN UNIT | CUSTOMER | 31 January 2018 | AGUS FAUZI | 31 January 2018 |  | 31 January 2018 | AGUS FAUZI | - |  | ACTIVE
SPY17320082PA | MAC06 | GE ECG MAC 600 | IMAGING | GE OPERATIONS INDONESIA, PT | GN18010029 | PUSKESMAS BERINGIN JAYA | PEKAN BARU | RIAU | PEKANBARU | MAIN UNIT | CUSTOMER | 31 January 2018 | AGUS FAUZI | 31 January 2018 |  | 31 January 2018 | AGUS FAUZI | - |  | ACTIVE
SPY17320083PA | MAC06 | GE ECG MAC 600 | IMAGING | GE OPERATIONS INDONESIA, PT | GN18010015 | PUSKESMAS KARI | PEKAN BARU | RIAU | PEKANBARU | MAIN UNIT | CUSTOMER | 31 January 2018 | AGUS FAUZI | 31 January 2018 |  | 31 January 2018 | AGUS FAUZI | - |  | ACTIVE
SPY17320084PA | MAC06 | GE ECG MAC 600 | IMAGING | GE OPERATIONS INDONESIA, PT | GN18010033 | PUSKESMAS BENAI | PEKAN BARU | RIAU | PEKANBARU | MAIN UNIT | CUSTOMER | 31 January 2018 | AGUS FAUZI | 31 January 2018 |  | 31 January 2018 | AGUS FAUZI | - |  | ACTIVE
SPY17320085PA | MAC06 | GE ECG MAC 600 | IMAGING | GE OPERATIONS INDONESIA, PT | GN18010010 | PUSKESMAS GUNUNG TOAR | PEKAN BARU | KEPULAUAN RIAU | PEKANBARU | MAIN UNIT | CUSTOMER | 31 January 2018 | AGUS FAUZI | 31 January 2018 |  | 31 January 2018 | AGUS FAUZI | - |  | ACTIVE
SPY17320086PA | MAC06 | GE ECG MAC 600 | IMAGING | GE OPERATIONS INDONESIA, PT | GN18010009 | PUSKESMAS LUBUK RAMO | PEKAN BARU | KEPULAUAN RIAU | PEKANBARU | MAIN UNIT | CUSTOMER | 31 January 2018 | AGUS FAUZI | 31 January 2018 |  | 31 January 2018 | AGUS FAUZI | - |  | ACTIVE
SPY17320087PA | MAC06 | GE ECG MAC 600 | IMAGING | GE OPERATIONS INDONESIA, PT | GN18010011 | PUSKESMAS TELUK KUANTAN | PEKAN BARU | KEPULAUAN RIAU | PEKANBARU | MAIN UNIT | CUSTOMER | 19 January 2018 | LEONARDUS ADI | 19 January 2018 |  | 19 January 2018 | LEONARDUS ADI | - |  | ACTIVE
SPY17320088PA | MAC06 | GE ECG MAC 600 | IMAGING | GE OPERATIONS INDONESIA, PT | GN18010017 | PUSKESMAS LUBUK JAMBI | PEKAN BARU | RIAU | PEKANBARU | MAIN UNIT | CUSTOMER | 31 January 2018 | AGUS FAUZI | 31 January 2018 |  | 31 January 2018 | AGUS FAUZI | - |  | ACTIVE
SPY17320089PA | MAC06 | GE ECG MAC 600 | IMAGING | GE OPERATIONS INDONESIA, PT | GN18010030 | PUSKESMAS BASERAH | PEKAN BARU | RIAU | PEKANBARU | MAIN UNIT | CUSTOMER | 31 January 2018 | AGUS FAUZI | 31 January 2018 |  | 31 January 2018 | AGUS FAUZI | - |  | ACTIVE
SPY17320090PA | MAC06 | GE ECG MAC 600 | IMAGING | GE OPERATIONS INDONESIA, PT | GN18010013 | PUSKESMAS SENTAJO | PEKAN BARU | RIAU | PEKANBARU | MAIN UNIT | CUSTOMER | 31 January 2018 | AGUS FAUZI | 31 January 2018 |  | 31 January 2018 | AGUS FAUZI | - |  | ACTIVE
SPY17320095PA | MAC06 | GE ECG MAC 600 | IMAGING | GE OPERATIONS INDONESIA, PT | GN18010016 | PUSKESMAS MUARA LEMBU | PEKAN BARU | RIAU | PEKANBARU | MAIN UNIT | CUSTOMER | 31 January 2018 | AGUS FAUZI | 31 January 2018 |  | 31 January 2018 | AGUS FAUZI | - |  | ACTIVE
SPY17320096PA | MAC06 | GE ECG MAC 600 | IMAGING | GE OPERATIONS INDONESIA, PT | GN18010034 | PUSKESMAS KOTA BARU | PEKAN BARU | RIAU | PEKANBARU | MAIN UNIT | CUSTOMER | 31 January 2018 | AGUS FAUZI | 31 January 2018 |  | 31 January 2018 | AGUS FAUZI | - |  | ACTIVE
SPY17320098PA | MAC06 | GE ECG MAC 600 | IMAGING | GE OPERATIONS INDONESIA, PT | GN18010032 | PUSKESMAS PERHENTIAN LUAS | PEKAN BARU | RIAU | PEKANBARU | MAIN UNIT | CUSTOMER | 31 January 2018 | AGUS FAUZI | 31 January 2018 |  | 31 January 2018 | AGUS FAUZI | - |  | ACTIVE
SPY17320099PA | MAC06 | GE ECG MAC 600 | IMAGING | GE OPERATIONS INDONESIA, PT | GN18010031 | PUSKESMAS CERENTI | PEKAN BARU | RIAU | PEKANBARU | MAIN UNIT | CUSTOMER | 31 January 2018 | AGUS FAUZI | 31 January 2018 |  | 31 January 2018 | AGUS FAUZI | - |  | ACTIVE
SPY17320100PA | MAC06 | GE ECG MAC 600 | IMAGING | GE OPERATIONS INDONESIA, PT | GN18010027 | PUSKESMAS SUNGAI SIRIH | PEKAN BARU | RIAU | PEKANBARU | MAIN UNIT | CUSTOMER | 31 January 2018 | AGUS FAUZI | 31 January 2018 |  | 31 January 2018 | AGUS FAUZI | - |  | ACTIVE
SPY17320101PA | MAC06 | GE ECG MAC 600 | IMAGING | GE OPERATIONS INDONESIA, PT | GN18010012 | PUSKESMAS SENTAJO RAYA | PEKAN BARU | RIAU | PEKANBARU | MAIN UNIT | CUSTOMER | 31 January 2018 | AGUS FAUZI | 31 January 2018 |  | 31 January 2018 | AGUS FAUZI | - |  | ACTIVE
SPY17320102PA | MAC06 | GE ECG MAC 600 | IMAGING | GE OPERATIONS INDONESIA, PT | GN18010028 | PUSKESMAS SUNGAI BULUH | PEKAN BARU | RIAU | PEKANBARU | MAIN UNIT | CUSTOMER | 31 January 2018 | AGUS FAUZI | 31 January 2018 |  | 31 January 2018 | AGUS FAUZI | - |  | ACTIVE
SPY17320105PA | MAC06 | GE ECG MAC 600 | IMAGING | GE OPERATIONS INDONESIA, PT | GN00002986 | RDC PUSAT - RAWAGELAM | PUSAT | DKI JAKARTA | JAKARTA TIMUR | MAIN UNIT | EMP | 15 September 2017 | ANTONIUS SAGITA - KALIBRASI | 15 September 2017 |  | 15 September 2017 | ANTONIUS SAGITA - KALIBRASI | - |  | ACTIVE
SPY17320106PA | MAC06 | GE ECG MAC 600 | IMAGING | GE OPERATIONS INDONESIA, PT | GN00002986 | RDC PUSAT - RAWAGELAM | PUSAT | DKI JAKARTA | JAKARTA TIMUR | MAIN UNIT | EMP | 18 September 2017 | ANTONIUS SAGITA - KALIBRASI | 14 September 2017 |  | 18 September 2017 | ANTONIUS SAGITA - KALIBRASI | - |  | ACTIVE
SPY17320111PA | MAC06 | GE ECG MAC 600 | IMAGING | GE OPERATIONS INDONESIA, PT | GN18060011 | KLINIK SWA INDOMEDIKA | JAKARTA-2 | DKI JAKARTA | JAKARTA BARAT | MAIN UNIT | CUSTOMER | - |  | 17 December 2019 |  | - |  | - |  | ACTIVE
SS080994EP | SF355 | MICROM HM355S UNIT | DIAGNOSTIC 2 | SHANDON DIAGNOSTICS Ltd. | GN00002986 | RDC PUSAT - RAWAGELAM | PUSAT | DKI JAKARTA | JAKARTA TIMUR | MAIN UNIT | EMP | - |  | - |  | 3 October 2022 | LEO LANANG SIGIT - TSE CP | - |  | ACTIVE
ST0077BP | SRPS3 | SIRIO S2/T VENT. PORT | IMAGING | SIARE INTERNATIONAL | GN00002921 | RS MITRA KELUARGA DEPOK ( RSMK ) | PEJATEN | JAWA BARAT | DEPOK | MAIN UNIT | CUSTOMER | 4 August 2016 |  | 1 March 2012 |  | 4 August 2016 |  | - |  | ACTIVE
ST0707MP | SRPS3 | SIRIO S2/T VENT. PORT | IMAGING | SIARE INTERNATIONAL | GN00000868 | RSU PROV SULBAR | MAKASSAR | SULAWESI BARAT | MAMUJU | MAIN UNIT | CUSTOMER | 10 April 2015 |  | 1 January 1900 |  | 10 April 2015 |  | - |  | ACTIVE
STP - 2759 | ST121 | STP120-1 | DIAGNOSTIC 2 | SHANDON DIAGNOSTICS Ltd. | GN00000042 | RSUD KOBA BANGKA TENGAH | PANGKAL PINANG | KEPULAUAN BANGKA BELITUNG | BANGKA TENGAH | MAIN UNIT | CUSTOMER | 14 September 2018 |  | 14 September 2018 |  | 14 September 2018 |  | - |  | ACTIVE
STP-121-275 | ECA03 | Semi-enclosed tissue processors without Fume control (STP 120-1) | DIAGNOSTIC 2 | SHANDON DIAGNOSTICS Ltd. | GN00006967 | RSUD LAHAT | PALEMBANG | SUMATERA SELATAN | PALEMBANG | MAIN UNIT | CUSTOMER | - |  | 15 May 2019 |  | - |  | - |  | ACTIVE
STP-1997 | STP23 | STP120-3 | DIAGNOSTIC 2 | SHANDON DIAGNOSTICS Ltd. | GN00004316 | RS HAJI | MEDAN | SUMATERA UTARA | MEDAN | MAIN UNIT | CUSTOMER | 6 December 2014 | ARBIANSYAH - TSE | 6 December 2014 |  | 6 December 2014 | ARBIANSYAH - TSE | - |  | ACTIVE
STP-1998 | STP23 | STP120-3 | DIAGNOSTIC 2 | SHANDON DIAGNOSTICS Ltd. | GN00006064 | DR EDDY SUPRIADY | CIREBON | JAWA BARAT | CIREBON | MAIN UNIT | CUSTOMER | 25 November 2014 | SUKMA WIJAYA - TSE | 25 November 2014 |  | 25 November 2014 | SUKMA WIJAYA - TSE | - |  | ACTIVE
STP-2031 | ST121 | STP120-1 | DIAGNOSTIC 2 | SHANDON DIAGNOSTICS Ltd. | GN00001124 | RSUD DR. SOEKARDJO KOTA TASIKMALAYA | TASIKMALAYA | JAWA BARAT | TASIKMALAYA | MAIN UNIT | CUSTOMER | 30 September 2014 | SUKMA WIJAYA - TSE | 17 October 2014 |  | 30 September 2014 | SUKMA WIJAYA - TSE | - |  | ACTIVE
STP-2103 | ST121 | STP120-1 | DIAGNOSTIC 2 | SHANDON DIAGNOSTICS Ltd. | GN00006018 | RSUD GUNUNGJATI | CIREBON | JAWA BARAT | CIREBON | MAIN UNIT | CUSTOMER | 19 November 2015 | SUKMA WIJAYA - TSE | 19 November 2015 |  | 19 November 2015 | SUKMA WIJAYA - TSE | - |  | ACTIVE
STP-2105 | ECA03 | Semi-enclosed tissue processors without Fume control (STP 120-1) | DIAGNOSTIC 2 | SHANDON DIAGNOSTICS Ltd. | GN00005815 | RS. R. SYAMSUDIN S.H | BOGOR | JAWA BARAT | BOGOR | MAIN UNIT | CUSTOMER | - |  | 11 November 2015 |  | - |  | - |  | ACTIVE
STP-2112 | ST121 | STP120-1 | DIAGNOSTIC 2 | SHANDON DIAGNOSTICS Ltd. | GN00008599 | UNPAD - FARMASI | BANDUNG | JAWA BARAT | BANDUNG | MAIN UNIT | CUSTOMER | 15 March 2016 | SUKMA WIJAYA - TSE | 14 March 2016 |  | 15 March 2016 | SUKMA WIJAYA - TSE | - |  | ACTIVE
stp-2149 | STP23 | STP120-3 | DIAGNOSTIC 2 | SHANDON DIAGNOSTICS Ltd. | GN00000007 | RSUD KOJA | JAKARTA-1 | DKI JAKARTA | JAKARTA UTARA | MAIN UNIT | CUSTOMER | - |  | 23 August 2017 |  | - |  | - |  | ACTIVE
STP-2155 | STP23 | STP120-3 | DIAGNOSTIC 2 | SHANDON DIAGNOSTICS Ltd. | GN00001828 | RSU WALUYO JATI KRAKSAAN | MALANG | JAWA TIMUR | PROBOLINGGO | MAIN UNIT | CUSTOMER | - |  | 27 October 2015 |  | - |  | - |  | ACTIVE
STP-2162 | STP23 | STP120-3 | DIAGNOSTIC 2 | SHANDON DIAGNOSTICS Ltd. | GN00002464 | RSUD DR HARJONO S PONOROGO | KEDIRI | JAWA TIMUR | PONOROGO | MAIN UNIT | CUSTOMER | - |  | 10 May 2017 |  | - |  | - |  | ACTIVE
STP-2181 | STP23 | STP120-3 | DIAGNOSTIC 2 | SHANDON DIAGNOSTICS Ltd. | GN00000516 | RS TELOGOREJO | SEMARANG | JAWA TENGAH | SEMARANG | MAIN UNIT | CUSTOMER | 14 August 2018 | TRIYONO - TSE AREA BARAT | 6 January 2016 |  | 14 August 2018 | TRIYONO - TSE AREA BARAT | - |  | ACTIVE
STP-2198 | ST121 | STP120-1 | DIAGNOSTIC 2 | SHANDON DIAGNOSTICS Ltd. | GN00002406 | RUMKIT TK II DR. SOEDJONO | YOGYAKARTA | YOGYAKARTA | MAGELANG | MAIN UNIT | CUSTOMER | - |  | 28 January 2016 |  | - |  | - |  | ACTIVE
STP-2199 | ST121 | STP120-1 | DIAGNOSTIC 2 | SHANDON DIAGNOSTICS Ltd. | GN00000860 | RS HAJI | MAKASSAR | SULAWESI SELATAN | MAKASSAR | MAIN UNIT | CUSTOMER | - |  | 9 December 2016 |  | - |  | - |  | ACTIVE
STP-2204 | STP23 | STP120-3 | DIAGNOSTIC 2 | SHANDON DIAGNOSTICS Ltd. | GN00003153 | BALAI BESAR VETERINER MAROS | MAKASSAR | SULAWESI SELATAN | MAROS | MAIN UNIT | CUSTOMER | 15 April 2016 | HARI UDI RAHARJO - TSE | 14 April 2016 |  | 15 April 2016 | HARI UDI RAHARJO - TSE | - |  | ACTIVE
STP-2280 | STP23 | STP120-3 | DIAGNOSTIC 2 | SHANDON DIAGNOSTICS Ltd. | GN00000968 | RSUD KOTA BANDUNG | BANDUNG | JAWA BARAT | BANDUNG | MAIN UNIT | CUSTOMER | 14 July 2016 | SUKMA WIJAYA - TSE | 14 July 2016 |  | 14 July 2016 | SUKMA WIJAYA - TSE | - |  | ACTIVE
stp-2323 | STP23 | STP120-3 | DIAGNOSTIC 2 | SHANDON DIAGNOSTICS Ltd. | GN00000871 | RSUD LAGALIGO | MAKASSAR | SULAWESI SELATAN | LUWU TIMUR | MAIN UNIT | CUSTOMER | 31 January 2018 | TRIYONO - TSE AREA BARAT | 31 January 2018 |  | 31 January 2018 | TRIYONO - TSE AREA BARAT | 6 November 2024 | SAHID DERMAWAN - SPV TSE BARAT | ACTIVE
STP-2324 | STP23 | STP120-3 | DIAGNOSTIC 2 | SHANDON DIAGNOSTICS Ltd. | GN00000596 | RSU DR SOEDARSO PONTIANAK | PONTIANAK | KALIMANTAN BARAT | PONTIANAK | MAIN UNIT | CUSTOMER | 30 August 2016 | AGUS FAUZI | 29 August 2016 |  | 30 August 2016 | AGUS FAUZI | - |  | ACTIVE
STP-2326 | ST121 | STP120-1 | DIAGNOSTIC 2 | SHANDON DIAGNOSTICS Ltd. | GN00000960 | RS PMN CICENDO | BANDUNG | JAWA BARAT | BANDUNG | MAIN UNIT | CUSTOMER | 21 September 2016 | SUKMA WIJAYA - TSE | 21 September 2016 |  | 21 September 2016 | SUKMA WIJAYA - TSE | - |  | ACTIVE
STP-2326n | ST121 | STP120-1 | DIAGNOSTIC 2 | SHANDON DIAGNOSTICS Ltd. | GN00000960 | RS PMN CICENDO | BANDUNG | JAWA BARAT | BANDUNG | MAIN UNIT | CUSTOMER | 21 September 2016 | SUKMA WIJAYA - TSE | 21 September 2016 |  | 21 September 2016 | SUKMA WIJAYA - TSE | - |  | ACTIVE
stp-2465 | STP23 | STP120-3 | DIAGNOSTIC 2 | SHANDON DIAGNOSTICS Ltd. | GN00001790 | RS DR.OEN SURAKARTA | SOLO | JAWA TENGAH | SURAKARTA | MAIN UNIT | CUSTOMER | - |  | 5 December 2018 |  | - |  | - |  | ACTIVE
stp-2490 | STP23 | STP120-3 | DIAGNOSTIC 2 | SHANDON DIAGNOSTICS Ltd. | GN00000319 | RSUP H ADAM MALIK | MEDAN | SUMATERA UTARA | MEDAN | MAIN UNIT | CUSTOMER | 27 February 2018 | TRIYONO - TSE AREA BARAT | 27 February 2018 |  | 27 February 2018 | TRIYONO - TSE AREA BARAT | - |  | ACTIVE
stp-2491 | STP23 | STP120-3 | DIAGNOSTIC 2 | SHANDON DIAGNOSTICS Ltd. | GN00002813 | RS Universitas Yarsi | JAKARTA-1 | DKI JAKARTA |  | MAIN UNIT | CUSTOMER | 18 June 2018 | MOHAMAD SUKARJO - TSE CP | 18 June 2018 |  | 18 June 2018 | MOHAMAD SUKARJO - TSE CP | - |  | ACTIVE
STP-2500 | ST121 | STP120-1 | DIAGNOSTIC 2 | SHANDON DIAGNOSTICS Ltd. | GN00003087 | RSU PROV BAHTERAMAS | MAKASSAR | SULAWESI SELATAN | MAKASSAR | MAIN UNIT | CUSTOMER | 25 May 2018 | PHILIP LAKRISNA - TSE | 25 May 2018 |  | 25 May 2018 | PHILIP LAKRISNA - TSE | - |  | ACTIVE
stp-2513 | STP23 | STP120-3 | DIAGNOSTIC 2 | SHANDON DIAGNOSTICS Ltd. | GN00002825 | RSUD KABUPATEN TANGERANG | TANGERANG | BANTEN |  | MAIN UNIT | CUSTOMER | 27 March 2018 | ARBIANSYAH - TSE | 27 March 2018 |  | 27 March 2018 | ARBIANSYAH - TSE | - |  | ACTIVE
stp-2516 | STP23 | STP120-3 | DIAGNOSTIC 2 | SHANDON DIAGNOSTICS Ltd. | GN00000403 | RSUD DELI SERDANG | MEDAN | SUMATERA UTARA | LUBUK PAKAM | MAIN UNIT | CUSTOMER | 31 May 2018 | SATRIA KUSUMA - TSE | 31 May 2018 |  | 31 May 2018 | SATRIA KUSUMA - TSE | - |  | ACTIVE
STP-2526 | ST121 | STP120-1 | DIAGNOSTIC 2 | SHANDON DIAGNOSTICS Ltd. | GN00001070 | RSU CIANJUR | BOGOR | JAWA BARAT | CIANJUR | MAIN UNIT | CUSTOMER | - |  | 13 July 2017 |  | - |  | - |  | ACTIVE
STP-2527 | ECA03 | Semi-enclosed tissue processors without Fume control (STP 120-1) | DIAGNOSTIC 2 | SHANDON DIAGNOSTICS Ltd. | GN00001085 | RSAB HARAPAN KITA | JAKARTA-2 | DKI JAKARTA | JAKARTA BARAT | MAIN UNIT | CUSTOMER | - |  | 12 December 2017 |  | - |  | - |  | ACTIVE
STP-2562 | STP23 | STP120-3 | DIAGNOSTIC 2 | SHANDON DIAGNOSTICS Ltd. | GN00004673 | RSUD AL-IHSAN BANDUNG | BANDUNG | JAWA BARAT | BANDUNG | MAIN UNIT | CUSTOMER | 7 August 2018 | TRIYONO - TSE AREA BARAT | 7 August 2018 |  | 7 August 2018 | TRIYONO - TSE AREA BARAT | - |  | ACTIVE
STP-2587 | ST121 | STP120-1 | DIAGNOSTIC 2 | SHANDON DIAGNOSTICS Ltd. | GN00001121 | RSUD BANJAR | TASIKMALAYA | JAWA BARAT | BANJAR | MAIN UNIT | CUSTOMER | 27 April 2018 | SUKMA WIJAYA - TSE | 27 April 2018 |  | 27 April 2018 | SUKMA WIJAYA - TSE | - |  | ACTIVE
STP-2599 | ST121 | STP120-1 | DIAGNOSTIC 2 | SHANDON DIAGNOSTICS Ltd. | GN00000238 | RSUD M NATSIR SOLOK | PADANG | SUMATERA BARAT | SOLOK | MAIN UNIT | CUSTOMER | - |  | 15 November 2018 |  | - |  | - |  | ACTIVE
STP-2601 | ST121 | STP120-1 | DIAGNOSTIC 2 | SHANDON DIAGNOSTICS Ltd. | GN00002335 | LAB THAMRIN S.BATANGHARI | MEDAN | SUMATERA UTARA | MEDAN | MAIN UNIT | CUSTOMER | - |  | 16 April 2018 |  | - |  | - |  | ACTIVE
STP-2611 | ST121 | STP120-1 | DIAGNOSTIC 2 | SHANDON DIAGNOSTICS Ltd. | GN18040018 | RS UNGGUL KARSA MEDIKA | BANDUNG | JAWA BARAT | BANDUNG | MAIN UNIT | CUSTOMER | 24 April 2018 | SUKMA WIJAYA - TSE | 24 April 2018 |  | 24 April 2018 | SUKMA WIJAYA - TSE | - |  | ACTIVE
STP-2612 | ST121 | STP120-1 | DIAGNOSTIC 2 | SHANDON DIAGNOSTICS Ltd. | GN00001788 | RSUD DR RSOEDJATI SOEMODIARDJO GROBOGAN | SOLO | JAWA TENGAH | PURWODADI | MAIN UNIT | EMP | 2 January 2019 | FARIDA ADELINA | 12 May 2021 | IBNUL AZIZ - TSE | 2 January 2019 | FARIDA ADELINA | 13 August 2025 | SAHID DERMAWAN - SPV TSE BARAT | ACTIVE
STP-2633 | STP23 | STP120-3 | DIAGNOSTIC 2 | SHANDON DIAGNOSTICS Ltd. | GN00001509 | RSUD DR. ABDOER RAHEM | JEMBER | JAWA TIMUR | SITUBONDO | MAIN UNIT | CUSTOMER | - |  | 25 June 2019 |  | - |  | - |  | ACTIVE
STP121-2711-1801 | ST121 | STP120-1 | DIAGNOSTIC 2 | SHANDON DIAGNOSTICS Ltd. | GN00011712 | POLTEKKES BANTEN | TANGERANG | BANTEN | TANGERANG | MAIN UNIT | CUSTOMER | - |  | 29 March 2019 |  | - |  | - |  | ACTIVE
STP121-2752-1802 | ST121 | STP120-1 | DIAGNOSTIC 2 | SHANDON DIAGNOSTICS Ltd. | GN19090024 | RSU PUTRI BIDADARI | MEDAN | SUMATERA UTARA | MEDAN | MAIN UNIT | CUSTOMER | 9 December 2019 | SAHID DERMAWAN - SPV TSE BARAT | 9 December 2019 |  | 9 December 2019 | SAHID DERMAWAN - SPV TSE BARAT | - |  | ACTIVE
STP121-2754-1803 | ST121 | STP120-1 | DIAGNOSTIC 2 | SHANDON DIAGNOSTICS Ltd. | GN00002986 | RDC PUSAT - RAWAGELAM | PUSAT | DKI JAKARTA | JAKARTA TIMUR | MAIN UNIT | EMP | - |  | 28 March 2019 |  | - |  | - |  | ACTIVE
STP121-2820-1805 | ST121 | STP120-1 | DIAGNOSTIC 2 | SHANDON DIAGNOSTICS Ltd. | GN00002986 | RDC PUSAT - RAWAGELAM | PUSAT | DKI JAKARTA | JAKARTA TIMUR | MAIN UNIT | EMP | 18 July 2018 | ANTONIUS SAGITA - KALIBRASI | 17 July 2018 |  | 18 July 2018 | ANTONIUS SAGITA - KALIBRASI | - |  | ACTIVE
STP121-2845-1806 | ST121 | STP120-1 | DIAGNOSTIC 2 | SHANDON DIAGNOSTICS Ltd. | GN00001126 | RSUD DR SLAMET GARUT | TASIKMALAYA | JAWA BARAT | GARUT | MAIN UNIT | CUSTOMER | - |  | 26 July 2021 | SUKMA WIJAYA - TSE | - |  | 26 July 2021 | SUKMA WIJAYA - TSE | ACTIVE
STP1212977 | ST121 | STP120-1 | DIAGNOSTIC 2 | SHANDON DIAGNOSTICS Ltd. | GN00002985 | WORKSHOOP CSM PUSAT | PUSAT | DKI JAKARTA | JAKARTA TIMUR | MAIN UNIT | EMP | - |  | - |  | - |  | - |  | ACTIVE
STP1213001 | ST121 | STP120-1 | DIAGNOSTIC 2 | SHANDON DIAGNOSTICS Ltd. | GN00002986 | RDC PUSAT - RAWAGELAM | PUSAT | DKI JAKARTA | JAKARTA TIMUR | MAIN UNIT | EMP | - |  | 8 April 2020 |  | - |  | - |  | ACTIVE
STP1213002 | ST121 | STP120-1 | DIAGNOSTIC 2 | SHANDON DIAGNOSTICS Ltd. | GN00002986 | RDC PUSAT - RAWAGELAM | PUSAT | DKI JAKARTA | JAKARTA TIMUR | MAIN UNIT | EMP | - |  | 1 January 1900 |  | - |  | - |  | ACTIVE
STP12130021903 | ST121 | STP120-1 | DIAGNOSTIC 2 | SHANDON DIAGNOSTICS Ltd. | GN21090008 | Poltekkes Makassar Jurusan Analis Kesehatan | MAKASSAR | SULAWESI SELATAN | MAKASSAR | MAIN UNIT | CUSTOMER | - |  | 1 October 2021 | ASRULLAH - TSE | 28 September 2021 | LEO LANANG SIGIT - TSE CP | 1 October 2021 | ASRULLAH - TSE | ACTIVE
STP1213003 | ST121 | STP120-1 | DIAGNOSTIC 2 | SHANDON DIAGNOSTICS Ltd. | GN00002986 | RDC PUSAT - RAWAGELAM | PUSAT | DKI JAKARTA | JAKARTA TIMUR | MAIN UNIT | EMP | - |  | 1 January 1900 |  | - |  | - |  | ACTIVE
STP12134762103 | ECA03 | Semi-enclosed tissue processors without Fume control (STP 120-1) | DIAGNOSTIC 2 | SHANDON DIAGNOSTICS Ltd. | GN00001180 | RSTP (TUBERCOLOSIS PARU) SIDAWANGI | CIREBON | JAWA BARAT | CIREBON | MAIN UNIT | CUSTOMER | - |  | 26 September 2022 | ARBIANSYAH - TSE | 29 November 2021 | LEO LANANG SIGIT - TSE CP | 26 September 2022 | ARBIANSYAH - TSE | ACTIVE
STP12134782103 | ECA03 | Semi-enclosed tissue processors without Fume control (STP 120-1) | DIAGNOSTIC 2 | SHANDON DIAGNOSTICS Ltd. | GN00003130 | RS UNIVERSITAS MUHAMMADIYAH MALANG | MALANG | JAWA TIMUR | MALANG | MAIN UNIT | CUSTOMER | - |  | 18 July 2022 | AHMAD FATKHUDIN - TSE | 19 October 2021 | LEO LANANG SIGIT - TSE CP | 18 July 2022 | AHMAD FATKHUDIN - TSE | ACTIVE
STP12134842103 | ECA03 | Semi-enclosed tissue processors without Fume control (STP 120-1) | DIAGNOSTIC 2 | SHANDON DIAGNOSTICS Ltd. | GN17060073 | RSUD KOTA MALANG | MALANG | JAWA TIMUR | MALANG | MAIN UNIT | CUSTOMER | - |  | 1 December 2022 |  | 29 November 2021 | LEO LANANG SIGIT - TSE CP | 11 October 2023 | ANDI ISMAIL - SPV TSE TIMUR | ACTIVE
STP12135142105 | ECA03 | Semi-enclosed tissue processors without Fume control (STP 120-1) | DIAGNOSTIC 2 | SHANDON DIAGNOSTICS Ltd. | GN00007117 | RS ROYAL PRIMA | MEDAN | SUMATERA UTARA | MEDAN | MAIN UNIT | CUSTOMER | - |  | 31 August 2022 | BARITA P-SIMAMORA - TSE | 29 November 2021 | LEO LANANG SIGIT - TSE CP | 31 August 2022 | BARITA P-SIMAMORA - TSE | ACTIVE
STP12135162105 | ECA03 | Semi-enclosed tissue processors without Fume control (STP 120-1) | DIAGNOSTIC 2 | SHANDON DIAGNOSTICS Ltd. | GN00002016 | RS BHAYANGKARA KEDIRI | KEDIRI | JAWA TIMUR | KEDIRI | MAIN UNIT | CUSTOMER | - |  | 29 November 2022 |  | 22 June 2022 | LEO LANANG SIGIT - TSE CP | 11 October 2023 | ANDI ISMAIL - SPV TSE TIMUR | ACTIVE
STP12135732109 | ECA03 | Semi-enclosed tissue processors without Fume control (STP 120-1) | DIAGNOSTIC 2 | SHANDON DIAGNOSTICS Ltd. | GN00004062 | RSUD KOTA SUBULUSSALAM | BANDA ACEH | ACEH | SUBULUSSALAM | MAIN UNIT | CUSTOMER | - |  | 10 May 2023 |  | 10 August 2022 | LEO LANANG SIGIT - TSE CP | 20 October 2023 | SAHID DERMAWAN - SPV TSE BARAT | ACTIVE
STP12136132111 | ECA03 | Semi-enclosed tissue processors without Fume control (STP 120-1) | DIAGNOSTIC 2 | SHANDON DIAGNOSTICS Ltd. | GN00001679 | RSUD ABEPURA | JAYAPURA | PAPUA | JAYAPURA | MAIN UNIT | CUSTOMER | - |  | 23 August 2023 |  | 10 August 2022 | LEO LANANG SIGIT - TSE CP | 14 October 2023 | ANDI ISMAIL - SPV TSE TIMUR | ACTIVE
STP12136142111 | ECA03 | Semi-enclosed tissue processors without Fume control (STP 120-1) | DIAGNOSTIC 2 | SHANDON DIAGNOSTICS Ltd. | GN00005611 | RS Columbia Asia - Semarang | SEMARANG | JAWA TENGAH | SEMARANG | MAIN UNIT | CUSTOMER | - |  | 8 December 2023 |  | 10 August 2022 | LEO LANANG SIGIT - TSE CP | 2 January 2024 | ANDI ISMAIL - SPV TSE TIMUR | ACTIVE
STP12136152111 | ECA03 | Semi-enclosed tissue processors without Fume control (STP 120-1) | DIAGNOSTIC 2 | SHANDON DIAGNOSTICS Ltd. | GN17060075 | CIPUTRA MITRA HOSPITAL | BANJARMASIN | KALIMANTAN SELATAN | BANJARMASIN | MAIN UNIT | CUSTOMER | - |  | 4 September 2024 |  | 10 August 2022 | LEO LANANG SIGIT - TSE CP | 9 September 2024 | ANDI ISMAIL - SPV TSE TIMUR | ACTIVE
STP12136162111 | ECA03 | Semi-enclosed tissue processors without Fume control (STP 120-1) | DIAGNOSTIC 2 | SHANDON DIAGNOSTICS Ltd. | GN00000037 | RSUD DEPATI HAMZAH | PANGKAL PINANG | KEPULAUAN BANGKA BELITUNG | PANGKAL PINANG | MAIN UNIT | CUSTOMER | 27 December 2022 | MOHAMAD SUKARJO - TSE CP | 16 July 2024 |  | 23 March 2023 |  | 19 July 2024 | SAHID DERMAWAN - SPV TSE BARAT | ACTIVE
STP12136432112 | ECA03 | Semi-enclosed tissue processors without Fume control (STP 120-1) | DIAGNOSTIC 2 | SHANDON DIAGNOSTICS Ltd. | GN00008195 | RS SILOAM ( PT SILOAM INTERNATIONAL HOSPITALS ) KUPANG | KUPANG | NUSA TENGGARA TIMUR | KUPANG | MAIN UNIT | CUSTOMER | - |  | 4 December 2024 |  | 28 May 2023 | LEO LANANG SIGIT - TSE CP | 17 December 2024 | ANDI ISMAIL - SPV TSE TIMUR | ACTIVE
STP12136852202 | ECA03 | Semi-enclosed tissue processors without Fume control (STP 120-1) | DIAGNOSTIC 2 | SHANDON DIAGNOSTICS Ltd. | GN00002040 | RSU ASY SYIFA SAMBI | SOLO | JAWA TENGAH | BOYOLALI | MAIN UNIT | CUSTOMER | - |  | 29 November 2024 |  | 30 October 2023 | LEO LANANG SIGIT - TSE CP | 17 December 2024 | ANDI ISMAIL - SPV TSE TIMUR | ACTIVE
STP12137042203 | ECA03 | Semi-enclosed tissue processors without Fume control (STP 120-1) | DIAGNOSTIC 2 | SHANDON DIAGNOSTICS Ltd. | GN00000518 | RSUD BATANG | SEMARANG | JAWA TENGAH | BATANG | MAIN UNIT | CUSTOMER | - |  | 26 November 2024 |  | 30 October 2023 | LEO LANANG SIGIT - TSE CP | 3 December 2024 | SAHID DERMAWAN - SPV TSE BARAT | ACTIVE
STP12137052203 | ECA03 | Semi-enclosed tissue processors without Fume control (STP 120-1) | DIAGNOSTIC 2 | SHANDON DIAGNOSTICS Ltd. | GN00001769 | RS SILOAM ( PT SILOAM INTERNATIONAL HOSPITALS ) MAKASAR | MAKASSAR | SULAWESI BARAT | MAKASSAR | MAIN UNIT | CUSTOMER | - |  | 17 December 2024 |  | 30 October 2023 | LEO LANANG SIGIT - TSE CP | 6 January 2025 | SAHID DERMAWAN - SPV TSE BARAT | ACTIVE
STP12137062203 | ECA03 | Semi-enclosed tissue processors without Fume control (STP 120-1) | DIAGNOSTIC 2 | SHANDON DIAGNOSTICS Ltd. | GN19110009 | RSU Islam Cawas Klaten | SOLO | JAWA TENGAH | SURAKARTA | MAIN UNIT | CUSTOMER | - |  | 26 December 2024 |  | 30 October 2023 | LEO LANANG SIGIT - TSE CP | 6 January 2025 | SAHID DERMAWAN - SPV TSE BARAT | ACTIVE
STP12137072203 | ECA03 | Semi-enclosed tissue processors without Fume control (STP 120-1) | DIAGNOSTIC 2 | SHANDON DIAGNOSTICS Ltd. | GN00002986 | RDC PUSAT - RAWAGELAM | PUSAT | DKI JAKARTA | JAKARTA TIMUR | MAIN UNIT | EMP | - |  | - |  | 30 October 2023 | LEO LANANG SIGIT - TSE CP | - |  | ACTIVE
STP12137142203 | ECA03 | Semi-enclosed tissue processors without Fume control (STP 120-1) | DIAGNOSTIC 2 | SHANDON DIAGNOSTICS Ltd. | GN24120001 | FAK KEDOKTERAN UNIV ANDALAS | PADANG | SUMATERA BARAT | PADANG | MAIN UNIT | CUSTOMER | - |  | 4 December 2024 |  | 15 March 2024 | LEO LANANG SIGIT - TSE CP | 6 January 2025 | SAHID DERMAWAN - SPV TSE BARAT | ACTIVE
STP12137162203 | ECA03 | Semi-enclosed tissue processors without Fume control (STP 120-1) | DIAGNOSTIC 2 | SHANDON DIAGNOSTICS Ltd. | GN00002986 | RDC PUSAT - RAWAGELAM | PUSAT | DKI JAKARTA | JAKARTA TIMUR | MAIN UNIT | EMP | - |  | - |  | 15 March 2024 | LEO LANANG SIGIT - TSE CP | - |  | ACTIVE
STP12137172203 | ECA03 | Semi-enclosed tissue processors without Fume control (STP 120-1) | DIAGNOSTIC 2 | SHANDON DIAGNOSTICS Ltd. | GN00010699 | RSUD. DR. RASIDIN PADANG | PADANG | SUMATERA BARAT | PADANG | MAIN UNIT | CUSTOMER | - |  | 18 June 2025 |  | 23 May 2025 | ERIS MAHRUS HADI - TSE CP | 19 June 2025 | SAHID DERMAWAN - SPV TSE BARAT | ACTIVE
STP12137192203 | ECA03 | Semi-enclosed tissue processors without Fume control (STP 120-1) | DIAGNOSTIC 2 | SHANDON DIAGNOSTICS Ltd. | GN23070011 | RSUD BATARA SIANG | MAKASSAR | SULAWESI SELATAN | MAKASSAR | MAIN UNIT | CUSTOMER | - |  | 26 June 2025 |  | 23 May 2025 | ERIS MAHRUS HADI - TSE CP | 1 July 2025 | SAHID DERMAWAN - SPV TSE BARAT | ACTIVE
STP12137202203 | ECA03 | Semi-enclosed tissue processors without Fume control (STP 120-1) | DIAGNOSTIC 2 | SHANDON DIAGNOSTICS Ltd. | GN25010005 | LAB MEDIS PROSPECTA | MEDAN | SUMATERA UTARA | MEDAN | MAIN UNIT | CUSTOMER | - |  | 22 January 2025 |  | 15 March 2024 | LEO LANANG SIGIT - TSE CP | 7 February 2025 | SAHID DERMAWAN - SPV TSE BARAT | ACTIVE
STP12137222204 | ECA03 | Semi-enclosed tissue processors without Fume control (STP 120-1) | DIAGNOSTIC 2 | SHANDON DIAGNOSTICS Ltd. | GN00001322 | RS Emma | SURABAYA-1 | JAWA TIMUR |  | MAIN UNIT | CUSTOMER | - |  | 12 June 2025 |  | 23 May 2025 | ERIS MAHRUS HADI - TSE CP | 19 June 2025 | SAHID DERMAWAN - SPV TSE BARAT | ACTIVE
STP12142082402 | ECA03 | Semi-enclosed tissue processors without Fume control (STP 120-1) | DIAGNOSTIC 2 | SHANDON DIAGNOSTICS Ltd. | GN00000930 | RS DUSTIRA | BANDUNG | JAWA BARAT | CIMAHI | MAIN UNIT | CUSTOMER | - |  | 28 July 2025 |  | 23 May 2025 | ERIS MAHRUS HADI - TSE CP | 4 August 2025 | SAHID DERMAWAN - SPV TSE BARAT | ACTIVE
STP12142202402 | ECA03 | Semi-enclosed tissue processors without Fume control (STP 120-1) | DIAGNOSTIC 2 | SHANDON DIAGNOSTICS Ltd. | GN00006134 | RS BUDHI ASIH SERANG | TANGERANG | BANTEN | TANGERANG | MAIN UNIT | CUSTOMER | - |  | 9 September 2025 |  | 23 May 2025 | ERIS MAHRUS HADI - TSE CP | 2 October 2025 | SAHID DERMAWAN - SPV TSE BARAT | ACTIVE
STP12142222402 | ECA03 | Semi-enclosed tissue processors without Fume control (STP 120-1) | DIAGNOSTIC 2 | SHANDON DIAGNOSTICS Ltd. | GN17120054 | RS SILOAM LUBUK LINGGAU | BENGKULU | BENGKULU | BENGKULU | MAIN UNIT | CUSTOMER | - |  | 9 October 2025 |  | 23 May 2025 | ERIS MAHRUS HADI - TSE CP | 20 October 2025 | SAHID DERMAWAN - SPV TSE BARAT | ACTIVE
STP121748421031 | ECA03 | Semi-enclosed tissue processors without Fume control (STP 120-1) | DIAGNOSTIC 2 | SHANDON DIAGNOSTICS Ltd. | GN00002986 | RDC PUSAT - RAWAGELAM | PUSAT | DKI JAKARTA | JAKARTA TIMUR | MAIN UNIT | EMP | - |  | - |  | 29 November 2021 | LEO LANANG SIGIT - TSE CP | - |  | INACTIVE
STP123-2633 | STP23 | STP120-3 | DIAGNOSTIC 2 | SHANDON DIAGNOSTICS Ltd. | GN00002986 | RDC PUSAT - RAWAGELAM | PUSAT | DKI JAKARTA | JAKARTA TIMUR | MAIN UNIT | EMP | - |  | 19 February 2019 |  | - |  | - |  | ACTIVE
STP123-2733-1802 | STP23 | STP120-3 | DIAGNOSTIC 2 | SHANDON DIAGNOSTICS Ltd. | GN00001168 | RSUD Cideres | CIREBON | JAWA BARAT | MAJALENGKA | MAIN UNIT | CUSTOMER | - |  | 10 September 2019 |  | - |  | - |  | ACTIVE
STP123-2744-1802 | STP23 | STP120-3 | DIAGNOSTIC 2 | SHANDON DIAGNOSTICS Ltd. | GN00000970 | RSUD MAJALAYA | BANDUNG | JAWA BARAT | BANDUNG | MAIN UNIT | CUSTOMER | - |  | 1 July 2019 |  | - |  | - |  | ACTIVE
STP123-2756-1802 | STP23 | STP120-3 | DIAGNOSTIC 2 | SHANDON DIAGNOSTICS Ltd. | GN00002986 | RDC PUSAT - RAWAGELAM | PUSAT | DKI JAKARTA | JAKARTA TIMUR | MAIN UNIT | EMP | 25 May 2018 | ANTONIUS SAGITA - KALIBRASI | 21 May 2018 |  | 25 May 2018 | ANTONIUS SAGITA - KALIBRASI | - |  | ACTIVE
STP123-2757-1802 | STP23 | STP120-3 | DIAGNOSTIC 2 | SHANDON DIAGNOSTICS Ltd. | GN00002139 | RS PARU DR. ARIO WIRAWAN SALATIGA | SEMARANG | JAWA TENGAH | SALATIGA | MAIN UNIT | CUSTOMER | - |  | 3 January 2019 |  | - |  | - |  | ACTIVE
STP123-2779 | STP23 | STP120-3 | DIAGNOSTIC 2 | SHANDON DIAGNOSTICS Ltd. | GN00002986 | RDC PUSAT - RAWAGELAM | PUSAT | DKI JAKARTA | JAKARTA TIMUR | MAIN UNIT | EMP | - |  | 20 February 2019 |  | - |  | - |  | ACTIVE
STP123-2779-1804 | STP23 | STP120-3 | DIAGNOSTIC 2 | SHANDON DIAGNOSTICS Ltd. | GN00000966 | RSUD CIKALONG WETAN | BANDUNG | JAWA BARAT | BANDUNG | MAIN UNIT | CUSTOMER | - |  | 29 August 2019 |  | - |  | - |  | ACTIVE
STP123-2782 | STP23 | STP120-3 | DIAGNOSTIC 2 | SHANDON DIAGNOSTICS Ltd. | GN00002663 | RSUD DR SOEDIRMAN KEBUMEN | PURWOKERTO | JAWA TENGAH | PURWOKERTO | MAIN UNIT | CUSTOMER | - |  | 2 August 2021 | HARI UDI RAHARJO - TSE | - |  | 2 August 2021 | HARI UDI RAHARJO - TSE | ACTIVE
STP123-2791 | STP23 | STP120-3 | DIAGNOSTIC 2 | SHANDON DIAGNOSTICS Ltd. | GN00002986 | RDC PUSAT - RAWAGELAM | PUSAT | DKI JAKARTA | JAKARTA TIMUR | MAIN UNIT | EMP | - |  | 19 February 2019 |  | - |  | - |  | ACTIVE
STP123-2792 | STP23 | STP120-3 | DIAGNOSTIC 2 | SHANDON DIAGNOSTICS Ltd. | GN00000005 | RSUD KARAWANG | BEKASI | JAWA BARAT | BEKASI | MAIN UNIT | CUSTOMER | 21 October 2019 | GATOT SURYA ADIPUTRA - TSE | 21 October 2019 |  | 21 October 2019 | GATOT SURYA ADIPUTRA - TSE | - |  | ACTIVE
STP123-2810 | STP23 | STP120-3 | DIAGNOSTIC 2 | SHANDON DIAGNOSTICS Ltd. | GN00001609 | RS KARSA HUSADA (PARU BATU) | MALANG | JAWA TIMUR | MALANG | MAIN UNIT | CUSTOMER | - |  | 3 October 2018 |  | - |  | - |  | ACTIVE
STP123-2812 | STP23 | STP120-3 | DIAGNOSTIC 2 | SHANDON DIAGNOSTICS Ltd. | GN00002986 | RDC PUSAT - RAWAGELAM | PUSAT | DKI JAKARTA | JAKARTA TIMUR | MAIN UNIT | EMP | 7 September 2018 | ARIEF SETIAWAN - TSE CP | 3 September 2018 |  | 7 September 2018 | ARIEF SETIAWAN - TSE CP | - |  | ACTIVE
STP123-2812-1805 | STP23 | STP120-3 | DIAGNOSTIC 2 | SHANDON DIAGNOSTICS Ltd. | GN00000276 | RSUD PARIAMAN | PADANG | SUMATERA BARAT | PARIAMAN | MAIN UNIT | CUSTOMER | - |  | 3 December 2018 |  | - |  | - |  | ACTIVE
STP123-2813 | STP23 | STP120-3 | DIAGNOSTIC 2 | SHANDON DIAGNOSTICS Ltd. | GN00002986 | RDC PUSAT - RAWAGELAM | PUSAT | DKI JAKARTA | JAKARTA TIMUR | MAIN UNIT | EMP | 7 September 2018 | ARIEF SETIAWAN - TSE CP | 3 September 2018 |  | 7 September 2018 | ARIEF SETIAWAN - TSE CP | - |  | ACTIVE
STP123-2813-1805 | STP23 | STP120-3 | DIAGNOSTIC 2 | SHANDON DIAGNOSTICS Ltd. | GN00000236 | RSUD PADANG PANJANG | PADANG | SUMATERA BARAT | PADANG PANJANG | MAIN UNIT | CUSTOMER | - |  | 19 November 2018 |  | - |  | - |  | ACTIVE
STP123-2816 | STP23 | STP120-3 | DIAGNOSTIC 2 | SHANDON DIAGNOSTICS Ltd. | GN00008995 | RSP.DR.H.A.ROTINSULU | BANDUNG-2 | JAWA BARAT | BANDUNG | MAIN UNIT | CUSTOMER | 26 November 2018 | SUKMA WIJAYA - TSE | 26 November 2018 |  | 26 November 2018 | SUKMA WIJAYA - TSE | - |  | ACTIVE
STP123-2828 | STP23 | STP120-3 | DIAGNOSTIC 2 | SHANDON DIAGNOSTICS Ltd. | GN00002986 | RDC PUSAT - RAWAGELAM | PUSAT | DKI JAKARTA | JAKARTA TIMUR | MAIN UNIT | EMP | 7 September 2018 | ARIEF SETIAWAN - TSE CP | 3 September 2018 |  | 7 September 2018 | ARIEF SETIAWAN - TSE CP | - |  | ACTIVE
STP123-3077 | STP23 | STP120-3 | DIAGNOSTIC 2 | SHANDON DIAGNOSTICS Ltd. | GN00001025 | RS Husada | JAKARTA-1 | DKI JAKARTA | JAKARTA PUSAT | MAIN UNIT | CUSTOMER | 16 December 2019 | MOHAMAD SUKARJO - TSE CP | 16 December 2019 |  | 16 December 2019 | MOHAMAD SUKARJO - TSE CP | - |  | ACTIVE
STP123-3079 | STP23 | STP120-3 | DIAGNOSTIC 2 | SHANDON DIAGNOSTICS Ltd. | GN00002783 | RS PELABUHAN SBY | SURABAYA-2 | JAWA TIMUR | SURABAYA | MAIN UNIT | CUSTOMER | 13 April 2020 | MIKKI FAHRIZI - TSE | 31 March 2020 |  | 13 April 2020 | MIKKI FAHRIZI - TSE | - |  | ACTIVE
STP12327911804 | STP23 | STP120-3 | DIAGNOSTIC 2 | SHANDON DIAGNOSTICS Ltd. | GN00006125 | RS SARI ASIH KARAWACI | TANGERANG | BANTEN | TANGERANG | MAIN UNIT | CUSTOMER | 26 December 2019 | ARBIANSYAH - TSE | 26 December 2019 |  | 26 December 2019 | ARBIANSYAH - TSE | - |  | ACTIVE
STP12331211909 | STP23 | STP120-3 | DIAGNOSTIC 2 | SHANDON DIAGNOSTICS Ltd. | GN00004069 | RS SILOAM ( PT SILOAM INTERNATIONAL HOSPITALS ) KEBON JERUK | JAKARTA-2 | DKI JAKARTA | JAKARTA BARAT | MAIN UNIT | CUSTOMER | 10 January 2020 | LEO LANANG SIGIT - TSE CP | 29 September 2020 | ARBIANSYAH - TSE | 10 January 2020 | LEO LANANG SIGIT - TSE CP | 29 September 2020 | ARBIANSYAH - TSE | ACTIVE
STP12331221909 | STP23 | STP120-3 | DIAGNOSTIC 2 | SHANDON DIAGNOSTICS Ltd. | GN00008394 | LIPI WONOSARI ( LEMBAGA ILMU PENGETAHUAN INDONESIA ) | YOGYAKARTA | YOGYAKARTA | WONOSARI | MAIN UNIT | CUSTOMER | 10 January 2020 | LEO LANANG SIGIT - TSE CP | 18 January 2021 | RIDWAN - TSE | 10 January 2020 | LEO LANANG SIGIT - TSE CP | 18 January 2021 | RIDWAN - TSE | ACTIVE
STP12331231909 | STP23 | STP120-3 | DIAGNOSTIC 2 | SHANDON DIAGNOSTICS Ltd. | GN00001757 | RSUD DR. M. ASHARI | TEGAL | JAWA TENGAH | PEMALANG | MAIN UNIT | CUSTOMER | 10 January 2020 | LEO LANANG SIGIT - TSE CP | 31 August 2021 | MUNADI - TSE | 10 January 2020 | LEO LANANG SIGIT - TSE CP | 31 August 2021 | MUNADI - TSE | ACTIVE
STP12331741912 | STP23 | STP120-3 | DIAGNOSTIC 2 | SHANDON DIAGNOSTICS Ltd. | GN00000153 | RSUD IBNU SUTOWO BATURAJA | PALEMBANG | SUMATERA SELATAN | BATURAJA | MAIN UNIT | CUSTOMER | 17 June 2020 | FAJAR FAHMI - TSE | 1 December 2021 | ABDI PUTRA - TSE | 17 June 2020 | FAJAR FAHMI - TSE | 1 December 2021 | ABDI PUTRA - TSE | ACTIVE
STP12331952001 | STP23 | STP120-3 | DIAGNOSTIC 2 | SHANDON DIAGNOSTICS Ltd. | GN00002986 | RDC PUSAT - RAWAGELAM | PUSAT | DKI JAKARTA | JAKARTA TIMUR | MAIN UNIT | EMP | 17 June 2020 | FAJAR FAHMI - TSE | - |  | 17 June 2020 | FAJAR FAHMI - TSE | - |  | ACTIVE
STP12334502012 | ECA04 | Semi-enclosed tissue processors with Fume control (STP 120-3) | DIAGNOSTIC 2 | SHANDON DIAGNOSTICS Ltd. | GN19010040 | RS EMC SENTUL | BOGOR | JAWA BARAT | BOGOR | MAIN UNIT | CUSTOMER | - |  | 30 July 2022 | IBNUL AZIZ - TSE | 10 November 2021 | LEO LANANG SIGIT - TSE CP | 30 July 2022 | IBNUL AZIZ - TSE | ACTIVE
STP12334582101 | ECA04 | Semi-enclosed tissue processors with Fume control (STP 120-3) | DIAGNOSTIC 2 | SHANDON DIAGNOSTICS Ltd. | GN00007750 | RS MITRA KELUARGA KENJERAN | SURABAYA-2 | JAWA TIMUR | SURABAYA | MAIN UNIT | CUSTOMER | - |  | 25 February 2022 | FAJAR LESMANA - TSE | 10 November 2021 | LEO LANANG SIGIT - TSE CP | 25 February 2022 | FAJAR LESMANA - TSE | ACTIVE
STP12334592101 | ECA04 | Semi-enclosed tissue processors with Fume control (STP 120-3) | DIAGNOSTIC 2 | SHANDON DIAGNOSTICS Ltd. | GN00000099 | RSUD M YUNUS | BENGKULU | BENGKULU | BENGKULU | MAIN UNIT | CUSTOMER | - |  | 18 April 2023 |  | 10 November 2021 | LEO LANANG SIGIT - TSE CP | 20 January 2025 | SAHID DERMAWAN - SPV TSE BARAT | ACTIVE
STP12334712101 | ECA04 | Semi-enclosed tissue processors with Fume control (STP 120-3) | DIAGNOSTIC 2 | SHANDON DIAGNOSTICS Ltd. | GN00001215 | RSUD DR. R. GOETENG TAROENADIBRATA PURBALINGGA | PURWOKERTO | JAWA TENGAH | PURBALINGGA | MAIN UNIT | CUSTOMER | - |  | 26 July 2022 | RIDWAN - TSE | 10 November 2021 | LEO LANANG SIGIT - TSE CP | 26 July 2022 | RIDWAN - TSE | ACTIVE
STP12335462106 | ECA04 | Semi-enclosed tissue processors with Fume control (STP 120-3) | DIAGNOSTIC 2 | SHANDON DIAGNOSTICS Ltd. | GN00001212 | RSUD BREBES | TEGAL | JAWA TENGAH | BREBES | MAIN UNIT | CUSTOMER | - |  | 8 March 2022 | MUNADI - TSE | 19 October 2021 | LEO LANANG SIGIT - TSE CP | 8 March 2022 | MUNADI - TSE | ACTIVE
STP12335562106 | ECA04 | Semi-enclosed tissue processors with Fume control (STP 120-3) | DIAGNOSTIC 2 | SHANDON DIAGNOSTICS Ltd. | GN00000673 | RSUD DR KANUDJOSO DJATIWIBOWO - BALIKPAPAN | BALIKPAPAN | KALIMANTAN TIMUR | BALIKPAPAN | MAIN UNIT | CUSTOMER | - |  | 7 October 2022 | YUNAN ARIMUNTIAN - TSE | 10 November 2021 | LEO LANANG SIGIT - TSE CP | 7 October 2022 | YUNAN ARIMUNTIAN - TSE | ACTIVE
STP12336642201 | ECA04 | Semi-enclosed tissue processors with Fume control (STP 120-3) | DIAGNOSTIC 2 | SHANDON DIAGNOSTICS Ltd. | GN00001177 | RS SUMBER KASIH | CIREBON | JAWA BARAT | CIREBON | MAIN UNIT | CUSTOMER | - |  | 13 April 2023 | ARBIANSYAH - TSE | 22 June 2022 | LEO LANANG SIGIT - TSE CP | 20 October 2023 | SAHID DERMAWAN - SPV TSE BARAT | ACTIVE
STP12336652201 | ECA04 | Semi-enclosed tissue processors with Fume control (STP 120-3) | DIAGNOSTIC 2 | SHANDON DIAGNOSTICS Ltd. | GN00002985 | WORKSHOOP CSM PUSAT | PUSAT | DKI JAKARTA | JAKARTA TIMUR | MAIN UNIT | EMP | - |  | 6 January 2025 |  | 22 June 2022 | LEO LANANG SIGIT - TSE CP | 25 March 2025 | SAHID DERMAWAN - SPV TSE BARAT | ACTIVE
STP12336662201 | ECA04 | Semi-enclosed tissue processors with Fume control (STP 120-3) | DIAGNOSTIC 2 | SHANDON DIAGNOSTICS Ltd. | GN23090030 | RSUD ODSK PROV SULAWESI UTARA | MANADO | SULAWESI UTARA | MANADO | MAIN UNIT | CUSTOMER | - |  | 25 July 2023 |  | 22 June 2022 | LEO LANANG SIGIT - TSE CP | 14 October 2023 | ANDI ISMAIL - SPV TSE TIMUR | ACTIVE
STP12336962202 | ECA04 | Semi-enclosed tissue processors with Fume control (STP 120-3) | DIAGNOSTIC 2 | SHANDON DIAGNOSTICS Ltd. | GN00000974 | RSUP HASAN SADIKIN ( RSHS ) | BANDUNG | JAWA BARAT | BANDUNG | MAIN UNIT | CUSTOMER | - |  | 28 June 2023 |  | 22 June 2022 | LEO LANANG SIGIT - TSE CP | 20 October 2023 | SAHID DERMAWAN - SPV TSE BARAT | ACTIVE
STP12336972202 | ECA04 | Semi-enclosed tissue processors with Fume control (STP 120-3) | DIAGNOSTIC 2 | SHANDON DIAGNOSTICS Ltd. | GN00000006 | RS SULIYANTI SAROSO | JAKARTA-1 | DKI JAKARTA | JAKARTA UTARA | MAIN UNIT | EMP | - |  | 7 May 2025 |  | 22 June 2022 | LEO LANANG SIGIT - TSE CP | 11 November 2025 | SAHID DERMAWAN - SPV TSE BARAT | ACTIVE
STP12337722206 | ECA04 | Semi-enclosed tissue processors with Fume control (STP 120-3) | DIAGNOSTIC 2 | SHANDON DIAGNOSTICS Ltd. | GN24060010 | RS PRIMAYA MAKASSAR | MAKASSAR | SULAWESI SELATAN | MAKASSAR | MAIN UNIT | CUSTOMER | 27 December 2022 | MOHAMAD SUKARJO - TSE CP | 17 March 2024 |  | 23 March 2023 |  | 24 March 2025 | ANDI ISMAIL - SPV TSE TIMUR | ACTIVE
STP12337852207 | ECA04 | Semi-enclosed tissue processors with Fume control (STP 120-3) | DIAGNOSTIC 2 | SHANDON DIAGNOSTICS Ltd. | GN21090006 | Fakultas Kedokteran Hewan Universitas Brawijaya | MALANG | JAWA TIMUR | MALANG | MAIN UNIT | CUSTOMER | 27 December 2022 | MOHAMAD SUKARJO - TSE CP | 12 December 2023 |  | 23 March 2023 |  | 2 January 2024 | ANDI ISMAIL - SPV TSE TIMUR | ACTIVE
STP12338982301 | ECA04 | Semi-enclosed tissue processors with Fume control (STP 120-3) | DIAGNOSTIC 2 | SHANDON DIAGNOSTICS Ltd. | GN00000855 | RS STELLA MARIS | MAKASSAR | SULAWESI SELATAN | MAKASSAR | MAIN UNIT | CUSTOMER | - |  | 7 November 2024 |  | 30 October 2023 | LEO LANANG SIGIT - TSE CP | 2 December 2024 | SAHID DERMAWAN - SPV TSE BARAT | ACTIVE
STP12338992301 | ECA04 | Semi-enclosed tissue processors with Fume control (STP 120-3) | DIAGNOSTIC 2 | SHANDON DIAGNOSTICS Ltd. | GN23110014 | AMANAH PREMIERE CLINIC | BANJARMASIN | KALIMANTAN SELATAN | BANJARMASIN | MAIN UNIT | CUSTOMER | - |  | 15 January 2024 |  | 30 October 2023 | LEO LANANG SIGIT - TSE CP | 24 February 2025 | ANDI ISMAIL - SPV TSE TIMUR | ACTIVE
STP12339002301 | ECA04 | Semi-enclosed tissue processors with Fume control (STP 120-3) | DIAGNOSTIC 2 | SHANDON DIAGNOSTICS Ltd. | GN22080009 | ATTIN HOSPITAL BAWEN | SEMARANG | JAWA TENGAH | SEMARANG | MAIN UNIT | CUSTOMER | - |  | 28 December 2023 |  | 30 October 2023 | LEO LANANG SIGIT - TSE CP | 9 February 2024 | ANDI ISMAIL - SPV TSE TIMUR | ACTIVE
STP12339152302 | ECA04 | Semi-enclosed tissue processors with Fume control (STP 120-3) | DIAGNOSTIC 2 | SHANDON DIAGNOSTICS Ltd. | GN00001161 | RSUD WALED | CIREBON | JAWA BARAT | CIREBON | MAIN UNIT | CUSTOMER | - |  | 24 April 2024 |  | 30 October 2023 | LEO LANANG SIGIT - TSE CP | 7 May 2024 | SAHID DERMAWAN - SPV TSE BARAT | ACTIVE
STP12339162302 | ECA04 | Semi-enclosed tissue processors with Fume control (STP 120-3) | DIAGNOSTIC 2 | SHANDON DIAGNOSTICS Ltd. | GN00000839 | RSUD PROF ANWAR MAKKATUTU KAB BANTAENG | MAKASSAR | SULAWESI SELATAN | BANTAENG | MAIN UNIT | CUSTOMER | - |  | 2 April 2024 |  | 30 October 2023 | LEO LANANG SIGIT - TSE CP | 16 April 2024 | ANDI ISMAIL - SPV TSE TIMUR | ACTIVE
STP12339182302 | ECA04 | Semi-enclosed tissue processors with Fume control (STP 120-3) | DIAGNOSTIC 2 | SHANDON DIAGNOSTICS Ltd. | GN22030056 | RSUD LINGGAJATI KUNINGAN | CIREBON | JAWA BARAT | CIREBON | MAIN UNIT | CUSTOMER | - |  | 24 July 2024 |  | 30 October 2023 | LEO LANANG SIGIT - TSE CP | 6 August 2024 | SAHID DERMAWAN - SPV TSE BARAT | ACTIVE
STP12339192302 | ECA04 | Semi-enclosed tissue processors with Fume control (STP 120-3) | DIAGNOSTIC 2 | SHANDON DIAGNOSTICS Ltd. | GN00001823 | RSUD Dr. SAIFUL ANWAR PROV JAWA TIMUR | MALANG | JAWA TIMUR | MALANG | MAIN UNIT | CUSTOMER | - |  | 14 July 2024 |  | 30 October 2023 | LEO LANANG SIGIT - TSE CP | 20 August 2024 | ANDI ISMAIL - SPV TSE TIMUR | ACTIVE
STP12339202302 | ECA04 | Semi-enclosed tissue processors with Fume control (STP 120-3) | DIAGNOSTIC 2 | SHANDON DIAGNOSTICS Ltd. | GN00000638 | RSUD DAMANHURI BARABAI | BANJARMASIN | KALIMANTAN SELATAN | BANJARMASIN | MAIN UNIT | CUSTOMER | - |  | 21 June 2024 |  | 30 October 2023 | LEO LANANG SIGIT - TSE CP | 24 June 2024 | ANDI ISMAIL - SPV TSE TIMUR | ACTIVE
STP12341272310 | ECA04 | Semi-enclosed tissue processors with Fume control (STP 120-3) | DIAGNOSTIC 2 | SHANDON DIAGNOSTICS Ltd. | GN00003411 | RSUD DR. H. RM. SOESELO | TEGAL | JAWA TENGAH | TEGAL | MAIN UNIT | CUSTOMER | - |  | 31 October 2024 |  | 20 May 2024 | LEO LANANG SIGIT - TSE CP | 5 November 2024 | ANDI ISMAIL - SPV TSE TIMUR | ACTIVE
STP12341282310 | ECA04 | Semi-enclosed tissue processors with Fume control (STP 120-3) | DIAGNOSTIC 2 | SHANDON DIAGNOSTICS Ltd. | GN25070004 | LAB DENTI MEDIKA BENGKULU | BENGKULU | BENGKULU | BENGKULU | MAIN UNIT | CUSTOMER | - |  | 7 October 2025 |  | 20 May 2024 | LEO LANANG SIGIT - TSE CP | 20 October 2025 | SAHID DERMAWAN - SPV TSE BARAT | ACTIVE
STP12341302310 | ECA04 | Semi-enclosed tissue processors with Fume control (STP 120-3) | DIAGNOSTIC 2 | SHANDON DIAGNOSTICS Ltd. | GN00008020 | SENTRA DIAGNOSTIK PATOLOGI MAKASSAR | MAKASSAR | SULAWESI SELATAN | MAKASSAR | MAIN UNIT | CUSTOMER | - |  | 30 September 2025 |  | 20 May 2024 | LEO LANANG SIGIT - TSE CP | 21 October 2025 | SAHID DERMAWAN - SPV TSE BARAT | ACTIVE
STP12341322310 | ECA04 | Semi-enclosed tissue processors with Fume control (STP 120-3) | DIAGNOSTIC 2 | SHANDON DIAGNOSTICS Ltd. | GN00002986 | RDC PUSAT - RAWAGELAM | PUSAT | DKI JAKARTA | JAKARTA TIMUR | MAIN UNIT | EMP | - |  | - |  | 20 May 2024 | LEO LANANG SIGIT - TSE CP | - |  | ACTIVE
STP12341572311 | ECA04 | Semi-enclosed tissue processors with Fume control (STP 120-3) | DIAGNOSTIC 2 | SHANDON DIAGNOSTICS Ltd. | GN00002399 | RS LIUN KINDAGE | MANADO | SULAWESI UTARA | BOBONG | MAIN UNIT | CUSTOMER | - |  | 19 September 2024 |  | 5 April 2024 | LEO LANANG SIGIT - TSE CP | 23 September 2024 | ANDI ISMAIL - SPV TSE TIMUR | ACTIVE
STP12341582311 | ECA04 | Semi-enclosed tissue processors with Fume control (STP 120-3) | DIAGNOSTIC 2 | SHANDON DIAGNOSTICS Ltd. | GN00002986 | RDC PUSAT - RAWAGELAM | PUSAT | DKI JAKARTA | JAKARTA TIMUR | MAIN UNIT | EMP | - |  | - |  | 5 April 2024 | LEO LANANG SIGIT - TSE CP | - |  | ACTIVE
STP12341792312 | ECA04 | Semi-enclosed tissue processors with Fume control (STP 120-3) | DIAGNOSTIC 2 | SHANDON DIAGNOSTICS Ltd. | GN00002986 | RDC PUSAT - RAWAGELAM | PUSAT | DKI JAKARTA | JAKARTA TIMUR | MAIN UNIT | EMP | - |  | - |  | 12 December 2024 | ERIS MAHRUS HADI - TSE CP | - |  | ACTIVE
STP12341802312 | ECA04 | Semi-enclosed tissue processors with Fume control (STP 120-3) | DIAGNOSTIC 2 | SHANDON DIAGNOSTICS Ltd. | GN00002986 | RDC PUSAT - RAWAGELAM | PUSAT | DKI JAKARTA | JAKARTA TIMUR | MAIN UNIT | EMP | - |  | - |  | 12 December 2024 | ERIS MAHRUS HADI - TSE CP | - |  | ACTIVE
STP12341822312 | ECA04 | Semi-enclosed tissue processors with Fume control (STP 120-3) | DIAGNOSTIC 2 | SHANDON DIAGNOSTICS Ltd. | GN00000932 | RSU IMMANUEL | BANDUNG | JAWA BARAT | BANDUNG | MAIN UNIT | CUSTOMER | - |  | 13 August 2025 |  | 23 May 2025 | ERIS MAHRUS HADI - TSE CP | 11 September 2025 | SAHID DERMAWAN - SPV TSE BARAT | ACTIVE
STP12342412403 | ECA04 | Semi-enclosed tissue processors with Fume control (STP 120-3) | DIAGNOSTIC 2 | SHANDON DIAGNOSTICS Ltd. | GN00002986 | RDC PUSAT - RAWAGELAM | PUSAT | DKI JAKARTA | JAKARTA TIMUR | MAIN UNIT | EMP | - |  | - |  | 23 May 2025 | ERIS MAHRUS HADI - TSE CP | - |  | ACTIVE
STP12342892406 | ECA04 | Semi-enclosed tissue processors with Fume control (STP 120-3) | DIAGNOSTIC 2 | SHANDON DIAGNOSTICS Ltd. | GN00002986 | RDC PUSAT - RAWAGELAM | PUSAT | DKI JAKARTA | JAKARTA TIMUR | MAIN UNIT | EMP | - |  | - |  | 14 November 2025 | ERIS MAHRUS HADI - TSE CP | - |  | ACTIVE
STP2283 | S2E50 | Tissue Embedding Cassette - Wh | DIAGNOSTIC 2 | THERMO FISHER SCIEN. CO | GN00001320 | RSUD MANGUSADA BADUNG | DENPASAR | BALI | BADUNG | MAIN UNIT | CUSTOMER | 21 June 2017 | SAHID DERMAWAN - SPV TSE BARAT | 29 April 2017 |  | 21 June 2017 | SAHID DERMAWAN - SPV TSE BARAT | - |  | ACTIVE
STP2340 | ST121 | STP120-1 | DIAGNOSTIC 2 | SHANDON DIAGNOSTICS Ltd. | GN00000222 | RSUD SELASIH RIAU | PEKAN BARU | RIAU | PANGKALAN KERINCI | MAIN UNIT | CUSTOMER | 3 November 2016 |  | 20 October 2015 |  | 3 November 2016 |  | - |  | ACTIVE
STP2542 | STP23 | STP120-3 | DIAGNOSTIC 2 | SHANDON DIAGNOSTICS Ltd. | GN00001785 | RSUD SUKOHARJO | SOLO | JAWA TENGAH | SUKOHARJO | MAIN UNIT | CUSTOMER | 24 July 2017 | SAHID DERMAWAN - SPV TSE BARAT | 24 July 2017 |  | 24 July 2017 | SAHID DERMAWAN - SPV TSE BARAT | - |  | ACTIVE
STP2579 | ST121 | STP120-1 | DIAGNOSTIC 2 | SHANDON DIAGNOSTICS Ltd. | GN00002986 | RDC PUSAT - RAWAGELAM | PUSAT | DKI JAKARTA | JAKARTA TIMUR | MAIN UNIT | EMP | 2 August 2017 | HARI UDI RAHARJO - TSE | 1 August 2017 |  | 2 August 2017 | HARI UDI RAHARJO - TSE | - |  | ACTIVE
STP2587 | ST121 | STP120-1 | DIAGNOSTIC 2 | SHANDON DIAGNOSTICS Ltd. | GN00002986 | RDC PUSAT - RAWAGELAM | PUSAT | DKI JAKARTA | JAKARTA TIMUR | MAIN UNIT | EMP | 2 August 2017 | HARI UDI RAHARJO - TSE | 1 August 2017 |  | 2 August 2017 | HARI UDI RAHARJO - TSE | - |  | ACTIVE
STP2623 | ST121 | STP120-1 | DIAGNOSTIC 2 | SHANDON DIAGNOSTICS Ltd. | GN00002024 | LAB WESTERINDO | JAKARTA-2 | DKI JAKARTA | JAKARTA SELATAN | MAIN UNIT | CUSTOMER | 25 May 2018 | ANTONIUS SAGITA - KALIBRASI | 25 October 2022 | MUHAMMAD FAJAR - TSE | 25 May 2018 | ANTONIUS SAGITA - KALIBRASI | 25 October 2022 | MUHAMMAD FAJAR - TSE | ACTIVE
STR301230902H | ST300 | Starry-300 | BIOSCIENCE | SUZHOU HOKAPI BIOMEDICAL ENGINEERING CO., LTD | GN00002985 | WORKSHOOP CSM PUSAT | PUSAT | DKI JAKARTA | JAKARTA TIMUR | MAIN UNIT | EMP | - |  | 27 May 2024 |  | 9 February 2024 | LEO LANANG SIGIT - TSE CP | 21 August 2025 | SAHID DERMAWAN - SPV TSE BARAT | ACTIVE
SUBDS07125937 | FCONA | CONSOLE ADVANCE | IMAGING | FUJIFILM INDONESIA, PT. | GN00001905 | RSUD TIDAR KAB MAGELANG | YOGYAKARTA | YOGYAKARTA | YOGYAKARTA | MAIN UNIT | CUSTOMER | 22 February 2021 | ANTONIUS SAGITA - KALIBRASI | 10 December 2020 | DIAN FEBRIYANA - TSE | 4 December 2020 | ANTONIUS SAGITA - KALIBRASI | 22 February 2021 | ANTONIUS SAGITA - KALIBRASI | ACTIVE
SUBDS07134231 | FDRPL | DRYPIX PLUS | IMAGING | FUJIFILM INDONESIA, PT. | GN00001905 | RSUD TIDAR KAB MAGELANG | YOGYAKARTA | YOGYAKARTA | YOGYAKARTA | MAIN UNIT | CUSTOMER | 22 February 2021 | ANTONIUS SAGITA - KALIBRASI | 10 December 2020 | DIAN FEBRIYANA - TSE | 4 December 2020 | ANTONIUS SAGITA - KALIBRASI | 22 February 2021 | ANTONIUS SAGITA - KALIBRASI | ACTIVE
SUBDS16661215 | FRXL2 | CAPSULA XL2 | IMAGING | FUJIFILM INDONESIA, PT. | GN00001905 | RSUD TIDAR KAB MAGELANG | YOGYAKARTA | YOGYAKARTA | YOGYAKARTA | MAIN UNIT | CUSTOMER | 22 February 2021 | ANTONIUS SAGITA - KALIBRASI | 10 December 2020 | DIAN FEBRIYANA - TSE | 4 December 2020 | ANTONIUS SAGITA - KALIBRASI | 22 February 2021 | ANTONIUS SAGITA - KALIBRASI | ACTIVE
SUBDS27110761 | FCP12 | PRIMA CONSOLE CL A12 | IMAGING | FUJIFILM INDONESIA, PT. | GN00000532 | RSUD SUNAN KALIJAGA DEMAK | SEMARANG | JAWA TENGAH | DEMAK | MAIN UNIT | CUSTOMER | - |  | 7 June 2022 |  | 7 June 2022 | ARIEF SETIAWAN - TSE CP | - |  | ACTIVE
SUBDS36427042 | FCONA | CONSOLE ADVANCE | IMAGING | FUJIFILM INDONESIA, PT. | GN00001905 | RSUD TIDAR KAB MAGELANG | YOGYAKARTA | YOGYAKARTA | YOGYAKARTA | MAIN UNIT | CUSTOMER | 22 February 2021 | ANTONIUS SAGITA - KALIBRASI | 10 December 2020 | DIAN FEBRIYANA - TSE | 4 December 2020 | ANTONIUS SAGITA - KALIBRASI | 22 February 2021 | ANTONIUS SAGITA - KALIBRASI | ACTIVE
SUBDS37212080 | FDRPL | DRYPIX PLUS | IMAGING | FUJIFILM INDONESIA, PT. | GN00001905 | RSUD TIDAR KAB MAGELANG | YOGYAKARTA | YOGYAKARTA | YOGYAKARTA | MAIN UNIT | CUSTOMER | 22 February 2021 | ANTONIUS SAGITA - KALIBRASI | 10 December 2020 | DIAN FEBRIYANA - TSE | 4 December 2020 | ANTONIUS SAGITA - KALIBRASI | 22 February 2021 | ANTONIUS SAGITA - KALIBRASI | ACTIVE
SUBDS46123342 | FCP12 | PRIMA CONSOLE CL A12 | IMAGING | FUJIFILM INDONESIA, PT. | GN00008007 | RS HERMINA BANYUMANIK | SEMARANG | JAWA TENGAH | SEMARANG | MAIN UNIT | EMP | 22 October 2020 | ANTONIUS SAGITA - KALIBRASI | 22 October 2020 |  | 6 October 2020 | ANTONIUS SAGITA - KALIBRASI | 25 January 2025 | ANDI ISMAIL - SPV TSE TIMUR | ACTIVE
SUBDS46670497 | FRXL2 | CAPSULA XL2 | IMAGING | FUJIFILM INDONESIA, PT. | GN00001905 | RSUD TIDAR KAB MAGELANG | YOGYAKARTA | YOGYAKARTA | YOGYAKARTA | MAIN UNIT | CUSTOMER | 22 February 2021 | ANTONIUS SAGITA - KALIBRASI | 10 December 2020 | DIAN FEBRIYANA - TSE | 4 December 2020 | ANTONIUS SAGITA - KALIBRASI | 22 February 2021 | ANTONIUS SAGITA - KALIBRASI | ACTIVE
SUBDS47025342 | FDRSM | DRYPIX SMART | IMAGING | FUJIFILM INDONESIA, PT. | GN00000535 | RSUP DR KARIADI | SEMARANG | JAWA TENGAH | SEMARANG | MAIN UNIT | EMP | - |  | 22 May 2022 |  | 25 May 2022 | ARIEF SETIAWAN - TSE CP | - |  | ACTIVE
SUBDS56327068 | FDRSM | DRYPIX SMART | IMAGING | FUJIFILM INDONESIA, PT. | GN00008007 | RS HERMINA BANYUMANIK | SEMARANG | JAWA TENGAH | SEMARANG | MAIN UNIT | CUSTOMER | - |  | 19 May 2022 |  | 19 May 2022 | ARIEF SETIAWAN - TSE CP | - |  | ACTIVE
SUBDS66978061 | FCRT2 | CR IR 392 RU2 PNTM = : E (PRIMA T2) | IMAGING | FUJIFILM INDONESIA, PT. | GN00012135 | RS HERMINA YOGYAKARTA | YOGYAKARTA | YOGYAKARTA | YOGYAKARTA | MAIN UNIT | CUSTOMER | - |  | 7 April 2021 |  | 7 April 2021 | ARIEF SETIAWAN - TSE CP | 25 January 2025 | ANDI ISMAIL - SPV TSE TIMUR | ACTIVE
SUBDS67126883 | FCRTM | CR IR 392 RU2 M PRIMA TM | IMAGING | FUJIFILM INDONESIA, PT. | GN00012135 | RS HERMINA YOGYAKARTA | YOGYAKARTA | YOGYAKARTA | YOGYAKARTA | MAIN UNIT | CUSTOMER | - |  | 7 April 2021 |  | 7 April 2021 | ARIEF SETIAWAN - TSE CP | 25 January 2025 | ANDI ISMAIL - SPV TSE TIMUR | ACTIVE
SUBDS67133397 | FDRSM | DRYPIX SMART | IMAGING | FUJIFILM INDONESIA, PT. | GN00012135 | RS HERMINA YOGYAKARTA | YOGYAKARTA | YOGYAKARTA | YOGYAKARTA | MAIN UNIT | CUSTOMER | - |  | 7 April 2021 |  | 7 April 2021 | ARIEF SETIAWAN - TSE CP | 25 January 2025 | ANDI ISMAIL - SPV TSE TIMUR | ACTIVE
SUBDS76134246 | FDRSM | DRYPIX SMART | IMAGING | FUJIFILM INDONESIA, PT. | GN19020019 | RS HERMINA PURWOKERTO | PURWOKERTO | JAWA TENGAH | PURWOKERTO | MAIN UNIT | CUSTOMER | - |  | 24 November 2021 | RIDWAN - TSE | 20 November 2021 | ARIEF SETIAWAN - TSE CP | 24 November 2021 | RIDWAN - TSE | ACTIVE
SUBDS76379994 | FCRTM | CR IR 392 RU2 M PRIMA TM | IMAGING | FUJIFILM INDONESIA, PT. | GN19020019 | RS HERMINA PURWOKERTO | PURWOKERTO | JAWA TENGAH | PURWOKERTO | MAIN UNIT | CUSTOMER | 23 October 2020 | ARIEF SETIAWAN - TSE CP | 23 October 2020 |  | 22 October 2020 | ARIEF SETIAWAN - TSE CP | 25 January 2025 | ANDI ISMAIL - SPV TSE TIMUR | ACTIVE
SUBDS76991615 | FDRSM | DRYPIX SMART | IMAGING | FUJIFILM INDONESIA, PT. | GN00003187 | RS UMMI | BOGOR | JAWA BARAT | BOGOR | MAIN UNIT | CUSTOMER | 22 September 2020 | ARIEF SETIAWAN - TSE CP | - |  | 31 August 2020 | ARIEF SETIAWAN - TSE CP | 22 September 2020 | ARIEF SETIAWAN - TSE CP | ACTIVE
SUBDS86330828 | FDRLI | DRYPIX LITE | IMAGING | FUJIFILM INDONESIA, PT. | GN20100007 | RSU. PAYANGAN KAB GIANYAR | DENPASAR | BALI | DENPASAR | MAIN UNIT | CUSTOMER | 15 April 2021 | ANTONIUS SAGITA - KALIBRASI | 31 December 2020 | I KADEK - TSE | 30 December 2020 | ANTONIUS SAGITA - KALIBRASI | 15 April 2021 | ANTONIUS SAGITA - KALIBRASI | ACTIVE
SUBDS86864066 | FDRSM | DRYPIX SMART | IMAGING | FUJIFILM INDONESIA, PT. | GN00000535 | RSUP DR KARIADI | SEMARANG | JAWA TENGAH | SEMARANG | MAIN UNIT | CUSTOMER | - |  | 25 May 2022 |  | 25 May 2022 | ARIEF SETIAWAN - TSE CP | - |  | ACTIVE
SUBDS97032861 | FCRT2 | CR IR 392 RU2 PNTM = : E (PRIMA T2) | IMAGING | FUJIFILM INDONESIA, PT. | GN00000532 | RSUD SUNAN KALIJAGA DEMAK | SEMARANG | JAWA TENGAH | DEMAK | MAIN UNIT | CUSTOMER | - |  | 7 June 2022 |  | 7 June 2022 | ARIEF SETIAWAN - TSE CP | - |  | ACTIVE
SY0012BQ | SRBA1 | SIRIO BABY 200 | IMAGING | SIARE INTERNATIONAL | GN00000868 | RSU PROV SULBAR | MAKASSAR | SULAWESI BARAT | MAMUJU | MAIN UNIT | CUSTOMER | 10 April 2015 |  | 1 January 1900 |  | 10 April 2015 |  | - |  | ACTIVE
SY0047GR | SRBA1 | SIRIO BABY 200 | IMAGING | SIARE INTERNATIONAL | GN00000238 | RSUD M NATSIR SOLOK | PADANG | SUMATERA BARAT | SOLOK | MAIN UNIT | CUSTOMER | 26 December 2014 | TRIYONO - TSE AREA BARAT | 1 January 2013 |  | 26 December 2014 | TRIYONO - TSE AREA BARAT | - |  | ACTIVE
SY0050GR | SRBA1 | SIRIO BABY 200 | IMAGING | SIARE INTERNATIONAL | GN00000238 | RSUD M NATSIR SOLOK | PADANG | SUMATERA BARAT | SOLOK | MAIN UNIT | CUSTOMER | 26 December 2014 | TRIYONO - TSE AREA BARAT | 1 January 2013 |  | 26 December 2014 | TRIYONO - TSE AREA BARAT | - |  | ACTIVE
SY0087NS | SRBA1 | SIRIO BABY 200 | IMAGING | SIARE INTERNATIONAL | GN00002986 | RDC PUSAT - RAWAGELAM | PUSAT | DKI JAKARTA | JAKARTA TIMUR | MAIN UNIT | EMP | 22 April 2015 | TRIYONO - TSE AREA BARAT | 1 January 2015 |  | 22 April 2015 | TRIYONO - TSE AREA BARAT | - |  | ACTIVE
SY0707MP | SRPS3 | SIRIO S2/T VENT. PORT | IMAGING | SIARE INTERNATIONAL | GN00000868 | RSU PROV SULBAR | MAKASSAR | SULAWESI BARAT | MAMUJU | MAIN UNIT | CUSTOMER | 10 April 2015 |  | 1 January 1900 |  | 10 April 2015 |  | - |  | ACTIVE
SZ01690433 | PUCV5 | USG CLEARVUE 550 | IMAGING | PHILIPS INDONESIA COMMERCIAL, PT | GN00000138 | RSUD DR SOBIRIN | BENGKULU | BENGKULU | BENGKULU | MAIN UNIT | CUSTOMER | 15 December 2016 | BUDI SUROSO - TSE | 24 November 2016 |  | 15 December 2016 | BUDI SUROSO - TSE | - |  | ACTIVE
SZ01690434 | PUCV5 | USG CLEARVUE 550 | IMAGING | PHILIPS INDONESIA COMMERCIAL, PT | GN00000138 | RSUD DR SOBIRIN | BENGKULU | BENGKULU | BENGKULU | MAIN UNIT | CUSTOMER | 15 December 2016 | BUDI SUROSO - TSE | 24 November 2016 |  | 15 December 2016 | BUDI SUROSO - TSE | - |  | ACTIVE
SZ01690437 | PCV5R | CLEARVUE 550 RADIOLOGI | IMAGING | PHILIPS INDONESIA COMMERCIAL, PT | GN00011757 | DINAS KESEHATAN KAYONG UTARA | PONTIANAK | KALIMANTAN BARAT | PONTIANAK | MAIN UNIT | CUSTOMER | - |  | 24 August 2017 |  | - |  | - |  | ACTIVE
SZ11780155 | PUCV3 | USG CLEARVUE 350 | IMAGING | PHILIPS INDONESIA COMMERCIAL, PT | GN00011696 | Klinik Hohidiai | MANADO | MALUKU UTARA | MANADO | MAIN UNIT | CUSTOMER | 15 May 2017 | SAHID DERMAWAN - SPV TSE BARAT | 23 March 2017 |  | 15 May 2017 | SAHID DERMAWAN - SPV TSE BARAT | - |  | ACTIVE
SZ119A1942 | PUCV6 | USG CLEARVUE 650 | IMAGING | PHILIPS INDONESIA COMMERCIAL, PT | GN00001400 | RSUD ENDE | KUPANG | NUSA TENGGARA TIMUR | ENDE | MAIN UNIT | CUSTOMER | 30 September 2019 | TEGAR PANDU - TSE | 30 September 2019 |  | 30 September 2019 | TEGAR PANDU - TSE | - |  | ACTIVE
SZ31690213 | PUCV5 | USG CLEARVUE 550 | IMAGING | PHILIPS INDONESIA COMMERCIAL, PT | GN00011690 | SHOWROOM PT EMP | PUSAT | DKI JAKARTA | JAKARTA TIMUR | MAIN UNIT | EMP | 22 September 2016 | ANTONIUS SAGITA - KALIBRASI | 1 August 1900 |  | 22 September 2016 | ANTONIUS SAGITA - KALIBRASI | - |  | ACTIVE
SZ41790123 | PUCV5 | USG CLEARVUE 550 | IMAGING | PHILIPS INDONESIA COMMERCIAL, PT | GN00010950 | RSUD DR SOEHADI PRIJONEGORO | SOLO | JAWA TENGAH | SRAGEN | MAIN UNIT | CUSTOMER | 31 May 2017 | SAHID DERMAWAN - SPV TSE BARAT | 22 May 2017 |  | 31 May 2017 | SAHID DERMAWAN - SPV TSE BARAT | - |  | ACTIVE
SZ41790124 | PUCV5 | USG CLEARVUE 550 | IMAGING | PHILIPS INDONESIA COMMERCIAL, PT | GN17070040 | BEND. UMUM RSUD TRIKORA SALAKAN KAB. BANGGAI KEPULAUAN | PALU | SULAWESI TENGAH | BANGGAI KEPULAUAN | MAIN UNIT | CUSTOMER | 30 May 2018 | PHILIP LAKRISNA - TSE | 30 May 2018 |  | 30 May 2018 | PHILIP LAKRISNA - TSE | - |  | ACTIVE
SZ41790433 | PCV5R | CLEARVUE 550 RADIOLOGI | IMAGING | PHILIPS INDONESIA COMMERCIAL, PT | GN00002986 | RDC PUSAT - RAWAGELAM | PUSAT | DKI JAKARTA | JAKARTA TIMUR | MAIN UNIT | EMP | 14 June 2017 | ARIEF SETIAWAN - TSE CP | 14 June 2017 |  | 14 June 2017 | ARIEF SETIAWAN - TSE CP | - |  | ACTIVE
SZ41990093 | PUCV5 | USG CLEARVUE 550 | IMAGING | PHILIPS INDONESIA COMMERCIAL, PT | GN00012154 | LABKES KOTA MAGELANG | YOGYAKARTA | YOGYAKARTA | YOGYAKARTA | MAIN UNIT | CUSTOMER | - |  | 17 July 2019 |  | - |  | - |  | ACTIVE
SZ51791589 | PUCV5 | USG CLEARVUE 550 | IMAGING | PHILIPS INDONESIA COMMERCIAL, PT | GN00011864 | RSUD USKER AFATAN SARMI | JAYAPURA | PAPUA | JAYAPURA | MAIN UNIT | CUSTOMER | 16 July 2018 | MIKKI FAHRIZI - TSE | 16 July 2018 |  | 16 July 2018 | MIKKI FAHRIZI - TSE | - |  | ACTIVE
SZ51991775 | PUCV5 | USG CLEARVUE 550 | IMAGING | PHILIPS INDONESIA COMMERCIAL, PT | GN00011268 | RSUD SK LERIK | KUPANG | NUSA TENGGARA TIMUR | KUPANG | MAIN UNIT | CUSTOMER | 30 September 2019 | TEGAR PANDU - TSE | 30 September 2019 |  | 30 September 2019 | TEGAR PANDU - TSE | - |  | ACTIVE
SZ61690052 | PUCV5 | USG CLEARVUE 550 | IMAGING | PHILIPS INDONESIA COMMERCIAL, PT | GN18020009 | RSUD SANGKULIRANG | SAMARINDA | KALIMANTAN TIMUR | SAMARINDA | MAIN UNIT | CUSTOMER | - |  | 9 May 2016 |  | - |  | - |  | ACTIVE
SZ61790884 | PUCV5 | USG CLEARVUE 550 | IMAGING | PHILIPS INDONESIA COMMERCIAL, PT | GN00000465 | RSUD TAMIANG | BANDA ACEH | ACEH | TAMIANG | MAIN UNIT | CUSTOMER | - |  | 11 October 2018 |  | - |  | - |  | ACTIVE
SZ619A0153 | PUCV6 | USG CLEARVUE 650 | IMAGING | PHILIPS INDONESIA COMMERCIAL, PT | GN00002255 | RS KUSTA SUMBERGLAGAH | SURABAYA-1 | JAWA TIMUR | MOJOKERTO | MAIN UNIT | CUSTOMER | - |  | 25 July 2019 |  | - |  | - |  | ACTIVE
SZ619A1450 | PUCV6 | USG CLEARVUE 650 | IMAGING | PHILIPS INDONESIA COMMERCIAL, PT | GN00001400 | RSUD ENDE | KUPANG | NUSA TENGGARA TIMUR | ENDE | MAIN UNIT | CUSTOMER | 30 September 2019 | TEGAR PANDU - TSE | 30 September 2019 |  | 30 September 2019 | TEGAR PANDU - TSE | - |  | ACTIVE
SZ81691013 | PUCV5 | USG CLEARVUE 550 | IMAGING | PHILIPS INDONESIA COMMERCIAL, PT | GN00000409 | RSUD KABAN JAHE | MEDAN | SUMATERA UTARA | KABANJAHE | MAIN UNIT | CUSTOMER | - |  | 12 October 2016 |  | - |  | - |  | ACTIVE
SZO1690435 | PCV5R | CLEARVUE 550 RADIOLOGI | IMAGING | PHILIPS INDONESIA COMMERCIAL, PT | GN00001407 | RSU SOE | KUPANG | NUSA TENGGARA TIMUR | TIMOR TENGAH SELATAN | MAIN UNIT | CUSTOMER | 8 December 2016 | I KADEK - TSE | 7 December 2016 |  | 8 December 2016 | I KADEK - TSE | - |  | ACTIVE
SZO1690436 | PUCV5 | USG CLEARVUE 550 | IMAGING | PHILIPS INDONESIA COMMERCIAL, PT | GN00001411 | RSU LARANTUKA | KUPANG | NUSA TENGGARA TIMUR | FLORES TIMUR | MAIN UNIT | CUSTOMER | 7 August 2017 | I KADEK - TSE | 7 August 2017 |  | 7 August 2017 | I KADEK - TSE | - |  | ACTIVE
SZO1690437 | PUCV5 | USG CLEARVUE 550 | IMAGING | PHILIPS INDONESIA COMMERCIAL, PT | GN00002986 | RDC PUSAT - RAWAGELAM | PUSAT | DKI JAKARTA | JAKARTA TIMUR | MAIN UNIT | EMP | 28 July 2017 | ANTONIUS SAGITA - KALIBRASI | 27 July 2017 |  | 28 July 2017 | ANTONIUS SAGITA - KALIBRASI | - |  | ACTIVE
SZO1891169 | PUCV5 | USG CLEARVUE 550 | IMAGING | PHILIPS INDONESIA COMMERCIAL, PT | GN00011268 | RSUD SK LERIK | KUPANG | NUSA TENGGARA TIMUR | KUPANG | MAIN UNIT | CUSTOMER | 30 September 2019 | TEGAR PANDU - TSE | 30 September 2019 |  | 30 September 2019 | TEGAR PANDU - TSE | - |  | ACTIVE
SZO1891170 | PUCV5 | USG CLEARVUE 550 | IMAGING | PHILIPS INDONESIA COMMERCIAL, PT | GN00008183 | RS NASIONAL DIPONEGORO | SEMARANG | JAWA TENGAH | SEMARANG | MAIN UNIT | CUSTOMER | - |  | 19 December 2018 |  | - |  | - |  | ACTIVE
T0506220005 | SIM14 | I RAY FPD 1417 MOBILE | IMAGING | SRI INTAN PERKASA, PT. | GN00002986 | RDC PUSAT - RAWAGELAM | PUSAT | DKI JAKARTA | JAKARTA TIMUR | MAIN UNIT | EMP | - |  | - |  | 22 August 2022 | ARIEF SETIAWAN - TSE CP | - |  | ACTIVE
T0617220039 | SIM14 | I RAY FPD 1417 MOBILE | IMAGING | SRI INTAN PERKASA, PT. | GN00001190 | RS Usada Insani - EMC Tangerang | TANGERANG | BANTEN | TANGERANG | MAIN UNIT | EMP | - |  | - |  | 9 September 2022 | ARIEF SETIAWAN - TSE CP | - |  | ACTIVE
T160073 | AR001 | Arcos System | DIAGNOSTIC 2 | THERMO FISHER SCIEN. HK | GN00002985 | WORKSHOOP CSM PUSAT | PUSAT | DKI JAKARTA | JAKARTA TIMUR | MAIN UNIT | EMP | 16 December 2019 | MOHAMAD SUKARJO - TSE CP | 16 December 2019 |  | 16 December 2019 | MOHAMAD SUKARJO - TSE CP | - |  | ACTIVE
T522230028X | SIP14 | I RAY FPD 1417 STATIONARY | IMAGING | SRI INTAN PERKASA, PT. | GN00002986 | RDC PUSAT - RAWAGELAM | PUSAT | DKI JAKARTA | JAKARTA TIMUR | MAIN UNIT | EMP | - |  | - |  | 26 September 2023 | ARIEF SETIAWAN - TSE CP | - |  | ACTIVE
TA03852103 | AS001 | Arcos Slide Management System | DIAGNOSTIC 2 | THERMO FISHER SCIEN. CO | GN00000535 | RSUP DR KARIADI | SEMARANG | JAWA TENGAH | SEMARANG | MAIN UNIT | CUSTOMER | 21 February 2022 | NOVAN KURNIARTATO - TSE | 27 August 2021 | ANDRIAS NUGROHO - TSE | 25 June 2021 | NOVAN KURNIARTATO - TSE | 21 February 2022 | NOVAN KURNIARTATO - TSE | ACTIVE
TB01387 | FA101 | Film Array TORCH 1 System | DIAGNOSTIC 1 | BIOFIRE DIAGNOSTICS | GN17120009 | RS MEDISTRA | PEJATEN | DKI JAKARTA | UNKNOWN | MAIN UNIT | EMP | - |  | 28 April 2025 |  | 25 September 2021 | LEO LANANG SIGIT - TSE CP | 30 April 2025 | SAHID DERMAWAN - SPV TSE BARAT | ACTIVE
TB01390 | FA170 | FILMARRAY | DIAGNOSTIC 1 | BIOMERIEUX SA | GN00000584 | LAB. CITO ( INDRAPRASTA ) | SEMARANG | JAWA TENGAH | SEMARANG | MAIN UNIT | EMP | 17 December 2019 | SAHID DERMAWAN - SPV TSE BARAT | 21 October 2021 | DIAN FEBRIYANA - TSE | 17 December 2019 | SAHID DERMAWAN - SPV TSE BARAT | 15 August 2022 | DIAN FEBRIYANA - TSE | ACTIVE
TC800230201001 | BTEE1 | TELESANO Electrocardiograph | IMAGING | BUMI PERMATA MEDIKA, PT. | GN22090003 | KLINIK PPK 1 DENKESYAH SAMARINDA | SAMARINDA | KALIMANTAN TIMUR | SAMARINDA | MAIN UNIT | CUSTOMER | - |  | 10 August 2023 |  | 8 March 2023 | ANTONIUS SAGITA - KALIBRASI | 14 October 2023 | ANDI ISMAIL - SPV TSE TIMUR | ACTIVE
TC800230222002 | BTEE1 | TELESANO Electrocardiograph | IMAGING | BUMI PERMATA MEDIKA, PT. | GN00003001 | PT. ENSEVAL MEDIKA PRIMA - HO | PUSAT | DKI JAKARTA | JAKARTA TIMUR |  | EMP | - |  | - |  | 20 March 2023 | ANTONIUS SAGITA - KALIBRASI | - |  | ACTIVE
TC800230222003 | BTEE1 | TELESANO Electrocardiograph | IMAGING | BUMI PERMATA MEDIKA, PT. | GN00000003 | RSUD KAB BEKASI | BEKASI | JAWA BARAT | BEKASI | MAIN UNIT | EMP | - |  | - |  | 20 March 2023 | ANTONIUS SAGITA - KALIBRASI | - |  | ACTIVE
TC800230222004 | BTEE1 | TELESANO Electrocardiograph | IMAGING | BUMI PERMATA MEDIKA, PT. | GN00000003 | RSUD KAB BEKASI | BEKASI | JAWA BARAT | BEKASI | MAIN UNIT | EMP | - |  | - |  | 20 March 2023 | ANTONIUS SAGITA - KALIBRASI | - |  | ACTIVE
TC800230222005 | BTEE2 | TELESANO Electrocardiograph | IMAGING | BUMI PERMATA MEDIKA, PT. | GN00002236 | RS ERNALDI BAHAR | PALEMBANG | SUMATERA SELATAN | PALEMBANG | MAIN UNIT | CUSTOMER | - |  | 27 May 2023 | SELAMAT SIPAHUTAR - TSE | 10 May 2023 | ANTONIUS SAGITA - KALIBRASI | 20 October 2023 | SAHID DERMAWAN - SPV TSE BARAT | ACTIVE
TC800230222011 | BTEE2 | TELESANO Electrocardiograph | IMAGING | BUMI PERMATA MEDIKA, PT. | GN00010647 | PUSKESMAS BANGUN PURBA | MEDAN | SUMATERA UTARA | MEDAN | MAIN UNIT | CUSTOMER | - |  | 15 December 2023 |  | 1 December 2023 | ANTONIUS SAGITA - KALIBRASI | 18 December 2023 | SAHID DERMAWAN - SPV TSE BARAT | ACTIVE
TC800230222012 | BTEE2 | TELESANO Electrocardiograph | IMAGING | BUMI PERMATA MEDIKA, PT. | GN00010647 | PUSKESMAS BANGUN PURBA | MEDAN | SUMATERA UTARA | MEDAN | MAIN UNIT | CUSTOMER | - |  | 15 December 2023 |  | 1 December 2023 | ANTONIUS SAGITA - KALIBRASI | 18 December 2023 | SAHID DERMAWAN - SPV TSE BARAT | ACTIVE
TC800230222013 | BTEE2 | TELESANO Electrocardiograph | IMAGING | BUMI PERMATA MEDIKA, PT. | GN00002986 | RDC PUSAT - RAWAGELAM | PUSAT | DKI JAKARTA | JAKARTA TIMUR | MAIN UNIT | EMP | - |  | - |  | 1 December 2023 | ANTONIUS SAGITA - KALIBRASI | - |  | ACTIVE
TC800230222014 | BTEE2 | TELESANO Electrocardiograph | IMAGING | BUMI PERMATA MEDIKA, PT. | GN00002986 | RDC PUSAT - RAWAGELAM | PUSAT | DKI JAKARTA | JAKARTA TIMUR | MAIN UNIT | EMP | - |  | - |  | 1 December 2023 | ANTONIUS SAGITA - KALIBRASI | - |  | ACTIVE
TC800230222015 | BTEE1 | TELESANO Electrocardiograph | IMAGING | BUMI PERMATA MEDIKA, PT. | GN00010647 | PUSKESMAS BANGUN PURBA | MEDAN | SUMATERA UTARA | MEDAN | MAIN UNIT | CUSTOMER | - |  | 15 December 2023 |  | 1 December 2023 | ANTONIUS SAGITA - KALIBRASI | 18 December 2023 | SAHID DERMAWAN - SPV TSE BARAT | ACTIVE
TC800230222016 | BTEE1 | TELESANO Electrocardiograph | IMAGING | BUMI PERMATA MEDIKA, PT. | GN00010647 | PUSKESMAS BANGUN PURBA | MEDAN | SUMATERA UTARA | MEDAN | MAIN UNIT | CUSTOMER | - |  | 15 December 2023 |  | 1 December 2023 | ANTONIUS SAGITA - KALIBRASI | 18 December 2023 | SAHID DERMAWAN - SPV TSE BARAT | ACTIVE
TC800231115005 | BTEE2 | TELESANO Electrocardiograph | IMAGING | BUMI PERMATA MEDIKA, PT. | GN00011340 | PUSKESMAS PURWOKERTO TIMUR II | PURWOKERTO | JAWA TENGAH | UNKNOWN | MAIN UNIT | CUSTOMER | - |  | 10 January 2024 |  | 11 December 2023 | ANTONIUS SAGITA - KALIBRASI | 13 February 2024 | ANDI ISMAIL - SPV TSE TIMUR | ACTIVE
TC800231115006 | BTEE2 | TELESANO Electrocardiograph | IMAGING | BUMI PERMATA MEDIKA, PT. | GN24090017 | PUSKESMAS KEDUNG BANTENG | PURWOKERTO | JAWA TENGAH | PURWOKERTO | MAIN UNIT | CUSTOMER | - |  | 9 January 2024 |  | 11 December 2023 | ANTONIUS SAGITA - KALIBRASI | 19 September 2024 | ANDI ISMAIL - SPV TSE TIMUR | ACTIVE
TC800231115007 | BTEE2 | TELESANO Electrocardiograph | IMAGING | BUMI PERMATA MEDIKA, PT. | GN00011337 | PUSKESMAS PURWOKERTO SELATAN | PURWOKERTO | JAWA TENGAH | UNKNOWN | MAIN UNIT | CUSTOMER | - |  | 10 January 2024 |  | 11 December 2023 | ANTONIUS SAGITA - KALIBRASI | 13 February 2024 | ANDI ISMAIL - SPV TSE TIMUR | ACTIVE
TC800231115008 | BTEE2 | TELESANO Electrocardiograph | IMAGING | BUMI PERMATA MEDIKA, PT. | GN00011341 | PUSKESMAS PURWOKERTO UTARA I | PURWOKERTO | JAWA TENGAH | UNKNOWN | MAIN UNIT | CUSTOMER | - |  | 9 January 2024 |  | 11 December 2023 | ANTONIUS SAGITA - KALIBRASI | 9 February 2024 | ANDI ISMAIL - SPV TSE TIMUR | ACTIVE
TC800231115015 | BTEE2 | TELESANO Electrocardiograph | IMAGING | BUMI PERMATA MEDIKA, PT. | GN18050007 | PUSKESMAS KEBAYORAN BARU | JAKARTA-1 | DKI JAKARTA | JAKARTA PUSAT | MAIN UNIT | CUSTOMER | - |  | 22 May 2024 |  | 8 May 2024 | ARIEF SETIAWAN - TSE CP | 28 May 2024 | SAHID DERMAWAN - SPV TSE BARAT | ACTIVE
TC800231115016 | BTEE1 | TELESANO Electrocardiograph | IMAGING | BUMI PERMATA MEDIKA, PT. | GN25030005 | PUSKESMAS BULU LOR | SEMARANG | JAWA TENGAH | SEMARANG | MAIN UNIT | CUSTOMER | - |  | 30 July 2024 |  | 1 August 2024 | LEO LANANG SIGIT - TSE CP | 11 March 2025 | ANDI ISMAIL - SPV TSE TIMUR | ACTIVE
TC800240321001 | BTEE2 | TELESANO Electrocardiograph | IMAGING | BUMI PERMATA MEDIKA, PT. | GN00000403 | RSUD DELI SERDANG | MEDAN | SUMATERA UTARA | LUBUK PAKAM | MAIN UNIT | CUSTOMER | - |  | 24 June 2024 |  | 22 May 2024 | LEO LANANG SIGIT - TSE CP | 17 January 2025 | SAHID DERMAWAN - SPV TSE BARAT | ACTIVE
TC800240321002 | BTEE2 | TELESANO Electrocardiograph | IMAGING | BUMI PERMATA MEDIKA, PT. | GN00000403 | RSUD DELI SERDANG | MEDAN | SUMATERA UTARA | LUBUK PAKAM | MAIN UNIT | CUSTOMER | - |  | 24 June 2024 |  | 28 May 2024 | ARIEF SETIAWAN - TSE CP | 17 January 2025 | SAHID DERMAWAN - SPV TSE BARAT | ACTIVE
TC800240321003 | BTEE2 | TELESANO Electrocardiograph | IMAGING | BUMI PERMATA MEDIKA, PT. | GN00000403 | RSUD DELI SERDANG | MEDAN | SUMATERA UTARA | LUBUK PAKAM | MAIN UNIT | CUSTOMER | - |  | 24 June 2024 |  | 28 May 2024 | ARIEF SETIAWAN - TSE CP | 17 January 2025 | SAHID DERMAWAN - SPV TSE BARAT | ACTIVE
TC800240321004 | BTEE2 | TELESANO Electrocardiograph | IMAGING | BUMI PERMATA MEDIKA, PT. | GN00002293 | UPTD KESEHATAN PARU MASYARAKAT | MEDAN | SUMATERA UTARA | MEDAN | MAIN UNIT | CUSTOMER | - |  | 3 July 2024 |  | 28 May 2024 | ARIEF SETIAWAN - TSE CP | 19 July 2024 | SAHID DERMAWAN - SPV TSE BARAT | ACTIVE
TC800240321005 | BTEE2 | TELESANO Electrocardiograph | IMAGING | BUMI PERMATA MEDIKA, PT. | GN00002293 | UPTD KESEHATAN PARU MASYARAKAT | MEDAN | SUMATERA UTARA | MEDAN | MAIN UNIT | CUSTOMER | - |  | 3 July 2024 |  | 28 May 2024 | ARIEF SETIAWAN - TSE CP | 19 July 2024 | SAHID DERMAWAN - SPV TSE BARAT | ACTIVE
TC800240321006 | BTEE2 | TELESANO Electrocardiograph | IMAGING | BUMI PERMATA MEDIKA, PT. | GN00002986 | RDC PUSAT - RAWAGELAM | PUSAT | DKI JAKARTA | JAKARTA TIMUR | MAIN UNIT | EMP | - |  | - |  | 22 May 2024 | LEO LANANG SIGIT - TSE CP | - |  | ACTIVE
TC800240321010 | BTEE3 | Telesano EKG Full Package | IMAGING | BUMI PERMATA MEDIKA, PT. | GN25030004 | PUSKESMAS CUKIR KAB JOMBANG | SURABAYA-1 | JAWA TIMUR | SURABAYA | MAIN UNIT | CUSTOMER | - |  | 26 August 2024 |  | 16 August 2024 | ARIEF SETIAWAN - TSE CP | 11 March 2025 | ANDI ISMAIL - SPV TSE TIMUR | ACTIVE
TC800240321011 | BTEE2 | TELESANO Electrocardiograph | IMAGING | BUMI PERMATA MEDIKA, PT. | GN00002491 | RSUD KOTA YOGYAKARTA | YOGYAKARTA | YOGYAKARTA | YOGYAKARTA | MAIN UNIT | CUSTOMER | - |  | 11 September 2024 |  | 16 August 2024 | ARIEF SETIAWAN - TSE CP | 18 September 2024 | ANDI ISMAIL - SPV TSE TIMUR | ACTIVE
TC800240321013 | BTEE1 | TELESANO Electrocardiograph | IMAGING | BUMI PERMATA MEDIKA, PT. | GN00000134 | RSUD SUNGAI LILIN | PALEMBANG | SUMATERA SELATAN | MUSI BANYUASIN | MAIN UNIT | CUSTOMER | - |  | 13 November 2024 |  | 21 November 2024 | LEO LANANG SIGIT - TSE CP | 2 December 2024 | SAHID DERMAWAN - SPV TSE BARAT | ACTIVE
TC800240729001 | BTEE2 | TELESANO Electrocardiograph | IMAGING | BUMI PERMATA MEDIKA, PT. | GN24080011 | RSUD KALIDERES | JAKARTA-2 | DKI JAKARTA | JAKARTA BARAT | MAIN UNIT | CUSTOMER | - |  | 19 September 2024 |  | 11 September 2024 | ARIEF SETIAWAN - TSE CP | 20 September 2024 | SAHID DERMAWAN - SPV TSE BARAT | ACTIVE
TC800240729002 | BTEE2 | TELESANO Electrocardiograph | IMAGING | BUMI PERMATA MEDIKA, PT. | GN24080011 | RSUD KALIDERES | JAKARTA-2 | DKI JAKARTA | JAKARTA BARAT | MAIN UNIT | CUSTOMER | - |  | 19 September 2024 |  | 11 September 2024 | ARIEF SETIAWAN - TSE CP | 20 September 2024 | SAHID DERMAWAN - SPV TSE BARAT | ACTIVE
TC800240729003 | BTEE2 | TELESANO Electrocardiograph | IMAGING | BUMI PERMATA MEDIKA, PT. | GN24080011 | RSUD KALIDERES | JAKARTA-2 | DKI JAKARTA | JAKARTA BARAT | MAIN UNIT | CUSTOMER | - |  | 10 October 2024 |  | 11 September 2024 | ARIEF SETIAWAN - TSE CP | 5 November 2024 | SAHID DERMAWAN - SPV TSE BARAT | ACTIVE
TC800240729004 | BTEE2 | TELESANO Electrocardiograph | IMAGING | BUMI PERMATA MEDIKA, PT. | GN24080011 | RSUD KALIDERES | JAKARTA-2 | DKI JAKARTA | JAKARTA BARAT | MAIN UNIT | CUSTOMER | - |  | 19 September 2024 |  | 11 September 2024 | ARIEF SETIAWAN - TSE CP | 20 September 2024 | SAHID DERMAWAN - SPV TSE BARAT | ACTIVE
TC800240729009 | BTEE1 | TELESANO Electrocardiograph | IMAGING | BUMI PERMATA MEDIKA, PT. | GN00000134 | RSUD SUNGAI LILIN | PALEMBANG | SUMATERA SELATAN | MUSI BANYUASIN | MAIN UNIT | CUSTOMER | - |  | 13 November 2024 |  | 21 November 2024 | LEO LANANG SIGIT - TSE CP | 2 December 2024 | SAHID DERMAWAN - SPV TSE BARAT | ACTIVE
TC800240923001 | BTEE6 | Telesano Electrocardiograph ECG TC-800 + WIFI Trolley and Set Computer | IMAGING | BUMI PERMATA MEDIKA, PT. | GN25040003 | PUSKESMAS PULO LOR | SURABAYA-1 | JAWA TIMUR | SURABAYA | MAIN UNIT | CUSTOMER | - |  | 24 March 2025 |  | 18 March 2025 | ARIEF SETIAWAN - TSE CP | 9 April 2025 | ANDI ISMAIL - SPV TSE TIMUR | ACTIVE
TC800240923002 | BTEE6 | Telesano Electrocardiograph ECG TC-800 + WIFI Trolley and Set Computer | IMAGING | BUMI PERMATA MEDIKA, PT. | GN25040004 | PUSKESMAS JABON | SURABAYA-1 | JAWA TIMUR | SURABAYA | MAIN UNIT | CUSTOMER | - |  | 24 March 2025 |  | 18 March 2025 | ARIEF SETIAWAN - TSE CP | 9 April 2025 | ANDI ISMAIL - SPV TSE TIMUR | ACTIVE
TC800240923003 | BTEE6 | Telesano Electrocardiograph ECG TC-800 + WIFI Trolley and Set Computer | IMAGING | BUMI PERMATA MEDIKA, PT. | GN25040006 | PUSKESMAS JAPANAN | SURABAYA-1 | JAWA TIMUR | SURABAYA | MAIN UNIT | CUSTOMER | - |  | 26 March 2025 |  | 18 March 2025 | ARIEF SETIAWAN - TSE CP | 9 April 2025 | ANDI ISMAIL - SPV TSE TIMUR | ACTIVE
TC800240923006 | BTEE6 | Telesano Electrocardiograph ECG TC-800 + WIFI Trolley and Set Computer | IMAGING | BUMI PERMATA MEDIKA, PT. | GN25030010 | PUSKESMAS PULOREJO NGORO | SURABAYA-1 | JAWA TIMUR | SURABAYA | MAIN UNIT | CUSTOMER | - |  | 20 March 2025 |  | 18 March 2025 | ARIEF SETIAWAN - TSE CP | 27 March 2025 | ANDI ISMAIL - SPV TSE TIMUR | ACTIVE
TC800240923007 | BTEE6 | Telesano Electrocardiograph ECG TC-800 + WIFI Trolley and Set Computer | IMAGING | BUMI PERMATA MEDIKA, PT. | GN25030011 | PUSKESMAS WONOSALAM | SURABAYA-1 | JAWA TIMUR | SURABAYA | MAIN UNIT | CUSTOMER | - |  | 20 March 2025 |  | 18 March 2025 | ARIEF SETIAWAN - TSE CP | 27 March 2025 | ANDI ISMAIL - SPV TSE TIMUR | ACTIVE
TC800240923008 | BTEE6 | Telesano Electrocardiograph ECG TC-800 + WIFI Trolley and Set Computer | IMAGING | BUMI PERMATA MEDIKA, PT. | GN25040002 | PUSKESMAS JELAKOMBO | SURABAYA-1 | JAWA TIMUR | SURABAYA | MAIN UNIT | CUSTOMER | - |  | 24 March 2025 |  | 18 March 2025 | ARIEF SETIAWAN - TSE CP | 9 April 2025 | ANDI ISMAIL - SPV TSE TIMUR | ACTIVE
TC800240923009 | BTEE6 | Telesano Electrocardiograph ECG TC-800 + WIFI Trolley and Set Computer | IMAGING | BUMI PERMATA MEDIKA, PT. | GN25040005 | PUSKESMAS JARAK KULON | SURABAYA-1 | JAWA TIMUR | SURABAYA | MAIN UNIT | CUSTOMER | - |  | 26 March 2025 |  | 18 March 2025 | ARIEF SETIAWAN - TSE CP | 9 April 2025 | ANDI ISMAIL - SPV TSE TIMUR | ACTIVE
TC800250520001 | BTEE6 | Telesano Electrocardiograph ECG TC-800 + WIFI Trolley and Set Computer | IMAGING | BUMI PERMATA MEDIKA, PT. | GN00002986 | RDC PUSAT - RAWAGELAM | PUSAT | DKI JAKARTA | JAKARTA TIMUR | MAIN UNIT | EMP | - |  | - |  | 26 May 2025 | ARIEF SETIAWAN - TSE CP | - |  | ACTIVE
TC800250520002 | BTEE5 | Telesano Electrocardiograph ECG TC-800+Trolley&WIFI | IMAGING | BUMI PERMATA MEDIKA, PT. | GN00000278 | RSU PROF DR MA HANAFIAH (BATU SANGKAR) | PADANG | SUMATERA BARAT | BATUSANGKAR | MAIN UNIT | CUSTOMER | - |  | 20 June 2025 |  | 30 May 2025 | ARIEF SETIAWAN - TSE CP | 2 July 2025 | SAHID DERMAWAN - SPV TSE BARAT | ACTIVE
TC800250520003 | BTEE5 | Telesano Electrocardiograph ECG TC-800+Trolley&WIFI | IMAGING | BUMI PERMATA MEDIKA, PT. | GN00000278 | RSU PROF DR MA HANAFIAH (BATU SANGKAR) | PADANG | SUMATERA BARAT | BATUSANGKAR | MAIN UNIT | CUSTOMER | - |  | 20 June 2025 |  | 30 May 2025 | ARIEF SETIAWAN - TSE CP | 2 July 2025 | SAHID DERMAWAN - SPV TSE BARAT | ACTIVE
TC800250520004 | BTEE5 | Telesano Electrocardiograph ECG TC-800+Trolley&WIFI | IMAGING | BUMI PERMATA MEDIKA, PT. | GN00000278 | RSU PROF DR MA HANAFIAH (BATU SANGKAR) | PADANG | SUMATERA BARAT | BATUSANGKAR | MAIN UNIT | CUSTOMER | - |  | 20 June 2025 |  | 30 May 2025 | ARIEF SETIAWAN - TSE CP | 2 July 2025 | SAHID DERMAWAN - SPV TSE BARAT | ACTIVE
TC800250520005 | BTEE5 | Telesano Electrocardiograph ECG TC-800+Trolley&WIFI | IMAGING | BUMI PERMATA MEDIKA, PT. | GN00000278 | RSU PROF DR MA HANAFIAH (BATU SANGKAR) | PADANG | SUMATERA BARAT | BATUSANGKAR | MAIN UNIT | CUSTOMER | - |  | 20 June 2025 |  | 30 May 2025 | ARIEF SETIAWAN - TSE CP | 2 July 2025 | SAHID DERMAWAN - SPV TSE BARAT | ACTIVE
TC800250520006 | BTEE5 | Telesano Electrocardiograph ECG TC-800+Trolley&WIFI | IMAGING | BUMI PERMATA MEDIKA, PT. | GN00000278 | RSU PROF DR MA HANAFIAH (BATU SANGKAR) | PADANG | SUMATERA BARAT | BATUSANGKAR | MAIN UNIT | CUSTOMER | - |  | 20 June 2025 |  | 30 May 2025 | ARIEF SETIAWAN - TSE CP | 2 July 2025 | SAHID DERMAWAN - SPV TSE BARAT | ACTIVE
TC800250520007 | BTEE5 | Telesano Electrocardiograph ECG TC-800+Trolley&WIFI | IMAGING | BUMI PERMATA MEDIKA, PT. | GN00000278 | RSU PROF DR MA HANAFIAH (BATU SANGKAR) | PADANG | SUMATERA BARAT | BATUSANGKAR | MAIN UNIT | CUSTOMER | - |  | 20 June 2025 |  | 30 May 2025 | ARIEF SETIAWAN - TSE CP | 2 July 2025 | SAHID DERMAWAN - SPV TSE BARAT | ACTIVE
TC800250520008 | BTEE5 | Telesano Electrocardiograph ECG TC-800+Trolley&WIFI | IMAGING | BUMI PERMATA MEDIKA, PT. | GN00000278 | RSU PROF DR MA HANAFIAH (BATU SANGKAR) | PADANG | SUMATERA BARAT | BATUSANGKAR | MAIN UNIT | CUSTOMER | - |  | 20 June 2025 |  | 30 May 2025 | ARIEF SETIAWAN - TSE CP | 2 July 2025 | SAHID DERMAWAN - SPV TSE BARAT | ACTIVE
TC800250520009 | BTEE5 | Telesano Electrocardiograph ECG TC-800+Trolley&WIFI | IMAGING | BUMI PERMATA MEDIKA, PT. | GN00000278 | RSU PROF DR MA HANAFIAH (BATU SANGKAR) | PADANG | SUMATERA BARAT | BATUSANGKAR | MAIN UNIT | CUSTOMER | - |  | 20 June 2025 |  | 30 May 2025 | ARIEF SETIAWAN - TSE CP | 2 July 2025 | SAHID DERMAWAN - SPV TSE BARAT | ACTIVE
TC800250520010 | BTEE5 | Telesano Electrocardiograph ECG TC-800+Trolley&WIFI | IMAGING | BUMI PERMATA MEDIKA, PT. | GN00000278 | RSU PROF DR MA HANAFIAH (BATU SANGKAR) | PADANG | SUMATERA BARAT | BATUSANGKAR | MAIN UNIT | CUSTOMER | - |  | 20 June 2025 |  | 30 May 2025 | ARIEF SETIAWAN - TSE CP | 2 July 2025 | SAHID DERMAWAN - SPV TSE BARAT | ACTIVE
TC800250520011 | BTEE5 | Telesano Electrocardiograph ECG TC-800+Trolley&WIFI | IMAGING | BUMI PERMATA MEDIKA, PT. | GN00000278 | RSU PROF DR MA HANAFIAH (BATU SANGKAR) | PADANG | SUMATERA BARAT | BATUSANGKAR | MAIN UNIT | CUSTOMER | - |  | 20 June 2025 |  | 30 May 2025 | ARIEF SETIAWAN - TSE CP | 2 July 2025 | SAHID DERMAWAN - SPV TSE BARAT | ACTIVE
TC800250520012 | BTEE5 | Telesano Electrocardiograph ECG TC-800+Trolley&WIFI | IMAGING | BUMI PERMATA MEDIKA, PT. | GN00000278 | RSU PROF DR MA HANAFIAH (BATU SANGKAR) | PADANG | SUMATERA BARAT | BATUSANGKAR | MAIN UNIT | CUSTOMER | - |  | 20 June 2025 |  | 30 May 2025 | ARIEF SETIAWAN - TSE CP | 2 July 2025 | SAHID DERMAWAN - SPV TSE BARAT | ACTIVE
TC800250520013 | BTEE5 | Telesano Electrocardiograph ECG TC-800+Trolley&WIFI | IMAGING | BUMI PERMATA MEDIKA, PT. | GN00000278 | RSU PROF DR MA HANAFIAH (BATU SANGKAR) | PADANG | SUMATERA BARAT | BATUSANGKAR | MAIN UNIT | CUSTOMER | - |  | 20 June 2025 |  | 30 May 2025 | ARIEF SETIAWAN - TSE CP | 2 July 2025 | SAHID DERMAWAN - SPV TSE BARAT | ACTIVE
TC800250520014 | BTEE5 | Telesano Electrocardiograph ECG TC-800+Trolley&WIFI | IMAGING | BUMI PERMATA MEDIKA, PT. | GN00000278 | RSU PROF DR MA HANAFIAH (BATU SANGKAR) | PADANG | SUMATERA BARAT | BATUSANGKAR | MAIN UNIT | CUSTOMER | - |  | 20 June 2025 |  | 30 May 2025 | ARIEF SETIAWAN - TSE CP | 2 July 2025 | SAHID DERMAWAN - SPV TSE BARAT | ACTIVE
TC800250520015 | BTEE1 | TELESANO Electrocardiograph | IMAGING | BUMI PERMATA MEDIKA, PT. | GN00002779 | RSUD IBNU SINA GRESIK | SURABAYA-2 | JAWA TIMUR | GRESIK | MAIN UNIT | CUSTOMER | - |  | 31 July 2025 |  | 4 August 2025 | LEO LANANG SIGIT - TSE CP | 4 August 2025 | SAHID DERMAWAN - SPV TSE BARAT | ACTIVE
TC800250520016 | BTEE2 | TELESANO Electrocardiograph | IMAGING | BUMI PERMATA MEDIKA, PT. | GN00006964 | DINAS KESEHATAN KAB/ KOTA. MUARA ENIM | PALEMBANG | SUMATERA SELATAN | PALEMBANG | MAIN UNIT | CUSTOMER | - |  | 22 August 2025 |  | 30 July 2025 | ARIEF SETIAWAN - TSE CP | 11 September 2025 | SAHID DERMAWAN - SPV TSE BARAT | ACTIVE
TC800250520017 | BTEE2 | TELESANO Electrocardiograph | IMAGING | BUMI PERMATA MEDIKA, PT. | GN00006964 | DINAS KESEHATAN KAB/ KOTA. MUARA ENIM | PALEMBANG | SUMATERA SELATAN | PALEMBANG | MAIN UNIT | CUSTOMER | - |  | 22 August 2025 |  | 30 July 2025 | ARIEF SETIAWAN - TSE CP | 11 September 2025 | SAHID DERMAWAN - SPV TSE BARAT | ACTIVE
TC800250520018 | BTEE2 | TELESANO Electrocardiograph | IMAGING | BUMI PERMATA MEDIKA, PT. | GN00006964 | DINAS KESEHATAN KAB/ KOTA. MUARA ENIM | PALEMBANG | SUMATERA SELATAN | PALEMBANG | MAIN UNIT | CUSTOMER | - |  | 22 August 2025 |  | 30 July 2025 | ARIEF SETIAWAN - TSE CP | 11 September 2025 | SAHID DERMAWAN - SPV TSE BARAT | ACTIVE
TC800250520019 | BTEE2 | TELESANO Electrocardiograph | IMAGING | BUMI PERMATA MEDIKA, PT. | GN00006964 | DINAS KESEHATAN KAB/ KOTA. MUARA ENIM | PALEMBANG | SUMATERA SELATAN | PALEMBANG | MAIN UNIT | CUSTOMER | - |  | 22 August 2025 |  | 30 July 2025 | ARIEF SETIAWAN - TSE CP | 11 September 2025 | SAHID DERMAWAN - SPV TSE BARAT | ACTIVE
TC800250520020 | BTEE2 | TELESANO Electrocardiograph | IMAGING | BUMI PERMATA MEDIKA, PT. | GN00006964 | DINAS KESEHATAN KAB/ KOTA. MUARA ENIM | PALEMBANG | SUMATERA SELATAN | PALEMBANG | MAIN UNIT | CUSTOMER | - |  | 22 August 2025 |  | 30 July 2025 | ARIEF SETIAWAN - TSE CP | 11 September 2025 | SAHID DERMAWAN - SPV TSE BARAT | ACTIVE
TC800250716001 | BTEE2 | TELESANO Electrocardiograph | IMAGING | BUMI PERMATA MEDIKA, PT. | GN00006964 | DINAS KESEHATAN KAB/ KOTA. MUARA ENIM | PALEMBANG | SUMATERA SELATAN | PALEMBANG | MAIN UNIT | CUSTOMER | - |  | 22 August 2025 |  | 30 July 2025 | ARIEF SETIAWAN - TSE CP | 11 September 2025 | SAHID DERMAWAN - SPV TSE BARAT | ACTIVE
TC800250716003 | BTEE5 | Telesano Electrocardiograph ECG TC-800+Trolley&WIFI | IMAGING | BUMI PERMATA MEDIKA, PT. | GN00002986 | RDC PUSAT - RAWAGELAM | PUSAT | DKI JAKARTA | JAKARTA TIMUR | MAIN UNIT | EMP | - |  | - |  | 7 October 2025 | ARIEF SETIAWAN - TSE CP | - |  | ACTIVE
TC800250716004 | BTEE4 | Telesano Electrocardiograph ECG TC-800+WIFI | IMAGING | BUMI PERMATA MEDIKA, PT. | GN00000678 | RSB SAYANG IBU BALIKPAPAN-BALIKPAPAN | BALIKPAPAN | KALIMANTAN TIMUR | BALIKPAPAN | MAIN UNIT | CUSTOMER | - |  | 7 November 2025 |  | 7 October 2025 | ARIEF SETIAWAN - TSE CP | 13 November 2025 | SAHID DERMAWAN - SPV TSE BARAT | ACTIVE
TC800250716005 | BTEE6 | Telesano Electrocardiograph ECG TC-800 + WIFI Trolley and Set Computer | IMAGING | BUMI PERMATA MEDIKA, PT. | GN00002986 | RDC PUSAT - RAWAGELAM | PUSAT | DKI JAKARTA | JAKARTA TIMUR | MAIN UNIT | EMP | - |  | - |  | 12 November 2025 | ARIEF SETIAWAN - TSE CP | - |  | ACTIVE
TC800250716006 | BTEE6 | Telesano Electrocardiograph ECG TC-800 + WIFI Trolley and Set Computer | IMAGING | BUMI PERMATA MEDIKA, PT. | GN00002986 | RDC PUSAT - RAWAGELAM | PUSAT | DKI JAKARTA | JAKARTA TIMUR | MAIN UNIT | EMP | - |  | - |  | 12 November 2025 | ARIEF SETIAWAN - TSE CP | - |  | ACTIVE
TC800250716007 | BTEE5 | Telesano Electrocardiograph ECG TC-800+Trolley&WIFI | IMAGING | BUMI PERMATA MEDIKA, PT. | GN00002986 | RDC PUSAT - RAWAGELAM | PUSAT | DKI JAKARTA | JAKARTA TIMUR | MAIN UNIT | EMP | - |  | - |  | 12 November 2025 | ARIEF SETIAWAN - TSE CP | - |  | ACTIVE
TR 11/182 | BRF90 |  |  |  | GN00000682 | RSUD SANGATTA | SAMARINDA | KALIMANTAN TIMUR | SAMARINDA | MAIN UNIT | CUSTOMER | - |  | 2 January 2011 |  | - |  | - |  | INACTIVE
TS01112102 | AS001 | Arcos Slide Management System | DIAGNOSTIC 2 | THERMO FISHER SCIEN. CO | GN00000535 | RSUP DR KARIADI | SEMARANG | JAWA TENGAH | SEMARANG | MAIN UNIT | CUSTOMER | - |  | 31 January 2022 | ANDRIAS NUGROHO - TSE | 25 June 2021 | NOVAN KURNIARTATO - TSE | 31 January 2022 | ANDRIAS NUGROHO - TSE | ACTIVE
TU900230102001 | BTEU2 | TELESANO Portable Ultrasound TU 900 + Printer | IMAGING | BUMI PERMATA MEDIKA, PT. | GN00000012 | RS PERSAHABATAN | JAKARTA-1 | DKI JAKARTA | JAKARTA TIMUR | MAIN UNIT | EMP | - |  | - |  | 8 March 2023 | ANTONIUS SAGITA - KALIBRASI | - |  | ACTIVE
TU900230102002 | BTEU2 | TELESANO Portable Ultrasound TU 900 + Printer | IMAGING | BUMI PERMATA MEDIKA, PT. | GN00000012 | RS PERSAHABATAN | JAKARTA-1 | DKI JAKARTA | JAKARTA TIMUR | MAIN UNIT | EMP | - |  | - |  | 8 March 2023 | ANTONIUS SAGITA - KALIBRASI | - |  | ACTIVE
TU900230102003 | BTEU2 | TELESANO Portable Ultrasound TU 900 + Printer | IMAGING | BUMI PERMATA MEDIKA, PT. | GN00003001 | PT. ENSEVAL MEDIKA PRIMA - HO | PUSAT | DKI JAKARTA | JAKARTA TIMUR |  | EMP | - |  | - |  | 8 March 2023 | ANTONIUS SAGITA - KALIBRASI | - |  | ACTIVE
TU900230102005 | BTEU2 | TELESANO Portable Ultrasound TU 900 + Printer | IMAGING | BUMI PERMATA MEDIKA, PT. | GN00001163 | RSUD PANTURA M.A.SENTOT PATROL ( RSUD PATROL ) | CIREBON | JAWA BARAT | INDRAMAYU | MAIN UNIT | CUSTOMER | - |  | 21 June 2023 | ARBIANSYAH - TSE | 16 May 2023 | ANTONIUS SAGITA - KALIBRASI | 20 October 2023 | SAHID DERMAWAN - SPV TSE BARAT | ACTIVE
US016D0391 | PA345 | AFFINITI 50 3D/4D | IMAGING | PHILIPS INDONESIA COMMERCIAL, PT | GN00001387 | RSUD JOMBANG | SURABAYA-1 | JAWA TIMUR | JOMBANG | MAIN UNIT | CUSTOMER | 17 April 2017 | GANDHI YANRANGGA | 23 March 2017 |  | 17 April 2017 | GANDHI YANRANGGA | - |  | ACTIVE
US316C0340 | PE5PE | EPIQ 5 PERFORMANCE | IMAGING | PHILIPS INDONESIA COMMERCIAL, PT | GN00011690 | SHOWROOM PT EMP | PUSAT | DKI JAKARTA | JAKARTA TIMUR | MAIN UNIT | EMP | 5 October 2018 | FARIDA ADELINA | 1 August 2016 |  | 5 October 2018 | FARIDA ADELINA | - |  | ACTIVE
US316D01619 | PA345 | AFFINITI 50 3D/4D | IMAGING | PHILIPS INDONESIA COMMERCIAL, PT | GN00001473 | RUMAH SAKIT JIWA DAERAH SURAKARTA ( RSJ - SOERAKARTA ) | SOLO | JAWA TENGAH | SURAKARTA | MAIN UNIT | EMP | 27 September 2018 | FARIDA ADELINA | 24 September 2018 |  | 27 September 2018 | FARIDA ADELINA | - |  | ACTIVE
US316D0619 | PA345 | AFFINITI 50 3D/4D | IMAGING | PHILIPS INDONESIA COMMERCIAL, PT | GN00003001 | PT. ENSEVAL MEDIKA PRIMA - HO | PUSAT | DKI JAKARTA | JAKARTA TIMUR | MAIN UNIT | EMP | - |  | 3 January 2016 |  | - |  | - |  | ACTIVE
US318D2168 | PA235 | AFFINITI 50 2D/3D | IMAGING | PHILIPS INDONESIA COMMERCIAL, PT | GN00000535 | RSUP DR KARIADI | SEMARANG | JAWA TENGAH | SEMARANG | MAIN UNIT | CUSTOMER | - |  | 2 May 2018 |  | - |  | - |  | ACTIVE
US318D2169 | PA345 | AFFINITI 50 3D/4D | IMAGING | PHILIPS INDONESIA COMMERCIAL, PT | GN00000535 | RSUP DR KARIADI | SEMARANG | JAWA TENGAH | SEMARANG | MAIN UNIT | CUSTOMER | - |  | 17 April 2018 |  | - |  | - |  | ACTIVE
US319D0118 | PA5E4 | AFFINITI 50 ECHO 4 PROBE | IMAGING | PHILIPS INDONESIA COMMERCIAL, PT | GN00001408 | RSU RUTENG - DR BEN MBOI | KUPANG | NUSA TENGGARA TIMUR | MANGGARAI | MAIN UNIT | CUSTOMER | - |  | 31 May 2019 |  | - |  | - |  | ACTIVE
US416D0889 | PA235 | AFFINITI 50 2D/3D | IMAGING | PHILIPS INDONESIA COMMERCIAL, PT | GN00006540 | RSUD DR FAUZIAH BIREUN | BANDA ACEH | ACEH | BIREUEN | MAIN UNIT | CUSTOMER | 16 June 2016 | ARBIANSYAH - TSE | 15 June 2016 |  | 16 June 2016 | ARBIANSYAH - TSE | - |  | ACTIVE
US417D0882 | PA235 | AFFINITI 50 2D/3D | IMAGING | PHILIPS INDONESIA COMMERCIAL, PT | GN00002985 | WORKSHOOP CSM PUSAT | PUSAT | DKI JAKARTA | JAKARTA TIMUR | MAIN UNIT | EMP | 27 July 2017 | ANTONIUS SAGITA - KALIBRASI | 27 July 2017 |  | 27 July 2017 | ANTONIUS SAGITA - KALIBRASI | - |  | ACTIVE
US417DO882 | PA235 | AFFINITI 50 2D/3D | IMAGING | PHILIPS INDONESIA COMMERCIAL, PT | GN00009615 | RSUK PADEMANGAN | JAKARTA-1 | DKI JAKARTA | JAKARTA UTARA | MAIN UNIT | CUSTOMER | 14 July 2017 | LEONARDUS ADI | 14 July 2017 |  | 14 July 2017 | LEONARDUS ADI | - |  | ACTIVE
US419B0912 | PE73D | EPIQ 7 live 3D - Echocardiography with Live 3D Echo & Heartmodel | IMAGING | PHILIPS INDONESIA COMMERCIAL, PT | GN00001409 | RSU PROF DR W Z JOHANES | KUPANG | NUSA TENGGARA TIMUR | KUPANG | MAIN UNIT | CUSTOMER | - |  | 12 July 2019 |  | - |  | - |  | ACTIVE
US419C1313 | PEP5E | EPIQ 5 ECHOCARDIOGRAPHY SYSTEM | IMAGING | PHILIPS INDONESIA COMMERCIAL, PT | GN00001334 | RSUD Sanjiwani Gianyar | DENPASAR | BALI |  | MAIN UNIT | CUSTOMER | - |  | 24 May 2019 |  | - |  | - |  | ACTIVE
US516D0258 | PA235 | AFFINITI 50 2D/3D | IMAGING | PHILIPS INDONESIA COMMERCIAL, PT | GN00011021 | PUSKESMAS KEC. SAWAH BESAR | JAKARTA-1 | DKI JAKARTA | JAKARTA PUSAT | MAIN UNIT | CUSTOMER | 5 December 2016 | TRIYONO - TSE AREA BARAT | 27 June 2016 |  | 5 December 2016 | TRIYONO - TSE AREA BARAT | - |  | ACTIVE
US517D0340 | PA345 | AFFINITI 50 3D/4D | IMAGING | PHILIPS INDONESIA COMMERCIAL, PT | GN00000403 | RSUD DELI SERDANG | MEDAN | SUMATERA UTARA | LUBUK PAKAM | MAIN UNIT | CUSTOMER | 19 July 2017 | FARIDA ADELINA | 19 July 2017 |  | 19 July 2017 | FARIDA ADELINA | - |  | ACTIVE
US517D0923 | PA345 | AFFINITI 50 3D/4D | IMAGING | PHILIPS INDONESIA COMMERCIAL, PT | GN00001361 | DINAS KESEHATAN KAB/KOTA. NAGEKEO | KUPANG | NUSA TENGGARA TIMUR | NAGEKEO | MAIN UNIT | CUSTOMER | 15 June 2017 | SAHID DERMAWAN - SPV TSE BARAT | 14 June 2017 |  | 15 June 2017 | SAHID DERMAWAN - SPV TSE BARAT | - |  | ACTIVE
US517D0924 | PASS5 | AFFINITI 50 SHARE SERVICE | IMAGING | PHILIPS INDONESIA COMMERCIAL, PT | GN00000019 | RS OTORITA - RS BADAN PENGUSAHA BATAM | BATAM | KEPULAUAN RIAU | BATAM | MAIN UNIT | CUSTOMER | 8 July 2019 | ARIEF SETIAWAN - TSE CP | 8 July 2019 |  | 8 July 2019 | ARIEF SETIAWAN - TSE CP | - |  | ACTIVE
US517D0925 | PA345 | AFFINITI 50 3D/4D | IMAGING | PHILIPS INDONESIA COMMERCIAL, PT | GN00001361 | DINAS KESEHATAN KAB/KOTA. NAGEKEO | KUPANG | NUSA TENGGARA TIMUR | NAGEKEO | MAIN UNIT | CUSTOMER | 15 June 2017 | SAHID DERMAWAN - SPV TSE BARAT | 14 June 2017 |  | 15 June 2017 | SAHID DERMAWAN - SPV TSE BARAT | - |  | ACTIVE
US518D0040 | PA345 | AFFINITI 50 3D/4D | IMAGING | PHILIPS INDONESIA COMMERCIAL, PT | GN00007835 | RSUD TANJUNG KABUPATEN LOMBOK UTARA | MATARAM | NUSA TENGGARA BARAT | LOMBOK UTARA | MAIN UNIT | CUSTOMER | 24 April 2019 | I KADEK - TSE | 24 April 2019 |  | 24 April 2019 | I KADEK - TSE | - |  | ACTIVE
US518D0041 | PA50R | AFFINITI 50 RADIOLOGI MSK | IMAGING | PHILIPS INDONESIA COMMERCIAL, PT | GN00002986 | RDC PUSAT - RAWAGELAM | PUSAT | DKI JAKARTA | JAKARTA TIMUR | MAIN UNIT | EMP | 16 December 2019 | ARIEF SETIAWAN - TSE CP | 16 December 2019 |  | 16 December 2019 | ARIEF SETIAWAN - TSE CP | - |  | ACTIVE
US518D0042 | PASS5 | AFFINITI 50 SHARE SERVICE | IMAGING | PHILIPS INDONESIA COMMERCIAL, PT | GN17070001 | RS PKU MUHAMMADIYAH WONOSARI | YOGYAKARTA | YOGYAKARTA | YOGYAKARTA | MAIN UNIT | CUSTOMER | 18 June 2018 | ANTONIUS SAGITA - KALIBRASI | 3 October 2022 | MUNADI - TSE | 18 June 2018 | ANTONIUS SAGITA - KALIBRASI | 30 October 2023 | ANDI ISMAIL - SPV TSE TIMUR | ACTIVE
US518D0043 | PA345 | AFFINITI 50 3D/4D | IMAGING | PHILIPS INDONESIA COMMERCIAL, PT | GN00000507 | RS PANTI WILASA I CITARUM | SEMARANG | JAWA TENGAH | SEMARANG | MAIN UNIT | EMP | 18 June 2018 | ANTONIUS SAGITA - KALIBRASI | 28 February 2022 | MUNADI - TSE | 18 June 2018 | ANTONIUS SAGITA - KALIBRASI | 28 February 2022 | MUNADI - TSE | ACTIVE
US518D0044 | PA345 | AFFINITI 50 3D/4D | IMAGING | PHILIPS INDONESIA COMMERCIAL, PT | GN17070001 | RS PKU MUHAMMADIYAH WONOSARI | YOGYAKARTA | YOGYAKARTA | YOGYAKARTA | MAIN UNIT | CUSTOMER | 18 June 2018 | ANTONIUS SAGITA - KALIBRASI | 4 October 2022 | DIAN FEBRIYANA - TSE | 18 June 2018 | ANTONIUS SAGITA - KALIBRASI | 4 October 2022 | DIAN FEBRIYANA - TSE | ACTIVE
US616D0267 | PA345 | AFFINITI 50 3D/4D | IMAGING | PHILIPS INDONESIA COMMERCIAL, PT | GN00009427 | POLITEKNIK KESEHATAN MANADO | MANADO | SULAWESI UTARA | MANADO | MAIN UNIT | CUSTOMER | 9 March 2017 | DEA MASJA SADALI - TSE | 1 August 2016 |  | 9 March 2017 | DEA MASJA SADALI - TSE | - |  | ACTIVE
US616D1138 | PA235 | AFFINITI 50 2D/3D | IMAGING | PHILIPS INDONESIA COMMERCIAL, PT | GN00007060 | RSUD MEURAXA | BANDA ACEH | ACEH | BANDA ACEH | MAIN UNIT | CUSTOMER | 7 September 2016 | ARBIANSYAH - TSE | 7 September 2016 |  | 7 September 2016 | ARBIANSYAH - TSE | - |  | ACTIVE
US617D0410 | PA345 | AFFINITI 50 3D/4D | IMAGING | PHILIPS INDONESIA COMMERCIAL, PT | GN00001901 | RSUP SOERADJI KLATEN | YOGYAKARTA | YOGYAKARTA | YOGYAKARTA | MAIN UNIT | CUSTOMER | 22 November 2017 | DIAN FEBRIYANA - TSE | 22 November 2017 |  | 22 November 2017 | DIAN FEBRIYANA - TSE | - |  | ACTIVE
US617D1401 | PA345 | AFFINITI 50 3D/4D | IMAGING | PHILIPS INDONESIA COMMERCIAL, PT | GN00002986 | RDC PUSAT - RAWAGELAM | PUSAT | DKI JAKARTA | JAKARTA TIMUR | MAIN UNIT | EMP | 20 July 2017 | ANTONIUS SAGITA - KALIBRASI | 20 July 2017 |  | 20 July 2017 | ANTONIUS SAGITA - KALIBRASI | - |  | ACTIVE
US618C1344 | PE5PE | EPIQ 5 PERFORMANCE | IMAGING | PHILIPS INDONESIA COMMERCIAL, PT | GN00002986 | RDC PUSAT - RAWAGELAM | PUSAT | DKI JAKARTA | JAKARTA TIMUR | MAIN UNIT | EMP | - |  | 23 July 2018 |  | - |  | - |  | ACTIVE
US61910017 | PSPAR | SPARQ ULTRASOUND WITH TOUCHPAD CONTROL PANEL FOR ICU, RA, EMERGENCY | IMAGING | PHILIPS INDONESIA COMMERCIAL, PT | GN00002255 | RS KUSTA SUMBERGLAGAH | SURABAYA-1 | JAWA TIMUR | MOJOKERTO | MAIN UNIT | CUSTOMER | - |  | 25 July 2019 |  | - |  | - |  | ACTIVE
US816D0095 | PA345 | AFFINITI 50 3D/4D | IMAGING | PHILIPS INDONESIA COMMERCIAL, PT | GN00001400 | RSUD ENDE | KUPANG | NUSA TENGGARA TIMUR | ENDE | MAIN UNIT | CUSTOMER | - |  | 14 October 2016 |  | - |  | - |  | ACTIVE
US817C0875 | PE5BA | EPIQ 5 WHC BASIC | IMAGING | PHILIPS INDONESIA COMMERCIAL, PT | GN00011637 | RS DIAN HUSADA MOJOKERTO | SURABAYA-2 | JAWA TIMUR |  | MAIN UNIT | CUSTOMER | - |  | 30 October 2025 |  | - |  | 3 November 2025 | SAHID DERMAWAN - SPV TSE BARAT | ACTIVE
US916D0108 | PA345 | AFFINITI 50 3D/4D | IMAGING | PHILIPS INDONESIA COMMERCIAL, PT | GN00000612 | RSUD KAB BENGKAYANG | PONTIANAK | KALIMANTAN BARAT | PONTIANAK | MAIN UNIT | CUSTOMER | - |  | 23 August 2017 |  | - |  | - |  | ACTIVE
US917C0671 | PE5PE | EPIQ 5 PERFORMANCE | IMAGING | PHILIPS INDONESIA COMMERCIAL, PT | GN00001125 | RSUD PAMEUNGPEUK GRT SELATAN | TASIKMALAYA | JAWA BARAT | GARUT | MAIN UNIT | CUSTOMER | - |  | 12 December 2018 |  | - |  | - |  | ACTIVE
US917C0672 | PE5PE | EPIQ 5 PERFORMANCE | IMAGING | PHILIPS INDONESIA COMMERCIAL, PT | GN00000507 | RS PANTI WILASA I CITARUM | SEMARANG | JAWA TENGAH | SEMARANG | MAIN UNIT | EMP | 20 October 2017 | ANTONIUS SAGITA - KALIBRASI | 28 February 2022 | MUNADI - TSE | 20 October 2017 | ANTONIUS SAGITA - KALIBRASI | 28 February 2022 | MUNADI - TSE | ACTIVE
USD17C0316 | PE5BA | EPIQ 5 WHC BASIC | IMAGING | PHILIPS INDONESIA COMMERCIAL, PT | GN00000180 | RSU DUMAI | PEKAN BARU | RIAU | DUMAI | MAIN UNIT | CUSTOMER | - |  | 23 December 2017 |  | - |  | - |  | ACTIVE
USN16D0068 | PASS5 | AFFINITI 50 SHARE SERVICE | IMAGING | PHILIPS INDONESIA COMMERCIAL, PT | GN00000629 | RSUD ULIN | BANJARMASIN | KALIMANTAN SELATAN | BANJARMASIN | MAIN UNIT | CUSTOMER | 31 May 2017 | TEGAR PANDU - TSE | 30 May 2017 |  | 31 May 2017 | TEGAR PANDU - TSE | - |  | ACTIVE
USN17C0978 | PE5BA | EPIQ 5 WHC BASIC | IMAGING | PHILIPS INDONESIA COMMERCIAL, PT | GN00002986 | RDC PUSAT - RAWAGELAM | PUSAT | DKI JAKARTA | JAKARTA TIMUR | MAIN UNIT | EMP | 10 January 2018 | ANTONIUS SAGITA - KALIBRASI | 19 December 2017 |  | 10 January 2018 | ANTONIUS SAGITA - KALIBRASI | - |  | ACTIVE
USN17C0979 | PE5BA | EPIQ 5 WHC BASIC | IMAGING | PHILIPS INDONESIA COMMERCIAL, PT | GN00002986 | RDC PUSAT - RAWAGELAM | PUSAT | DKI JAKARTA | JAKARTA TIMUR | MAIN UNIT | EMP | 10 January 2018 | ANTONIUS SAGITA - KALIBRASI | 19 December 2017 |  | 10 January 2018 | ANTONIUS SAGITA - KALIBRASI | - |  | ACTIVE
USN17C0980 | PE5BA | EPIQ 5 WHC BASIC | IMAGING | PHILIPS INDONESIA COMMERCIAL, PT | GN00002986 | RDC PUSAT - RAWAGELAM | PUSAT | DKI JAKARTA | JAKARTA TIMUR | MAIN UNIT | EMP | 10 January 2018 | ANTONIUS SAGITA - KALIBRASI | 19 December 2017 |  | 10 January 2018 | ANTONIUS SAGITA - KALIBRASI | - |  | ACTIVE
USO16C0238 | PE5RA | USG EPIQ 5 RAD 2 PROBE | IMAGING | PHILIPS INDONESIA COMMERCIAL, PT | GN00000790 | RSU MASOHI | MAKASSAR | MALUKU | MALUKU TENGAH | MAIN UNIT | CUSTOMER | 31 December 2016 | DEA MASJA SADALI - TSE | 30 December 2016 |  | 31 December 2016 | DEA MASJA SADALI - TSE | - |  | ACTIVE
USO16C0603 | PE5RA | USG EPIQ 5 RAD 2 PROBE | IMAGING | PHILIPS INDONESIA COMMERCIAL, PT | GN00001413 | RSU DR TC HILLERS MAUMERE | KUPANG | NUSA TENGGARA TIMUR | MAUMERE | MAIN UNIT | CUSTOMER | 10 January 2017 | I KADEK - TSE | 10 January 2017 |  | 10 January 2017 | I KADEK - TSE | - |  | ACTIVE
USO16C0604 | PE5RA | USG EPIQ 5 RAD 2 PROBE | IMAGING | PHILIPS INDONESIA COMMERCIAL, PT | GN00001413 | RSU DR TC HILLERS MAUMERE | KUPANG | NUSA TENGGARA TIMUR | MAUMERE | MAIN UNIT | CUSTOMER | 10 January 2017 | I KADEK - TSE | 10 January 2017 |  | 10 January 2017 | I KADEK - TSE | - |  | ACTIVE
USO16D0103 | PA345 | AFFINITI 50 3D/4D | IMAGING | PHILIPS INDONESIA COMMERCIAL, PT | GN00001407 | RSU SOE | KUPANG | NUSA TENGGARA TIMUR | TIMOR TENGAH SELATAN | MAIN UNIT | CUSTOMER | 4 August 2017 | I KADEK - TSE | 4 August 2017 |  | 4 August 2017 | I KADEK - TSE | - |  | ACTIVE
USO16D0392 | PA345 | AFFINITI 50 3D/4D | IMAGING | PHILIPS INDONESIA COMMERCIAL, PT | GN17120025 | RSUD PANTURA | TANGERANG | BANTEN | TANGERANG | MAIN UNIT | CUSTOMER | 18 April 2018 | ARIEF SETIAWAN - TSE CP | 15 December 2017 |  | 18 April 2018 | ARIEF SETIAWAN - TSE CP | - |  | ACTIVE
USO16D0393 | PASS5 | AFFINITI 50 SHARE SERVICE | IMAGING | PHILIPS INDONESIA COMMERCIAL, PT | GN00006540 | RSUD DR FAUZIAH BIREUN | BANDA ACEH | ACEH | BIREUEN | MAIN UNIT | CUSTOMER | - |  | 15 June 2017 |  | - |  | - |  | ACTIVE
USO17D1848 | PA5UP | AFFINITY 50 UPGRADE | IMAGING | PHILIPS INDONESIA COMMERCIAL, PT | GN00002986 | RDC PUSAT - RAWAGELAM | PUSAT | DKI JAKARTA | JAKARTA TIMUR | MAIN UNIT | EMP | 10 January 2018 | ANTONIUS SAGITA - KALIBRASI | 19 December 2017 |  | 10 January 2018 | ANTONIUS SAGITA - KALIBRASI | - |  | ACTIVE
V1210267 | 99088 | MINI VIDAS | DIAGNOSTIC 1 | BIOMERIEUX SA | GN00002680 | BALAI BESAR LABKES. SURABAYA | SURABAYA-2 | JAWA TIMUR | SURABAYA | MAIN UNIT | CUSTOMER | 1 February 1990 | ANDRIAS NUGROHO - TSE | 1 January 1900 |  | 1 February 1990 | ANDRIAS NUGROHO - TSE | - |  | ACTIVE
V122496 | 99088 | MINI VIDAS | DIAGNOSTIC 1 | BIOMERIEUX SA | GN00002062 | LAB SOS SUMBAWA | JAKARTA-2 | DKI JAKARTA | BALIKPAPAN | MAIN UNIT | CUSTOMER | - |  | 1 January 2010 |  | - |  | - |  | ACTIVE
V122516 | 99088 | MINI VIDAS | DIAGNOSTIC 1 | BIOMERIEUX SA | GN00002121 | RS Premier Surabaya (PT AFFINITY HEALTH INDONESIA) | SURABAYA-1 | JAWA TIMUR |  | MAIN UNIT | CUSTOMER | 20 August 2014 |  | 1 January 1900 |  | 20 August 2014 |  | - |  | ACTIVE
V12I3516 | 99088 | MINI VIDAS | DIAGNOSTIC 1 | BIOMERIEUX SA | GN00003001 | PT. ENSEVAL MEDIKA PRIMA - HO | PUSAT | DKI JAKARTA | JAKARTA TIMUR | MAIN UNIT | EMP | - |  | 31 October 2018 |  | - |  | 14 January 2025 | SAHID DERMAWAN - SPV TSE BARAT | ACTIVE
V12U1057 | 99088 | MINI VIDAS | DIAGNOSTIC 1 | BIOMERIEUX SA | GN00002985 | WORKSHOOP CSM PUSAT | PUSAT | DKI JAKARTA | JAKARTA TIMUR | MAIN UNIT | EMP | 30 August 2016 | LEO LANANG SIGIT - TSE CP | 1 January 1900 |  | 30 August 2016 | LEO LANANG SIGIT - TSE CP | - |  | ACTIVE
V12U1091 | 99088 | MINI VIDAS | DIAGNOSTIC 1 | BIOMERIEUX SA | GN00001083 | RS KANKER DHARMAIS | JAKARTA-2 | DKI JAKARTA | JAKARTA BARAT | MAIN UNIT | CUSTOMER | - |  | 1 February 2008 |  | - |  | - |  | ACTIVE
V12U1146 | 99088 | MINI VIDAS | DIAGNOSTIC 1 | BIOMERIEUX SA | GN00011539 | PG23 | PUSAT | DKI JAKARTA | JAKARTA TIMUR | MAIN UNIT | EMP | - |  | 1 January 1900 |  | - |  | - |  | ACTIVE
V12U1188 | 99088 | MINI VIDAS | DIAGNOSTIC 1 | BIOMERIEUX SA | GN00000009 | RSU DR CIPTO MANGUNKUSUMO | JAKARTA-1 | DKI JAKARTA | JAKARTA PUSAT | MAIN UNIT | CUSTOMER | 1 February 1990 | LEONARDUS ADI | 1 January 2010 |  | 1 February 1990 | LEONARDUS ADI | - |  | ACTIVE
V12U1302 | 99088 | MINI VIDAS | DIAGNOSTIC 1 | BIOMERIEUX SA | GN00003001 | PT. ENSEVAL MEDIKA PRIMA - HO | PUSAT | DKI JAKARTA | JAKARTA TIMUR | MAIN UNIT | EMP | - |  | 21 May 2010 |  | - |  | - |  | ACTIVE
V12U2119 | 99088 | MINI VIDAS | DIAGNOSTIC 1 | BIOMERIEUX SA | GN00002193 | RS INTERNATIONAL PREMIER BINTARO | TANGERANG | BANTEN | TANGERANG | MAIN UNIT | CUSTOMER | 19 August 2014 |  | 1 January 1900 |  | 19 August 2014 |  | - |  | ACTIVE
V12U2494 | 99088 | MINI VIDAS | DIAGNOSTIC 1 | BIOMERIEUX SA | GN00011539 | PG23 | PUSAT | DKI JAKARTA | JAKARTA TIMUR | MAIN UNIT | EMP | - |  | 1 January 2010 |  | - |  | - |  | ACTIVE
V12U2515 | 99088 | MINI VIDAS | DIAGNOSTIC 1 | BIOMERIEUX SA | GN00003001 | PT. ENSEVAL MEDIKA PRIMA - HO | PUSAT | DKI JAKARTA | JAKARTA TIMUR | MAIN UNIT | EMP | - |  | 8 August 2017 |  | - |  | 14 January 2025 | SAHID DERMAWAN - SPV TSE BARAT | ACTIVE
V12U2990 | 99088 | MINI VIDAS | DIAGNOSTIC 1 | BIOMERIEUX SA | GN00002985 | WORKSHOOP CSM PUSAT | PUSAT | DKI JAKARTA | JAKARTA TIMUR | MAIN UNIT | EMP | - |  | 1 January 1900 |  | - |  | - |  | ACTIVE
V12U3035 | 99088 | MINI VIDAS | DIAGNOSTIC 1 | BIOMERIEUX SA | GN00002985 | WORKSHOOP CSM PUSAT | PUSAT | DKI JAKARTA | JAKARTA TIMUR | MAIN UNIT | CUSTOMER | - |  | 1 January 1900 |  | - |  | - |  | ACTIVE
V12U3063 | 99088 | MINI VIDAS | DIAGNOSTIC 1 | BIOMERIEUX SA | GN00002790 | LAB KESMAVET JAKARTA | JAKARTA-1 | DKI JAKARTA | JAKARTA TIMUR | MAIN UNIT | CUSTOMER | 1 February 1990 | GANDHI YANRANGGA | 1 January 1900 |  | 1 February 1990 | GANDHI YANRANGGA | - |  | ACTIVE
V12U3158 | 99088 | MINI VIDAS | DIAGNOSTIC 1 | BIOMERIEUX SA | GN00002712 | LAB PRIMA | SURABAYA-2 | JAWA TIMUR | SURABAYA | MAIN UNIT | CUSTOMER | 17 March 2017 | TRIYONO - TSE AREA BARAT | 1 January 1900 |  | 17 March 2017 | TRIYONO - TSE AREA BARAT | - |  | ACTIVE
V12U3402 | 99088 | MINI VIDAS | DIAGNOSTIC 1 | BIOMERIEUX SA | GN00002985 | WORKSHOOP CSM PUSAT | PUSAT | DKI JAKARTA | JAKARTA TIMUR | MAIN UNIT | EMP | 20 August 2014 | ARBIANSYAH - TSE | 1 January 2013 |  | 20 August 2014 | ARBIANSYAH - TSE | - |  | ACTIVE
V12U3768 | 99088 | MINI VIDAS | DIAGNOSTIC 1 | BIOMERIEUX SA | GN00002354 | RS INALUM | MEDAN | SUMATERA UTARA | MEDAN | MAIN UNIT | CUSTOMER | 11 June 2015 | ARBIANSYAH - TSE | 1 January 2013 |  | 11 June 2015 | ARBIANSYAH - TSE | - |  | ACTIVE
V12U3804 | 99088 | MINI VIDAS | DIAGNOSTIC 1 | BIOMERIEUX SA | GN00011539 | PG23 | PUSAT | DKI JAKARTA | JAKARTA TIMUR | MAIN UNIT | EMP | - |  | 4 June 2015 |  | - |  | - |  | ACTIVE
V12U4097 | 99088 | MINI VIDAS | DIAGNOSTIC 1 | BIOMERIEUX SA | GN00011539 | PG23 | PUSAT | DKI JAKARTA | JAKARTA TIMUR | MAIN UNIT | EMP | - |  | 1 January 1900 |  | - |  | - |  | ACTIVE
V12U4098 | 99088 | MINI VIDAS | DIAGNOSTIC 1 | BIOMERIEUX SA | GN00003001 | PT. ENSEVAL MEDIKA PRIMA - HO | PUSAT | DKI JAKARTA | JAKARTA TIMUR | MAIN UNIT | EMP | - |  | 1 January 2013 |  | - |  | - |  | ACTIVE
V12U4099 | 99088 | MINI VIDAS | DIAGNOSTIC 1 | BIOMERIEUX SA | GN00003001 | PT. ENSEVAL MEDIKA PRIMA - HO | PUSAT | DKI JAKARTA | JAKARTA TIMUR | MAIN UNIT | EMP | 25 July 2014 |  | 25 July 2015 |  | 25 July 2014 |  | 14 January 2025 | SAHID DERMAWAN - SPV TSE BARAT | ACTIVE
V12U4297 | 99088 | MINI VIDAS | DIAGNOSTIC 1 | BIOMERIEUX SA | GN00011539 | PG23 | PUSAT | DKI JAKARTA | JAKARTA TIMUR | MAIN UNIT | EMP | 16 March 2017 | TRIYONO - TSE AREA BARAT | 1 January 1900 |  | 16 March 2017 | TRIYONO - TSE AREA BARAT | - |  | ACTIVE
V12U4318 | 99088 | MINI VIDAS | DIAGNOSTIC 1 | BIOMERIEUX SA | GN00002985 | WORKSHOOP CSM PUSAT | PUSAT | DKI JAKARTA | JAKARTA TIMUR | MAIN UNIT | EMP | 4 June 2015 | ARBIANSYAH - TSE | 20 March 2015 |  | 4 June 2015 | ARBIANSYAH - TSE | - |  | ACTIVE
V12U4444 | 99088 | MINI VIDAS | DIAGNOSTIC 1 | BIOMERIEUX SA | GN00002985 | WORKSHOOP CSM PUSAT | PUSAT | DKI JAKARTA | JAKARTA TIMUR | MAIN UNIT | EMP | - |  | 1 January 1900 |  | - |  | - |  | ACTIVE
V12U4700 | 99088 | MINI VIDAS | DIAGNOSTIC 1 | BIOMERIEUX SA | GN00011539 | PG23 | PUSAT | DKI JAKARTA | JAKARTA TIMUR | MAIN UNIT | EMP | - |  | 1 January 1900 |  | - |  | - |  | ACTIVE
V12U4741 | 99088 | MINI VIDAS | DIAGNOSTIC 1 | BIOMERIEUX SA | GN00003001 | PT. ENSEVAL MEDIKA PRIMA - HO | PUSAT | DKI JAKARTA | JAKARTA TIMUR | MAIN UNIT | EMP | 1 February 1990 |  | 9 December 2019 |  | 1 February 1990 |  | 14 January 2025 | SAHID DERMAWAN - SPV TSE BARAT | ACTIVE
V12U4785 | 99088 | MINI VIDAS | DIAGNOSTIC 1 | BIOMERIEUX SA | GN00003001 | PT. ENSEVAL MEDIKA PRIMA - HO | PUSAT | DKI JAKARTA | JAKARTA TIMUR | MAIN UNIT | EMP | - |  | 17 October 2018 |  | - |  | 14 January 2025 | SAHID DERMAWAN - SPV TSE BARAT | ACTIVE
V12U4800 | 99088 | MINI VIDAS | DIAGNOSTIC 1 | BIOMERIEUX SA | GN00003001 | PT. ENSEVAL MEDIKA PRIMA - HO | PUSAT | DKI JAKARTA | JAKARTA TIMUR | MAIN UNIT | EMP | - |  | 25 September 2013 |  | - |  | - |  | ACTIVE
V12U4896 | 99088 | MINI VIDAS | DIAGNOSTIC 1 | BIOMERIEUX SA | GN00011539 | PG23 | PUSAT | DKI JAKARTA | JAKARTA TIMUR | MAIN UNIT | EMP | 13 April 2017 | LEO LANANG SIGIT - TSE CP | 7 October 2014 |  | 13 April 2017 | LEO LANANG SIGIT - TSE CP | - |  | ACTIVE
V12U5029 | 99088 | MINI VIDAS | DIAGNOSTIC 1 | BIOMERIEUX SA | GN00009084 | RSU CUT MUTIA LHOKSEUMAWE | LHOKSEUMAWE | ACEH | LHOKSEUMAWE | MAIN UNIT | CUSTOMER | 1 February 1990 | GATOT SURYA ADIPUTRA - TSE | 1 January 2013 |  | 1 February 1990 | GATOT SURYA ADIPUTRA - TSE | - |  | ACTIVE
V12U5031 | 99088 | MINI VIDAS | DIAGNOSTIC 1 | BIOMERIEUX SA | GN00008546 | E - LABS 5 | SEMARANG | JAWA TENGAH | SEMARANG | MAIN UNIT | EMP | 10 April 2017 | SAHID DERMAWAN - SPV TSE BARAT | 22 December 2016 |  | 10 April 2017 | SAHID DERMAWAN - SPV TSE BARAT | - |  | ACTIVE
V12U5062 | 99088 | MINI VIDAS | DIAGNOSTIC 1 | BIOMERIEUX SA | GN00003001 | PT. ENSEVAL MEDIKA PRIMA - HO | PUSAT | DKI JAKARTA | JAKARTA TIMUR | MAIN UNIT | EMP | - |  | 31 August 2017 |  | - |  | 14 January 2025 | SAHID DERMAWAN - SPV TSE BARAT | ACTIVE
VER00T130704 | JSAC8 |  |  |  | GN00000960 | RS PMN CICENDO | BANDUNG | JAWA BARAT | BANDUNG | MAIN UNIT | CUSTOMER | - |  | 11 January 2010 |  | - |  | - |  | INACTIVE
VER00T130705 | JSAC8 |  |  |  | GN00006018 | RSUD GUNUNGJATI | CIREBON | JAWA BARAT | CIREBON | MAIN UNIT | CUSTOMER | 1 February 1990 | SUKMA WIJAYA - TSE | 22 November 2013 |  | 1 February 1990 | SUKMA WIJAYA - TSE | - |  | INACTIVE
VERF0T110624 | JSAC8 |  |  |  | GN00007913 | DINAS KESEHATAN KAB/KOTA. KLATEN | YOGYAKARTA | YOGYAKARTA | KLATEN | MAIN UNIT | CUSTOMER | 20 April 2015 | RAKHMAT | 1 January 1900 |  | 20 April 2015 | RAKHMAT | - |  | INACTIVE
VERF0T110630 | JSAC8 |  |  |  | GN00001901 | RSUP SOERADJI KLATEN | YOGYAKARTA | YOGYAKARTA | YOGYAKARTA | MAIN UNIT | CUSTOMER | 17 April 2015 |  | 1 January 1900 |  | 17 April 2015 |  | - |  | INACTIVE
VERFOM110612 | JSAC8 |  |  |  | GN00000658 | RSUD DR DORIS SYLVANUS | BANJARMASIN | KALIMANTAN TENGAH | PALANGKA RAYA | MAIN UNIT | CUSTOMER | 10 April 2015 |  | 1 January 1900 |  | 10 April 2015 |  | - |  | INACTIVE
VERFOT 110628 | JSAC8 |  |  |  | GN00001672 | RSUD JAYAPURA | JAYAPURA | PAPUA | JAYAPURA | MAIN UNIT | CUSTOMER | 10 April 2015 |  | 1 January 1900 |  | 10 April 2015 |  | - |  | INACTIVE
VERFOX110643 | JSAC8 |  |  |  | GN00002125 | DINAS KESEHATAN KAB/KOTA. SRAGEN | SOLO | JAWA TENGAH | SRAGEN | MAIN UNIT | CUSTOMER | 7 April 2016 | RAKHMAT | 1 January 1900 |  | 7 April 2016 | RAKHMAT | - |  | INACTIVE
VH016555BQ | SCAN2 | V SCAN VERSION 1.2 |  |  | GN00001509 | RSUD DR. ABDOER RAHEM | JEMBER | JAWA TIMUR | SITUBONDO | MAIN UNIT | CUSTOMER | - |  | 22 October 2014 |  | - |  | - |  | INACTIVE
VH016608K4 | SCAN2 | V SCAN VERSION 1.2 |  |  | GN00007200 | DINAS KESEHATAN KAB/ KOTA. BINJAI | MEDAN | SUMATERA UTARA | BINJAI | MAIN UNIT | CUSTOMER | 9 May 2014 | FIRMAN GEA | 1 January 2013 |  | 9 May 2014 | FIRMAN GEA | - |  | INACTIVE
VH0166528V | SCAN3 | VSCAN VERSION 1.3 |  |  | GN00003001 | PT. ENSEVAL MEDIKA PRIMA - HO | PUSAT | DKI JAKARTA | JAKARTA TIMUR | MAIN UNIT | EMP | 26 September 2017 | ANTONIUS SAGITA - KALIBRASI | 26 September 2017 |  | 26 September 2017 | ANTONIUS SAGITA - KALIBRASI | - |  | INACTIVE
VH016653LF | SCAN3 | VSCAN VERSION 1.3 |  |  | GN00003001 | PT. ENSEVAL MEDIKA PRIMA - HO | PUSAT | DKI JAKARTA | JAKARTA TIMUR | MAIN UNIT | EMP | 26 September 2017 | ANTONIUS SAGITA - KALIBRASI | 26 September 2017 |  | 26 September 2017 | ANTONIUS SAGITA - KALIBRASI | - |  | INACTIVE
VH016963IY | SCAN2 | V SCAN VERSION 1.2 |  |  | GN00008380 | PUSKESMAS KEDUNGWARINGIN | BEKASI | JAWA BARAT | BEKASI | MAIN UNIT | CUSTOMER | 13 January 2015 | ANASTASIA OCTAVIN | 6 June 2013 |  | 13 January 2015 | ANASTASIA OCTAVIN | - |  | INACTIVE
VH019046SY | SCAN2 | V SCAN VERSION 1.2 |  |  | GN00002986 | RDC PUSAT - RAWAGELAM | PUSAT | DKI JAKARTA | JAKARTA TIMUR | MAIN UNIT | EMP | 23 September 2014 | ARIEF SETIAWAN - TSE CP | 1 January 1900 |  | 23 September 2014 | ARIEF SETIAWAN - TSE CP | - |  | INACTIVE
VH0191193R | SCAN2 | V SCAN VERSION 1.2 |  |  | GN00008731 | PT. PRITHA KUNTI NALI BROTO | SURABAYA-1 | JAWA TIMUR | SURABAYA | MAIN UNIT | CUSTOMER | - |  | 25 August 2014 |  | - |  | - |  | INACTIVE
VH019496LD | SCAN3 | VSCAN VERSION 1.3 |  |  | GN00002986 | RDC PUSAT - RAWAGELAM | PUSAT | DKI JAKARTA | JAKARTA TIMUR | MAIN UNIT | EMP | - |  | 25 August 2014 |  | - |  | - |  | INACTIVE
VH019503BY | SCAN3 | VSCAN VERSION 1.3 |  |  | GN00002986 | RDC PUSAT - RAWAGELAM | PUSAT | DKI JAKARTA | JAKARTA TIMUR | MAIN UNIT | EMP | - |  | 25 August 2014 |  | - |  | - |  | INACTIVE
VH019516S4 | SCAN3 | VSCAN VERSION 1.3 |  |  | GN00002986 | RDC PUSAT - RAWAGELAM | PUSAT | DKI JAKARTA | JAKARTA TIMUR | MAIN UNIT | EMP | 25 August 2014 | ANTONIUS SAGITA - KALIBRASI | 25 July 2014 |  | 25 August 2014 | ANTONIUS SAGITA - KALIBRASI | - |  | INACTIVE
VH019526B7 | SCAN3 | VSCAN VERSION 1.3 |  |  | GN00002986 | RDC PUSAT - RAWAGELAM | PUSAT | DKI JAKARTA | JAKARTA TIMUR | MAIN UNIT | EMP | 25 August 2014 | ANTONIUS SAGITA - KALIBRASI | 25 July 2014 |  | 25 August 2014 | ANTONIUS SAGITA - KALIBRASI | - |  | INACTIVE
VH019555BK | SCAN3 | VSCAN VERSION 1.3 |  |  | GN00002986 | RDC PUSAT - RAWAGELAM | PUSAT | DKI JAKARTA | JAKARTA TIMUR | MAIN UNIT | EMP | - |  | 25 August 2014 |  | - |  | - |  | INACTIVE
VH019565IA | SCAN3 | VSCAN VERSION 1.3 |  |  | GN00002986 | RDC PUSAT - RAWAGELAM | PUSAT | DKI JAKARTA | JAKARTA TIMUR | MAIN UNIT | EMP | 25 August 2014 | ANTONIUS SAGITA - KALIBRASI | 25 August 1900 |  | 25 August 2014 | ANTONIUS SAGITA - KALIBRASI | - |  | INACTIVE
VH019630MX | SCAN3 | VSCAN VERSION 1.3 |  |  | GN00002986 | RDC PUSAT - RAWAGELAM | PUSAT | DKI JAKARTA | JAKARTA TIMUR | MAIN UNIT | EMP | 25 August 2014 | ANTONIUS SAGITA - KALIBRASI | 25 August 2014 |  | 25 August 2014 | ANTONIUS SAGITA - KALIBRASI | - |  | INACTIVE
VH1665ILQ | SCAN3 | VSCAN VERSION 1.3 |  |  | GN00003001 | PT. ENSEVAL MEDIKA PRIMA - HO | PUSAT | DKI JAKARTA | JAKARTA TIMUR | MAIN UNIT | EMP | 26 September 2017 | ANTONIUS SAGITA - KALIBRASI | 26 September 2017 |  | 26 September 2017 | ANTONIUS SAGITA - KALIBRASI | - |  | INACTIVE
VHN016651LQ | SCAN2 | V SCAN VERSION 1.2 |  |  | GN00002986 | RDC PUSAT - RAWAGELAM | PUSAT | DKI JAKARTA | JAKARTA TIMUR | MAIN UNIT | EMP | 18 October 2017 | ANTONIUS SAGITA - KALIBRASI | 18 October 2017 |  | 18 October 2017 | ANTONIUS SAGITA - KALIBRASI | - |  | INACTIVE
VHO191309X | SCAN3 | VSCAN VERSION 1.3 |  |  | GN00003378 | RS KEPOLISIAN BHAYANGKARA | MAKASSAR | SULAWESI SELATAN | MAKASSAR | MAIN UNIT | CUSTOMER | 10 July 2015 | HARI UDI RAHARJO - TSE | 1 January 1900 |  | 10 July 2015 | HARI UDI RAHARJO - TSE | - |  | INACTIVE
VHO19464WA | SCAN3 | VSCAN VERSION 1.3 |  |  | GN00002986 | RDC PUSAT - RAWAGELAM | PUSAT | DKI JAKARTA | JAKARTA TIMUR | MAIN UNIT | EMP | 28 April 2015 | ANASTASIA OCTAVIN | 1 January 1900 |  | 28 April 2015 | ANASTASIA OCTAVIN | - |  | INACTIVE
VHO19514DR | SCAN3 | VSCAN VERSION 1.3 |  |  | GN00002986 | RDC PUSAT - RAWAGELAM | PUSAT | DKI JAKARTA | JAKARTA TIMUR | MAIN UNIT | EMP | 28 April 2015 | ANASTASIA OCTAVIN | 1 January 1900 |  | 28 April 2015 | ANASTASIA OCTAVIN | - |  | INACTIVE
VHO196241Q | SCAN3 | VSCAN VERSION 1.3 |  |  | GN00002986 | RDC PUSAT - RAWAGELAM | PUSAT | DKI JAKARTA | JAKARTA TIMUR | MAIN UNIT | EMP | 28 April 2015 | ANASTASIA OCTAVIN | 1 January 1900 |  | 28 April 2015 | ANASTASIA OCTAVIN | - |  | INACTIVE
VHO19632QT | SCAN3 | VSCAN VERSION 1.3 |  |  | GN00002986 | RDC PUSAT - RAWAGELAM | PUSAT | DKI JAKARTA | JAKARTA TIMUR | MAIN UNIT | EMP | 28 April 2015 | ANASTASIA OCTAVIN | 1 January 1900 |  | 28 April 2015 | ANASTASIA OCTAVIN | - |  | INACTIVE
VK002710 | 4B912 | VIDAS® Kube Clinical | BIOSCIENCE | BIOMERIEUX SA | GN00011690 | SHOWROOM PT EMP | PUSAT | DKI JAKARTA | JAKARTA TIMUR | MAIN UNIT | EMP | - |  | 24 April 2024 |  | 18 January 2024 | LEO LANANG SIGIT - TSE CP | 29 July 2025 | SAHID DERMAWAN - SPV TSE BARAT | ACTIVE
VK002717 | 4B912 | VIDAS® Kube Clinical | BIOSCIENCE | BIOMERIEUX SA | GN00002986 | RDC PUSAT - RAWAGELAM | PUSAT | DKI JAKARTA | JAKARTA TIMUR | MAIN UNIT | EMP | - |  | - |  | 18 January 2024 | LEO LANANG SIGIT - TSE CP | - |  | ACTIVE
VK003399 | VK912 | Vidas Kube | DIAGNOSTIC 1 | BIOMERIEUX SA | GN00001945 | LAB BIOTEST | BANDUNG | JAWA BARAT | BANDUNG | MAIN UNIT | EMP | - |  | 19 May 2025 |  | 13 September 2024 | LEO LANANG SIGIT - TSE CP | 20 June 2025 | SAHID DERMAWAN - SPV TSE BARAT | ACTIVE
VK003462 | VK912 | Vidas Kube | DIAGNOSTIC 1 | BIOMERIEUX SA | GN00006398 | LAB WIDODO NGAWI | KEDIRI | JAWA TIMUR | KEDIRI | MAIN UNIT | EMP | - |  | 5 May 2025 |  | 13 September 2024 | LEO LANANG SIGIT - TSE CP | 17 May 2025 | ANDI ISMAIL - SPV TSE TIMUR | ACTIVE
VK003826 | VK912 | Vidas Kube | DIAGNOSTIC 1 | BIOMERIEUX SA | GN17120010 | RSIA FERINA | SURABAYA-2 | JAWA TIMUR | SURABAYA | MAIN UNIT | EMP | - |  | 9 June 2025 |  | 13 September 2024 | LEO LANANG SIGIT - TSE CP | 19 June 2025 | SAHID DERMAWAN - SPV TSE BARAT | ACTIVE
VK003830 | VK912 | Vidas Kube | DIAGNOSTIC 1 | BIOMERIEUX SA | GN23120007 | RS AWAL BROSS DUMAI | PEKAN BARU | RIAU | PEKANBARU | MAIN UNIT | EMP | - |  | 19 March 2025 |  | 13 September 2024 | LEO LANANG SIGIT - TSE CP | 25 March 2025 | SAHID DERMAWAN - SPV TSE BARAT | ACTIVE
VK003835 | VK912 | Vidas Kube | DIAGNOSTIC 1 | BIOMERIEUX SA | GN00002986 | RDC PUSAT - RAWAGELAM | PUSAT | DKI JAKARTA | JAKARTA TIMUR | MAIN UNIT | EMP | - |  | - |  | 13 September 2024 | LEO LANANG SIGIT - TSE CP | - |  | ACTIVE
VK003843 | VK912 | Vidas Kube | DIAGNOSTIC 1 | BIOMERIEUX SA | GN00000156 | RS ISLAM ARAFAH | JAMBI | JAMBI | JAMBI | MAIN UNIT | EMP | - |  | 26 September 2025 |  | 13 September 2024 | LEO LANANG SIGIT - TSE CP | 2 October 2025 | SAHID DERMAWAN - SPV TSE BARAT | ACTIVE
VK003855 | VK912 | Vidas Kube | DIAGNOSTIC 1 | BIOMERIEUX SA | GN00002923 | RS BUNDA MARGONDA | PEJATEN | JAWA BARAT | DEPOK | MAIN UNIT | EMP | - |  | 16 September 2025 |  | 13 September 2024 | LEO LANANG SIGIT - TSE CP | 2 October 2025 | SAHID DERMAWAN - SPV TSE BARAT | ACTIVE
VK003860 | VK912 | Vidas Kube | DIAGNOSTIC 1 | BIOMERIEUX SA | GN00007711 | RS AR BUNDA LUBUK LINGGAU | PALEMBANG | SUMATERA SELATAN | PALEMBANG | MAIN UNIT | EMP | - |  | 14 May 2025 |  | 13 September 2024 | LEO LANANG SIGIT - TSE CP | 25 July 2025 | SAHID DERMAWAN - SPV TSE BARAT | ACTIVE
VK003862 | VK912 | Vidas Kube | DIAGNOSTIC 1 | BIOMERIEUX SA | GN00004665 | LAB KLINIK PRAMITA-RE.M. | BANDUNG | JAWA BARAT | BANDUNG |  | EMP | - |  | 28 April 2025 |  | 13 September 2024 | LEO LANANG SIGIT - TSE CP | 9 September 2025 | SAHID DERMAWAN - SPV TSE BARAT | ACTIVE
VK003869 | VK912 | Vidas Kube | DIAGNOSTIC 1 | BIOMERIEUX SA | GN00002986 | RDC PUSAT - RAWAGELAM | PUSAT | DKI JAKARTA | JAKARTA TIMUR | MAIN UNIT | EMP | - |  | - |  | 13 September 2024 | LEO LANANG SIGIT - TSE CP | - |  | ACTIVE
VK003906 | VK912 | Vidas Kube | DIAGNOSTIC 1 | BIOMERIEUX SA | GN21020021 | RS YPK MANDIRI | JAKARTA-1 | DKI JAKARTA | JAKARTA PUSAT | MAIN UNIT | EMP | - |  | 20 May 2025 |  | 31 December 2024 | LEO LANANG SIGIT - TSE CP | 25 July 2025 | SAHID DERMAWAN - SPV TSE BARAT | ACTIVE
VK003907 | VK912 | Vidas Kube | DIAGNOSTIC 1 | BIOMERIEUX SA | GN00002987 | Balai laboratorium Kesehatan ( BLK ) Palembang | PALEMBANG | SUMATERA SELATAN | PALEMBANG | MAIN UNIT | EMP | - |  | 28 May 2025 |  | 31 December 2024 | LEO LANANG SIGIT - TSE CP | 25 July 2025 | SAHID DERMAWAN - SPV TSE BARAT | ACTIVE
VK003908 | VK912 | Vidas Kube | DIAGNOSTIC 1 | BIOMERIEUX SA | GN00008863 | RS AWAL BROS AHMAD YANI | PEKAN BARU | RIAU | PEKANBARU | MAIN UNIT | EMP | - |  | 25 June 2025 |  | 31 December 2024 | LEO LANANG SIGIT - TSE CP | 1 July 2025 | SAHID DERMAWAN - SPV TSE BARAT | ACTIVE
VK003910 | VK912 | Vidas Kube | DIAGNOSTIC 1 | BIOMERIEUX SA | GN00000955 | RSIA LIMIJATI | BANDUNG | JAWA BARAT | BANDUNG | MAIN UNIT | EMP | - |  | 23 June 2025 |  | 31 December 2024 | LEO LANANG SIGIT - TSE CP | 1 July 2025 | SAHID DERMAWAN - SPV TSE BARAT | ACTIVE
VK003912 | VK912 | Vidas Kube | DIAGNOSTIC 1 | BIOMERIEUX SA | GN00002986 | RDC PUSAT - RAWAGELAM | PUSAT | DKI JAKARTA | JAKARTA TIMUR | MAIN UNIT | EMP | - |  | - |  | 31 December 2024 | LEO LANANG SIGIT - TSE CP | - |  | ACTIVE
VK003914 | VK912 | Vidas Kube | DIAGNOSTIC 1 | BIOMERIEUX SA | GN19040035 | RS JIH SOLO | SOLO | JAWA TENGAH | SURAKARTA | MAIN UNIT | EMP | - |  | 8 August 2025 |  | 31 December 2024 | LEO LANANG SIGIT - TSE CP | 11 September 2025 | SAHID DERMAWAN - SPV TSE BARAT | ACTIVE
VK003960 | VK912 | Vidas Kube | DIAGNOSTIC 1 | BIOMERIEUX SA | GN00010027 | PT. PATHLAB INDONESIA | JAKARTA-1 | DKI JAKARTA | JAKARTA PUSAT | MAIN UNIT | EMP | - |  | 12 August 2025 |  | 7 August 2025 | LEO LANANG SIGIT - TSE CP | - |  | ACTIVE
VK003985 | VK912 | Vidas Kube | DIAGNOSTIC 1 | BIOMERIEUX SA | GN21060008 | PRIMAYA HOSPITAL TANGERANG | TANGERANG | BANTEN | TANGERANG | MAIN UNIT | EMP | - |  | 6 August 2025 |  | 31 December 2024 | LEO LANANG SIGIT - TSE CP | 13 August 2025 | SAHID DERMAWAN - SPV TSE BARAT | ACTIVE
VK003990 | VK912 | Vidas Kube | DIAGNOSTIC 1 | BIOMERIEUX SA | GN00011815 | RSU HERMINA ARCAMANIK | BANDUNG | JAWA BARAT | BANDUNG | MAIN UNIT | EMP | - |  | 24 September 2025 |  | 31 December 2024 | LEO LANANG SIGIT - TSE CP | 2 October 2025 | SAHID DERMAWAN - SPV TSE BARAT | ACTIVE
VK003991 | VK912 | Vidas Kube | DIAGNOSTIC 1 | BIOMERIEUX SA | GN00000864 | RS AKADEMIS JAURY | MAKASSAR | SULAWESI SELATAN | MAKASSAR | MAIN UNIT | EMP | - |  | 23 September 2025 |  | 31 December 2024 | LEO LANANG SIGIT - TSE CP | 2 October 2025 | SAHID DERMAWAN - SPV TSE BARAT | ACTIVE
VK003994 | VK912 | Vidas Kube | DIAGNOSTIC 1 | BIOMERIEUX SA | GN00000234 | RSU DR ACHMAD MOCHTAR | PADANG | SUMATERA BARAT | BUKITTINGGI | MAIN UNIT | EMP | - |  | 2 October 2025 |  | 31 December 2024 | LEO LANANG SIGIT - TSE CP | 17 October 2025 | SAHID DERMAWAN - SPV TSE BARAT | ACTIVE
VK005218 | 4B912 | VIDAS® Kube Clinical | BIOSCIENCE | BIOMERIEUX SA | GN00002986 | RDC PUSAT - RAWAGELAM | PUSAT | DKI JAKARTA | JAKARTA TIMUR | MAIN UNIT | EMP | - |  | - |  | 23 September 2025 | ARIEF SETIAWAN - TSE CP | - |  | ACTIVE
VK005221 | 4B912 | VIDAS® Kube Clinical | BIOSCIENCE | BIOMERIEUX SA | GN00002986 | RDC PUSAT - RAWAGELAM | PUSAT | DKI JAKARTA | JAKARTA TIMUR | MAIN UNIT | EMP | - |  | - |  | 23 September 2025 | ARIEF SETIAWAN - TSE CP | - |  | ACTIVE
VK005223 | 4B912 | VIDAS® Kube Clinical | BIOSCIENCE | BIOMERIEUX SA | GN00002986 | RDC PUSAT - RAWAGELAM | PUSAT | DKI JAKARTA | JAKARTA TIMUR | MAIN UNIT | EMP | - |  | - |  | 23 September 2025 | ARIEF SETIAWAN - TSE CP | - |  | ACTIVE
VK005224 | 4B912 | VIDAS® Kube Clinical | BIOSCIENCE | BIOMERIEUX SA | GN00002986 | RDC PUSAT - RAWAGELAM | PUSAT | DKI JAKARTA | JAKARTA TIMUR | MAIN UNIT | EMP | - |  | - |  | 23 September 2025 |  | - |  | ACTIVE
VK005226 | 4B912 | VIDAS® Kube Clinical | BIOSCIENCE | BIOMERIEUX SA | GN00002300 | RS SILOAM ( PT SILOAM INTERNATIONAL HOSPITALS ) GUBENG | SURABAYA-1 | JAWA TIMUR | SURABAYA | MAIN UNIT | EMP | - |  | - |  | 23 September 2025 | ARIEF SETIAWAN - TSE CP | - |  | ACTIVE
VK005227 | 4B912 | VIDAS® Kube Clinical | BIOSCIENCE | BIOMERIEUX SA | GN00002986 | RDC PUSAT - RAWAGELAM | PUSAT | DKI JAKARTA | JAKARTA TIMUR | MAIN UNIT | EMP | - |  | - |  | 23 September 2025 | ARIEF SETIAWAN - TSE CP | - |  | ACTIVE
VK005229 | 4B912 | VIDAS® Kube Clinical | BIOSCIENCE | BIOMERIEUX SA | GN00012165 | PROMEDIK LAB KLINIK | PANGKAL PINANG | KEPULAUAN BANGKA BELITUNG | PANGKAL PINANG | MAIN UNIT | EMP | - |  | - |  | 23 September 2025 | ARIEF SETIAWAN - TSE CP | - |  | ACTIVE
VK005254 | 4B912 | VIDAS® Kube Clinical | BIOSCIENCE | BIOMERIEUX SA | GN00002986 | RDC PUSAT - RAWAGELAM | PUSAT | DKI JAKARTA | JAKARTA TIMUR | MAIN UNIT | EMP | - |  | - |  | 23 September 2025 | ARIEF SETIAWAN - TSE CP | - |  | ACTIVE
VK005473 | 4B912 | VIDAS® Kube Clinical | BIOSCIENCE | BIOMERIEUX SA | GN00002300 | RS SILOAM ( PT SILOAM INTERNATIONAL HOSPITALS ) GUBENG | SURABAYA-1 | JAWA TIMUR | SURABAYA | MAIN UNIT | EMP | - |  | - |  | 23 September 2025 | ARIEF SETIAWAN - TSE CP | - |  | ACTIVE
VK005501 | 4B912 | VIDAS® Kube Clinical | BIOSCIENCE | BIOMERIEUX SA | GN00002923 | RS BUNDA MARGONDA | PEJATEN | JAWA BARAT | DEPOK | MAIN UNIT | EMP | - |  | - |  | 23 September 2025 | ARIEF SETIAWAN - TSE CP | - |  | ACTIVE
VK2C | 27515 | VITEK 2 COMPACT 15 | DIAGNOSTIC 1 | BIOMERIEUX, INC. | GN00002986 | RDC PUSAT - RAWAGELAM | PUSAT | DKI JAKARTA | JAKARTA TIMUR | MAIN UNIT | EMP | - |  | - |  | 21 October 2025 | ARIEF SETIAWAN - TSE CP | - |  | INACTIVE
VK2C 14907 | 27560 | VITEK 2 COMPAC T60 | DIAGNOSTIC 1 | BIOMERIEUX, INC. | GN00000019 | RS OTORITA - RS BADAN PENGUSAHA BATAM | BATAM | KEPULAUAN RIAU | BATAM | MAIN UNIT | CUSTOMER | - |  | 9 November 2015 |  | - |  | - |  | INACTIVE
VK2C11197 | 27560 | VITEK 2 COMPAC T60 | DIAGNOSTIC 1 | BIOMERIEUX, INC. | GN00000004 | RSUD BEKASI ( RSUD PEMERINTAH KOTA BEKASI ) | BEKASI | JAWA BARAT | BEKASI | MAIN UNIT | CUSTOMER | 1 February 1990 | GATOT SURYA ADIPUTRA - TSE | 13 April 2012 |  | 1 February 1990 | GATOT SURYA ADIPUTRA - TSE | - |  | ACTIVE
VK2C11199 | 27560 | VITEK 2 COMPAC T60 | DIAGNOSTIC 1 | BIOMERIEUX, INC. | GN00000629 | RSUD ULIN | BANJARMASIN | KALIMANTAN SELATAN | BANJARMASIN | MAIN UNIT | CUSTOMER | - |  | 1 January 1900 |  | - |  | - |  | ACTIVE
VK2C11200 | 27560 | VITEK 2 COMPAC T60 | DIAGNOSTIC 1 | BIOMERIEUX, INC. | GN18110016 | PT. ENSEVAL MEDIKA PRIMA ( SURABAYA -1 ) | SURABAYA-1 | JAWA TIMUR | SURABAYA | MAIN UNIT | EMP | - |  | 21 January 2013 |  | - |  | - |  | ACTIVE
VK2C11244 | 27560 | VITEK 2 COMPAC T60 | DIAGNOSTIC 1 | BIOMERIEUX, INC. | GN00002921 | RS MITRA KELUARGA DEPOK ( RSMK ) | PEJATEN | JAWA BARAT | DEPOK | MAIN UNIT | EMP | 12 June 2014 | FIRMAN GEA | 1 January 2013 |  | 12 June 2014 | FIRMAN GEA | - |  | ACTIVE
VK2C11245 | 27560 | VITEK 2 COMPAC T60 | DIAGNOSTIC 1 | BIOMERIEUX, INC. | GN00000188 | RS AWAL BROS PEKANBARU | PEKAN BARU | RIAU | PEKANBARU | MAIN UNIT | CUSTOMER | 13 October 2014 | MULKAN | 7 June 2013 |  | 13 October 2014 | MULKAN | 17 January 2025 | SAHID DERMAWAN - SPV TSE BARAT | ACTIVE
VK2C11303 | 27560 | VITEK 2 COMPAC T60 | DIAGNOSTIC 1 | BIOMERIEUX, INC. | GN00002975 | POLTEKKES SEMARANG | SEMARANG | JAWA TENGAH | SEMARANG | MAIN UNIT | CUSTOMER | 2 April 2015 | MUNADI - TSE | 1 January 1900 |  | 2 April 2015 | MUNADI - TSE | - |  | ACTIVE
VK2C11376 | 27560 | VITEK 2 COMPAC T60 | DIAGNOSTIC 1 | BIOMERIEUX, INC. | GN00008010 | UPTD BP4 LUBUK ALUNG ( RS PARU SUMATERA BARAT ) | PADANG | SUMATERA BARAT | PADANG | MAIN UNIT | CUSTOMER | 12 June 2014 | MULKAN | 1 January 1900 |  | 12 June 2014 | MULKAN | - |  | ACTIVE
VK2C11420 | 27560 | VITEK 2 COMPAC T60 | DIAGNOSTIC 1 | BIOMERIEUX, INC. | GN00001999 | LAB PRODIA - DIPONEGORO | DENPASAR | BALI | DENPASAR | MAIN UNIT | EMP | 20 June 2017 | I KADEK - TSE | 20 June 2017 |  | 20 June 2017 | I KADEK - TSE | - |  | ACTIVE
VK2C11522 | 27560 | VITEK 2 COMPAC T60 | DIAGNOSTIC 1 | BIOMERIEUX, INC. | GN00002255 | RS KUSTA SUMBERGLAGAH | SURABAYA-1 | JAWA TIMUR | MOJOKERTO | MAIN UNIT | CUSTOMER | 16 June 2015 |  | 18 December 2013 |  | 16 June 2015 |  | - |  | ACTIVE
VK2C11526 | 27560 | VITEK 2 COMPAC T60 | DIAGNOSTIC 1 | BIOMERIEUX, INC. | GN00002333 | RS KEN SARAS | SEMARANG | JAWA TENGAH | UNGARAN | MAIN UNIT | CUSTOMER | - |  | 1 January 2013 |  | - |  | - |  | ACTIVE
VK2C11527 | 27560 | VITEK 2 COMPAC T60 | DIAGNOSTIC 1 | BIOMERIEUX, INC. | GN00002770 | RS ADI HUSADA PUSAT | SURABAYA-2 | JAWA TIMUR | SURABAYA | MAIN UNIT | CUSTOMER | 29 August 2018 | GANDHI YANRANGGA | 1 January 1900 |  | 29 August 2018 | GANDHI YANRANGGA | - |  | ACTIVE
VK2C11528 | 27560 | VITEK 2 COMPAC T60 | DIAGNOSTIC 1 | BIOMERIEUX, INC. | GN00002231 | RS DR.M.HOSEIN | PALEMBANG | SUMATERA SELATAN | PALEMBANG | MAIN UNIT | EMP | 1 February 1990 | ARBIANSYAH - TSE | 8 March 2024 |  | 1 February 1990 | ARBIANSYAH - TSE | 8 March 2024 | SAHID DERMAWAN - SPV TSE BARAT | ACTIVE
VK2C11529 | 27560 | VITEK 2 COMPAC T60 | DIAGNOSTIC 1 | BIOMERIEUX, INC. | GN00002987 | Balai laboratorium Kesehatan ( BLK ) Palembang | PALEMBANG | SUMATERA SELATAN | PALEMBANG | MAIN UNIT | CUSTOMER | 26 June 2015 | TRIYONO - TSE AREA BARAT | 1 January 1900 |  | 26 June 2015 | TRIYONO - TSE AREA BARAT | - |  | ACTIVE
VK2C11531 | 27560 | VITEK 2 COMPAC T60 | DIAGNOSTIC 1 | BIOMERIEUX, INC. | GN00001885 | LAB PRAMITA | YOGYAKARTA | YOGYAKARTA | YOGYAKARTA | MAIN UNIT | CUSTOMER | 21 June 2016 | DIAN FEBRIYANA - TSE | 10 January 2022 | DIAN FEBRIYANA - TSE | 21 June 2016 | DIAN FEBRIYANA - TSE | 10 January 2022 | DIAN FEBRIYANA - TSE | ACTIVE
VK2C11532 | 27560 | VITEK 2 COMPAC T60 | DIAGNOSTIC 1 | BIOMERIEUX, INC. | GN00002165 | RSUD Dr R Koesma tuban pop | SURABAYA-1 | JAWA TIMUR | TUBAN | MAIN UNIT | CUSTOMER | 1 February 1990 | ANDRIAS NUGROHO - TSE | 6 September 2013 |  | 1 February 1990 | ANDRIAS NUGROHO - TSE | - |  | ACTIVE
VK2C11536 | 27560 | VITEK 2 COMPAC T60 | DIAGNOSTIC 1 | BIOMERIEUX, INC. | GN00000197 | RS SANTA MARIA PEKANBARU | PEKAN BARU | RIAU | PEKANBARU | MAIN UNIT | CUSTOMER | 12 June 2014 | MULKAN | 13 October 2013 |  | 12 June 2014 | MULKAN | 17 January 2025 | SAHID DERMAWAN - SPV TSE BARAT | ACTIVE
VK2C11537 | 27560 | VITEK 2 COMPAC T60 | DIAGNOSTIC 1 | BIOMERIEUX, INC. | GN17070042 | LABORATORIUM PARASITOLOGI KLINIK - FKUI | JAKARTA-1 | DKI JAKARTA | JAKARTA PUSAT | MAIN UNIT | EMP | 23 February 2015 | MOHAMAD NURCHALIM | 1 October 2013 |  | 23 February 2015 | MOHAMAD NURCHALIM | - |  | ACTIVE
VK2C11538 | 27560 | VITEK 2 COMPAC T60 | DIAGNOSTIC 1 | BIOMERIEUX, INC. | GN00001759 | BALAI BESAR LABORATORIUM KESEHATAN (BBLK) MAKASSAR | MAKASSAR | SULAWESI SELATAN | MAKASSAR | MAIN UNIT | CUSTOMER | 27 August 2014 | HARI UDI RAHARJO - TSE | 1 January 1900 |  | 27 August 2014 | HARI UDI RAHARJO - TSE | - |  | ACTIVE
VK2C11566 | 27560 | VITEK 2 COMPAC T60 | DIAGNOSTIC 1 | BIOMERIEUX, INC. | GN00003036 | RS PONDOK INDAH | JAKARTA-2 | DKI JAKARTA | JAKARTA SELATAN | MAIN UNIT | CUSTOMER | 1 February 1990 | LEO LANANG SIGIT - TSE CP | 1 November 2013 |  | 1 February 1990 | LEO LANANG SIGIT - TSE CP | - |  | ACTIVE
VK2C11569 | 27560 | VITEK 2 COMPAC T60 | DIAGNOSTIC 1 | BIOMERIEUX, INC. | GN00002364 | BPPK MANADO | MANADO | SULAWESI UTARA | MANADO | MAIN UNIT | CUSTOMER | - |  | 28 December 2013 |  | - |  | - |  | ACTIVE
VK2C11576 | 27560 | VITEK 2 COMPAC T60 | DIAGNOSTIC 1 | BIOMERIEUX, INC. | GN00000674 | RSUD ABDUL WAHAB SJAHRANIE | SAMARINDA | KALIMANTAN TIMUR | SAMARINDA | MAIN UNIT | CUSTOMER | 1 February 1990 | RIDWAN - TSE | 24 December 2013 |  | 1 February 1990 | RIDWAN - TSE | - |  | ACTIVE
VK2C11581 | 27560 | VITEK 2 COMPAC T60 | DIAGNOSTIC 1 | BIOMERIEUX, INC. | GN00001161 | RSUD WALED | CIREBON | JAWA BARAT | CIREBON | MAIN UNIT | CUSTOMER | 7 October 2015 | TRIYONO - TSE AREA BARAT | 2 January 2014 |  | 7 October 2015 | TRIYONO - TSE AREA BARAT | - |  | ACTIVE
VK2C11589 | 27560 | VITEK 2 COMPAC T60 | DIAGNOSTIC 1 | BIOMERIEUX, INC. | GN00000523 | RSUD DR SOETRASNO REMBANG | SEMARANG | JAWA TENGAH | REMBANG | MAIN UNIT | CUSTOMER | 1 February 1990 | MUNADI - TSE | 11 December 2013 |  | 1 February 1990 | MUNADI - TSE | - |  | ACTIVE
VK2C12316 | 47B50 | VITEK 2 COMPACT 15 | BIOSCIENCE | BIOMERIEUX, INC. | GN00008811 | PT. PRATAPA NIRMALA | TANGERANG | BANTEN | TANGERANG | MAIN UNIT | CUSTOMER | 29 July 2015 | PETRUS SIMON | 1 January 2014 |  | 29 July 2015 | PETRUS SIMON | - |  | ACTIVE
VK2C12484 | 47B50 | VITEK 2 COMPACT 15 | BIOSCIENCE | BIOMERIEUX, INC. | GN00006517 | BPOM MEDAN | MEDAN | SUMATERA UTARA | MEDAN | MAIN UNIT | CUSTOMER | - |  | 20 November 2013 |  | - |  | - |  | ACTIVE
vk2c12641 | 27560 | VITEK 2 COMPAC T60 | DIAGNOSTIC 1 | BIOMERIEUX, INC. | GN00002986 | RDC PUSAT - RAWAGELAM | PUSAT | DKI JAKARTA | JAKARTA TIMUR | MAIN UNIT | EMP | 31 October 2016 | HARI UDI RAHARJO - TSE | 1 January 1900 |  | 31 October 2016 | HARI UDI RAHARJO - TSE | - |  | ACTIVE
VK2C12715 | 27560 | VITEK 2 COMPAC T60 | DIAGNOSTIC 1 | BIOMERIEUX, INC. | GN00000003 | RSUD KAB BEKASI | BEKASI | JAWA BARAT | BEKASI | MAIN UNIT | CUSTOMER | - |  | 19 August 2019 |  | - |  | - |  | ACTIVE
VK2C12900 | 27560 | VITEK 2 COMPAC T60 | DIAGNOSTIC 1 | BIOMERIEUX, INC. | GN00002985 | WORKSHOOP CSM PUSAT | PUSAT | DKI JAKARTA | JAKARTA TIMUR | MAIN UNIT | EMP | - |  | 2 January 2025 |  | - |  | 13 October 2025 | SAHID DERMAWAN - SPV TSE BARAT | ACTIVE
VK2C12901 | 27560 | VITEK 2 COMPAC T60 | DIAGNOSTIC 1 | BIOMERIEUX, INC. | GN00001160 | RSUD Arjawinangun | CIREBON | JAWA BARAT | CIREBON | MAIN UNIT | CUSTOMER | 17 August 2018 | SUKMA WIJAYA - TSE | 16 December 2013 |  | 17 August 2018 | SUKMA WIJAYA - TSE | - |  | ACTIVE
VK2C12902 | 27560 | VITEK 2 COMPAC T60 | DIAGNOSTIC 1 | BIOMERIEUX, INC. | GN00004673 | RSUD AL-IHSAN BANDUNG | BANDUNG | JAWA BARAT | BANDUNG | MAIN UNIT | CUSTOMER | 7 October 2015 | TRIYONO - TSE AREA BARAT | 4 December 2020 | ARBIANSYAH - TSE | 7 October 2015 | TRIYONO - TSE AREA BARAT | 4 December 2020 | ARBIANSYAH - TSE | ACTIVE
VK2C12903 | 27560 | VITEK 2 COMPAC T60 | DIAGNOSTIC 1 | BIOMERIEUX, INC. | GN00002586 | PT BIOFARMA | BANDUNG | JAWA BARAT | BANDUNG | MAIN UNIT | CUSTOMER | 8 July 2019 | SUKMA WIJAYA - TSE | 24 December 2013 |  | 8 July 2019 | SUKMA WIJAYA - TSE | - |  | ACTIVE
VK2C12904 | 2756B | VC VITEK2 COMPACT 60-INDUSTRY | BIOSCIENCE | BIOMERIEUX, INC. | GN00007914 | PT ASAHI INDOFOOD BEVERAGE MAKMUR | BOGOR | JAWA BARAT | SUKABUMI | MAIN UNIT | CUSTOMER | 15 May 2017 | SENDRA WIJAYA - IT | 3 September 2014 |  | 15 May 2017 | SENDRA WIJAYA - IT | - |  | ACTIVE
VK2C12954 | 27560 | VITEK 2 COMPAC T60 | DIAGNOSTIC 1 | BIOMERIEUX, INC. | GN00000960 | RS PMN CICENDO | BANDUNG | JAWA BARAT | BANDUNG | MAIN UNIT | CUSTOMER | 14 August 2018 | SUKMA WIJAYA - TSE | 9 September 2014 |  | 14 August 2018 | SUKMA WIJAYA - TSE | - |  | ACTIVE
VK2C13015 | 27560 | VITEK 2 COMPAC T60 | DIAGNOSTIC 1 | BIOMERIEUX, INC. | GN00001009 | MRCCC Siloam Hospitals Semanggi | JAKARTA-1 | DKI JAKARTA | JAKARTA PUSAT | MAIN UNIT | EMP | 3 July 2018 | FARIDA ADELINA | 3 July 2018 |  | 3 July 2018 | FARIDA ADELINA | - |  | ACTIVE
VK2C13016 | 27560 | VITEK 2 COMPAC T60 | DIAGNOSTIC 1 | BIOMERIEUX, INC. | GN00009371 | RS OLAHRAGA NASIOAL | JAKARTA-2 | DKI JAKARTA | JAKARTA TIMUR | MAIN UNIT | CUSTOMER | 15 December 2015 | SATRIA KUSUMA - TSE | 15 December 2015 |  | 15 December 2015 | SATRIA KUSUMA - TSE | - |  | ACTIVE
VK2C13017 | 27560 | VITEK 2 COMPAC T60 | DIAGNOSTIC 1 | BIOMERIEUX, INC. | GN00003144 | RSU KOTA TANGERANG | TANGERANG | BANTEN | TANGERANG | MAIN UNIT | CUSTOMER | - |  | 30 August 2017 |  | - |  | - |  | ACTIVE
VK2C13025 | 27560 | VITEK 2 COMPAC T60 | DIAGNOSTIC 1 | BIOMERIEUX, INC. | GN00001220 | RSUP SANGLAH DENPASAR | DENPASAR | BALI | DENPASAR | MAIN UNIT | EMP | 15 August 2014 | I KADEK - TSE | 3 May 2016 |  | 15 August 2014 | I KADEK - TSE | 26 January 2024 | SAHID DERMAWAN - SPV TSE BARAT | ACTIVE
VK2C13026 | 27560 | VITEK 2 COMPAC T60 | DIAGNOSTIC 1 | BIOMERIEUX, INC. | GN00009084 | RSU CUT MUTIA LHOKSEUMAWE | LHOKSEUMAWE | ACEH | LHOKSEUMAWE | MAIN UNIT | EMP | 18 April 2018 | FARIDA ADELINA | 17 July 2014 |  | 18 April 2018 | FARIDA ADELINA | - |  | ACTIVE
VK2C13042 | 27560 | VITEK 2 COMPAC T60 | DIAGNOSTIC 1 | BIOMERIEUX, INC. | GN00003554 | RSUD EMBUNG FATIMAH | BATAM | KEPULAUAN RIAU | BATAM | MAIN UNIT | CUSTOMER | 7 October 2015 | TRIYONO - TSE AREA BARAT | 7 October 2014 |  | 7 October 2015 | TRIYONO - TSE AREA BARAT | - |  | ACTIVE
VK2C13104 | 27515 | VITEK 2 COMPACT 15 | DIAGNOSTIC 1 | BIOMERIEUX, INC. | GN00004867 | RS SILOAM ( PT SILOAM INTERNATIONAL HOSPITALS ) PALEMBANG | PALEMBANG | SUMATERA SELATAN | PALEMBANG | MAIN UNIT | EMP | 7 October 2015 | TRIYONO - TSE AREA BARAT | 22 December 2014 |  | 7 October 2015 | TRIYONO - TSE AREA BARAT | - |  | ACTIVE
VK2C13133 | 27515 | VITEK 2 COMPACT 15 | DIAGNOSTIC 1 | BIOMERIEUX, INC. | GN00002985 | WORKSHOOP CSM PUSAT | PUSAT | DKI JAKARTA | JAKARTA TIMUR | MAIN UNIT | EMP | - |  | 8 January 2024 | HARI UDI RAHARJO - TSE | - |  | 25 March 2025 | SAHID DERMAWAN - SPV TSE BARAT | ACTIVE
VK2C13134 | 47B50 | VITEK 2 COMPACT 15 | BIOSCIENCE | BIOMERIEUX, INC. | GN00003307 | PT OTSUKA INDONESIA | MALANG | JAWA TIMUR | MALANG | MAIN UNIT | CUSTOMER | - |  | 26 January 2015 |  | - |  | - |  | ACTIVE
VK2C13154 | 27560 | VITEK 2 COMPAC T60 | DIAGNOSTIC 1 | BIOMERIEUX, INC. | GN00001823 | RSUD Dr. SAIFUL ANWAR PROV JAWA TIMUR | MALANG | JAWA TIMUR | MALANG | MAIN UNIT | EMP | 14 March 2015 | NGATARI | 31 December 2014 |  | 14 March 2015 | NGATARI | - |  | ACTIVE
VK2C13162 | 27560 | VITEK 2 COMPAC T60 | DIAGNOSTIC 1 | BIOMERIEUX, INC. | GN00002025 | LAB BIOMEDIKA | JAKARTA-2 | DKI JAKARTA | JAKARTA BARAT | MAIN UNIT | CUSTOMER | 5 March 2018 | TRIYONO - TSE AREA BARAT | 27 January 2015 |  | 5 March 2018 | TRIYONO - TSE AREA BARAT | - |  | ACTIVE
VK2C13163 | 27560 | VITEK 2 COMPAC T60 | DIAGNOSTIC 1 | BIOMERIEUX, INC. | GN00006497 | RSUD PROVINSI BANTEN | TANGERANG | BANTEN | SERANG | MAIN UNIT | CUSTOMER | - |  | 28 January 2015 |  | - |  | - |  | ACTIVE
VK2C13165 | 27560 | VITEK 2 COMPAC T60 | DIAGNOSTIC 1 | BIOMERIEUX, INC. | GN00001769 | RS SILOAM ( PT SILOAM INTERNATIONAL HOSPITALS ) MAKASAR | MAKASSAR | SULAWESI BARAT | MAKASSAR | MAIN UNIT | EMP | 13 March 2015 | HARI UDI RAHARJO - TSE | 13 March 2015 |  | 13 March 2015 | HARI UDI RAHARJO - TSE | - |  | ACTIVE
VK2C13594 | 27560 | VITEK 2 COMPAC T60 | DIAGNOSTIC 1 | BIOMERIEUX, INC. | GN00000629 | RSUD ULIN | BANJARMASIN | KALIMANTAN SELATAN | BANJARMASIN | MAIN UNIT | EMP | 19 November 2014 | ANASTASIA OCTAVIN | 20 February 2025 |  | 19 November 2014 | ANASTASIA OCTAVIN | 24 February 2025 | ANDI ISMAIL - SPV TSE TIMUR | ACTIVE
VK2C13596 | 27560 | VITEK 2 COMPAC T60 | DIAGNOSTIC 1 | BIOMERIEUX, INC. | GN00004589 | RSUP SARDJITO YOGYAKARTA | YOGYAKARTA | YOGYAKARTA | YOGYAKARTA | MAIN UNIT | EMP | - |  | 23 January 2015 |  | - |  | - |  | ACTIVE
VK2C13598 | 27560 | VITEK 2 COMPAC T60 | DIAGNOSTIC 1 | BIOMERIEUX, INC. | GN00000165 | RSU RADEN MATTAHER | JAMBI | JAMBI | JAMBI | MAIN UNIT | CUSTOMER | 14 October 2014 | INDRA BUDI GUNAWAN | 16 September 2014 |  | 14 October 2014 | INDRA BUDI GUNAWAN | - |  | ACTIVE
vk2c1364 | 27560 | VITEK 2 COMPAC T60 | DIAGNOSTIC 1 | BIOMERIEUX, INC. | GN00001114 | RS KRAKATAU STEEL MEDIKA | TANGERANG | BANTEN | CILEGON | MAIN UNIT | CUSTOMER | 4 February 2015 | FIRMAN GEA - BU | 9 December 2014 |  | 4 February 2015 | FIRMAN GEA - BU | - |  | ACTIVE
VK2C14215 | 27515 | VITEK 2 COMPACT 15 | DIAGNOSTIC 1 | BIOMERIEUX, INC. | GN00000944 | RS SANTOSA KEBON JATI | BANDUNG | JAWA BARAT | BANDUNG | MAIN UNIT | CUSTOMER | 11 July 2018 | TRIYONO - TSE AREA BARAT | 15 April 2016 |  | 11 July 2018 | TRIYONO - TSE AREA BARAT | - |  | ACTIVE
VK2C14216 | 27515 | VITEK 2 COMPACT 15 | DIAGNOSTIC 1 | BIOMERIEUX, INC. | GN17030008 | POLTEKKES KEMENKES JAKARTA III | JAKARTA-1 | DKI JAKARTA | BEKASI | MAIN UNIT | CUSTOMER | 15 March 2017 | FARIDA ADELINA | 1 January 2015 |  | 15 March 2017 | FARIDA ADELINA | - |  | ACTIVE
VK2C14241 | 47B50 | VITEK 2 COMPACT 15 | BIOSCIENCE | BIOMERIEUX, INC. | GN00008128 | SUCCOFINDO | SURABAYA-2 | JAWA TIMUR | SURABAYA | MAIN UNIT | CUSTOMER | - |  | 26 October 2015 |  | - |  | - |  | ACTIVE
VK2C14242 | 47B50 | VITEK 2 COMPACT 15 | BIOSCIENCE | BIOMERIEUX, INC. | GN00008605 | PT BBRAUN | BANDUNG-2 | JAWA BARAT | BANDUNG | MAIN UNIT | CUSTOMER | 23 April 2015 | TRIYONO - TSE AREA BARAT | 1 January 2015 |  | 23 April 2015 | TRIYONO - TSE AREA BARAT | - |  | ACTIVE
VK2C14243 | 47B50 | VITEK 2 COMPACT 15 | BIOSCIENCE | BIOMERIEUX, INC. | GN00003073 | PT PHAPROS SEMARANG | SEMARANG | JAWA TENGAH | SEMARANG | MAIN UNIT | EMP | 12 February 2018 | FARIDA ADELINA | 1 January 2015 |  | 12 February 2018 | FARIDA ADELINA | - |  | ACTIVE
VK2C14244 | 47B50 | VITEK 2 COMPACT 15 | BIOSCIENCE | BIOMERIEUX, INC. | GN00003317 | PT WIDATRA BHAKTI | MALANG | JAWA TIMUR | MALANG | MAIN UNIT | CUSTOMER | 23 April 2015 | TRIYONO - TSE AREA BARAT | 1 January 2015 |  | 23 April 2015 | TRIYONO - TSE AREA BARAT | - |  | ACTIVE
VK2C14330 | 27560 | VITEK 2 COMPAC T60 | DIAGNOSTIC 1 | BIOMERIEUX, INC. | GN00001707 | RSUD DR ISKAK TULUNGAGUNG | KEDIRI | JAWA TIMUR | TULUNGAGUNG | MAIN UNIT | CUSTOMER | 23 April 2015 | RAKHMAT | 1 January 2015 |  | 23 April 2015 | RAKHMAT | - |  | ACTIVE
VK2C14336 | 27560 | VITEK 2 COMPAC T60 | DIAGNOSTIC 1 | BIOMERIEUX, INC. | GN00011695 | UPT laboratorium Terpadu Universitas Diponegoro | SEMARANG | JAWA TENGAH | SEMARANG | MAIN UNIT | CUSTOMER | - |  | 23 December 2015 |  | - |  | - |  | ACTIVE
VK2C14374 | 27560 | VITEK 2 COMPAC T60 | DIAGNOSTIC 1 | BIOMERIEUX, INC. | GN00002811 | RSIA HERMINA JATINEGARA | JAKARTA-1 | DKI JAKARTA | JAKARTA TIMUR | MAIN UNIT | EMP | 17 March 2015 | ARDI HERMAWAN - TSE CP | 1 January 2011 |  | 17 March 2015 | ARDI HERMAWAN - TSE CP | - |  | ACTIVE
VK2C14375 | 2756B | VC VITEK2 COMPACT 60-INDUSTRY | BIOSCIENCE | BIOMERIEUX, INC. | GN00002985 | WORKSHOOP CSM PUSAT | PUSAT | DKI JAKARTA | JAKARTA TIMUR | MAIN UNIT | EMP | 9 March 2020 | SAHID DERMAWAN - SPV TSE BARAT | 28 September 2015 |  | 9 March 2020 | SAHID DERMAWAN - SPV TSE BARAT | - |  | ACTIVE
VK2C14376 | 27560 | VITEK 2 COMPAC T60 | DIAGNOSTIC 1 | BIOMERIEUX, INC. | GN00012124 | LABORATORIUM KESEHATAN DAERAH (LABKESDA) KOTA MOJOKERTO | SURABAYA-1 | JAWA TIMUR | SURABAYA | MAIN UNIT | CUSTOMER | 30 January 2017 | GANDHI YANRANGGA | 11 May 2015 |  | 30 January 2017 | GANDHI YANRANGGA | - |  | ACTIVE
VK2C14377 | 27560 | VITEK 2 COMPAC T60 | DIAGNOSTIC 1 | BIOMERIEUX, INC. | GN00000514 | RS ST. ELISABETH (RJ) | SEMARANG | JAWA TENGAH | SEMARANG | MAIN UNIT | EMP | - |  | 2 July 2015 |  | - |  | - |  | ACTIVE
VK2C14379 | 27560 | VITEK 2 COMPAC T60 | DIAGNOSTIC 1 | BIOMERIEUX, INC. | GN00001205 | RSUD BANYUMAS | PURWOKERTO | JAWA TENGAH | BANYUMAS | MAIN UNIT | CUSTOMER | 26 June 2015 | DIAN FEBRIYANA - TSE | 26 June 2015 | RIDWAN - TSE | 26 June 2015 | DIAN FEBRIYANA - TSE | 17 October 2024 | RIDWAN - TSE | ACTIVE
VK2C14380 | 27560 | VITEK 2 COMPAC T60 | DIAGNOSTIC 1 | BIOMERIEUX, INC. | GN00000007 | RSUD KOJA | JAKARTA-1 | DKI JAKARTA | JAKARTA UTARA | MAIN UNIT | CUSTOMER | - |  | 27 July 2015 |  | - |  | - |  | ACTIVE
VK2C14381 | 27560 | VITEK 2 COMPAC T60 | DIAGNOSTIC 1 | BIOMERIEUX, INC. | GN00001085 | RSAB HARAPAN KITA | JAKARTA-2 | DKI JAKARTA | JAKARTA BARAT | MAIN UNIT | CUSTOMER | 10 July 2015 | LEO LANANG SIGIT - TSE CP | 22 June 2015 |  | 10 July 2015 | LEO LANANG SIGIT - TSE CP | - |  | ACTIVE
VK2C14572 | 27560 | VITEK 2 COMPAC T60 | DIAGNOSTIC 1 | BIOMERIEUX, INC. | GN00002954 | RSUD KARDINAH ( RSUD TEGAL ) | TEGAL | JAWA TENGAH | TEGAL | MAIN UNIT | CUSTOMER | - |  | 3 June 2015 |  | - |  | - |  | ACTIVE
VK2C14573 | 27560 | VITEK 2 COMPAC T60 | DIAGNOSTIC 1 | BIOMERIEUX, INC. | GN00001065 | RSU CIAWI | BOGOR | JAWA BARAT | BOGOR | MAIN UNIT | CUSTOMER | 29 May 2015 | LEONARDUS ADI | 29 May 2015 |  | 29 May 2015 | LEONARDUS ADI | - |  | ACTIVE
VK2C14574 | 27560 | VITEK 2 COMPAC T60 | DIAGNOSTIC 1 | BIOMERIEUX, INC. | GN00001466 | RSUD SIDOARJO | SURABAYA-1 | JAWA TIMUR | SIDOARJO | MAIN UNIT | CUSTOMER | 30 July 2015 | NGATARI | 30 July 2015 |  | 30 July 2015 | NGATARI | - |  | ACTIVE
VK2C14743 | 27560 | VITEK 2 COMPAC T60 | DIAGNOSTIC 1 | BIOMERIEUX, INC. | GN00000011 | RSUD BUDHI ASIH | JAKARTA-1 | DKI JAKARTA | JAKARTA TIMUR | MAIN UNIT | CUSTOMER | 9 October 2017 | ARDI HERMAWAN - TSE CP | 9 October 2017 |  | 9 October 2017 | ARDI HERMAWAN - TSE CP | - |  | ACTIVE
VK2C14744 | 27560 | VITEK 2 COMPAC T60 | DIAGNOSTIC 1 | BIOMERIEUX, INC. | GN00007404 | RSUD TABANAN | DENPASAR | BALI | DENPASAR | MAIN UNIT | CUSTOMER | 9 July 2015 | I KADEK - TSE | 1 September 2015 |  | 9 July 2015 | I KADEK - TSE | - |  | ACTIVE
VK2C14745 | 27560 | VITEK 2 COMPAC T60 | DIAGNOSTIC 1 | BIOMERIEUX, INC. | GN00000460 | RSUD DR ZAINOEL ABIDIN | BANDA ACEH | ACEH | BANDA ACEH | MAIN UNIT | CUSTOMER | 9 July 2015 | ARBIANSYAH - TSE | 19 October 2015 |  | 9 July 2015 | ARBIANSYAH - TSE | - |  | ACTIVE
VK2C14746 | 27560 | VITEK 2 COMPAC T60 | DIAGNOSTIC 1 | BIOMERIEUX, INC. | GN00002463 | RSUD DR SOEDONO | KEDIRI | JAWA TIMUR | MADIUN | MAIN UNIT | CUSTOMER | 9 July 2015 | ANDI ISMAIL - SPV TSE TIMUR | 22 October 2015 |  | 9 July 2015 | ANDI ISMAIL - SPV TSE TIMUR | - |  | ACTIVE
VK2C14747 | 27560 | VITEK 2 COMPAC T60 | DIAGNOSTIC 1 | BIOMERIEUX, INC. | GN00002457 | RSU PARE | KEDIRI | JAWA TIMUR | KEDIRI | MAIN UNIT | CUSTOMER | 19 January 2016 | GANDHI YANRANGGA | 19 January 2016 |  | 19 January 2016 | GANDHI YANRANGGA | - |  | ACTIVE
VK2C14905 | 27560 | VITEK 2 COMPAC T60 | DIAGNOSTIC 1 | BIOMERIEUX, INC. | GN00001066 | RSUD CIBINONG | BOGOR | JAWA BARAT | BOGOR | MAIN UNIT | CUSTOMER | 14 July 2015 | LEO LANANG SIGIT - TSE CP | 30 September 2015 |  | 14 July 2015 | LEO LANANG SIGIT - TSE CP | - |  | ACTIVE
VK2C14906 | 27560 | VITEK 2 COMPAC T60 | DIAGNOSTIC 1 | BIOMERIEUX, INC. | GN00002703 | RSUD PATUT PATUH PATJU | MATARAM | NUSA TENGGARA BARAT | LOMBOK BARAT | MAIN UNIT | CUSTOMER | 18 November 2015 | ANDRIAS NUGROHO - TSE | 18 November 2015 |  | 18 November 2015 | ANDRIAS NUGROHO - TSE | - |  | ACTIVE
VK2C14907 | 27560 | VITEK 2 COMPAC T60 | DIAGNOSTIC 1 | BIOMERIEUX, INC. | GN00000016 | RS AWAL BROS BATAM | BATAM | KEPULAUAN RIAU | BATAM | MAIN UNIT | CUSTOMER | 14 July 2015 | LEO LANANG SIGIT - TSE CP | 26 March 2021 | RUDI SETIAWAN - TSE | 14 July 2015 | LEO LANANG SIGIT - TSE CP | 17 January 2025 | SAHID DERMAWAN - SPV TSE BARAT | ACTIVE
VK2C14908 | 27560 | VITEK 2 COMPAC T60 | DIAGNOSTIC 1 | BIOMERIEUX, INC. | GN00001206 | RSUD PROF DR MARGONO SOEKARJO | PURWOKERTO | JAWA TENGAH | BANYUMAS | MAIN UNIT | CUSTOMER | 14 July 2015 | DIAN FEBRIYANA - TSE | 11 November 2015 |  | 14 July 2015 | DIAN FEBRIYANA - TSE | - |  | ACTIVE
VK2C14909 | 27560 | VITEK 2 COMPAC T60 | DIAGNOSTIC 1 | BIOMERIEUX, INC. | GN00004893 | RS PENDIDIKAN UNS SURAKARTA | SOLO | JAWA TENGAH | SURAKARTA | MAIN UNIT | CUSTOMER | 5 September 2017 | ANDRIAS NUGROHO - TSE | 5 September 2017 |  | 5 September 2017 | ANDRIAS NUGROHO - TSE | - |  | ACTIVE
VK2C15134 | 27560 | VITEK 2 COMPAC T60 | DIAGNOSTIC 1 | BIOMERIEUX, INC. | GN00000180 | RSU DUMAI | PEKAN BARU | RIAU | DUMAI | MAIN UNIT | CUSTOMER | 11 January 2016 | MULKAN | 22 December 2015 |  | 11 January 2016 | MULKAN | - |  | ACTIVE
VK2C15135 | 27560 | VITEK 2 COMPAC T60 | DIAGNOSTIC 1 | BIOMERIEUX, INC. | GN00000968 | RSUD KOTA BANDUNG | BANDUNG | JAWA BARAT | BANDUNG | MAIN UNIT | CUSTOMER | 26 March 2019 | SUKMA WIJAYA - TSE | 7 December 2015 |  | 26 March 2019 | SUKMA WIJAYA - TSE | - |  | ACTIVE
VK2C15136 | 27560 | VITEK 2 COMPAC T60 | DIAGNOSTIC 1 | BIOMERIEUX, INC. | GN00000481 | RSUD DATU BERU | BANDA ACEH | ACEH | TAKENGON | MAIN UNIT | CUSTOMER | - |  | 24 November 2015 |  | - |  | - |  | ACTIVE
VK2C15137 | 27560 | VITEK 2 COMPAC T60 | DIAGNOSTIC 1 | BIOMERIEUX, INC. | GN17030002 | RSUD DR. R SOEJONO SELONG | MATARAM | NUSA TENGGARA BARAT | MATARAM | MAIN UNIT | CUSTOMER | 25 January 2016 | LEO LANANG SIGIT - TSE CP | 3 December 2015 |  | 25 January 2016 | LEO LANANG SIGIT - TSE CP | 16 October 2023 | ANDI ISMAIL - SPV TSE TIMUR | ACTIVE
VK2C15138 | 27560 | VITEK 2 COMPAC T60 | DIAGNOSTIC 1 | BIOMERIEUX, INC. | GN00001241 | RSUD Dr. R. Sosodoro Djatikoesoemo | SURABAYA-1 | JAWA TIMUR | BOJONEGORO | MAIN UNIT | CUSTOMER | 26 November 2015 | NGATARI | 26 November 2015 |  | 26 November 2015 | NGATARI | - |  | ACTIVE
VK2C15474 | 27560 | VITEK 2 COMPAC T60 | DIAGNOSTIC 1 | BIOMERIEUX, INC. | GN00000530 | RSUD RAA SOEWONDO PATI | SEMARANG | JAWA TENGAH | PATI | MAIN UNIT | CUSTOMER | - |  | 12 April 2016 |  | - |  | - |  | ACTIVE
VK2C15485 | 27560 | VITEK 2 COMPAC T60 | DIAGNOSTIC 1 | BIOMERIEUX, INC. | GN00002447 | RS PROF D R KANDAU MANADO ( RSUP PROF D R KANDAU MANADO ) | MANADO | SULAWESI UTARA | MANADO | MAIN UNIT | CUSTOMER | - |  | 24 March 2016 |  | - |  | - |  | ACTIVE
VK2C15486 | 27560 | VITEK 2 COMPAC T60 | DIAGNOSTIC 1 | BIOMERIEUX, INC. | GN00001135 | RSUD ADJIDARMO | TANGERANG | BANTEN | RANGKASBITUNG | MAIN UNIT | CUSTOMER | 3 December 2018 | TRIYONO - TSE AREA BARAT | 11 March 2016 |  | 3 December 2018 | TRIYONO - TSE AREA BARAT | - |  | ACTIVE
VK2C15487 | 27560 | VITEK 2 COMPAC T60 | DIAGNOSTIC 1 | BIOMERIEUX, INC. | GN00001596 | LABKES BANJARMASIN | BANJARMASIN | KALIMANTAN TENGAH | BANJARMASIN | MAIN UNIT | CUSTOMER | 15 August 2018 | TRIYONO - TSE AREA BARAT | 3 March 2016 |  | 15 August 2018 | TRIYONO - TSE AREA BARAT | - |  | ACTIVE
VK2C15488 | 27560 | VITEK 2 COMPAC T60 | DIAGNOSTIC 1 | BIOMERIEUX, INC. | GN00002455 | RSUD DJOJONEGORO TEMANGGUNG | YOGYAKARTA | YOGYAKARTA | TEMANGGUNG | MAIN UNIT | CUSTOMER | 21 May 2019 | DIAN FEBRIYANA - TSE | 6 June 2016 |  | 21 May 2019 | DIAN FEBRIYANA - TSE | - |  | ACTIVE
VK2C15489 | 27560 | VITEK 2 COMPAC T60 | DIAGNOSTIC 1 | BIOMERIEUX, INC. | GN00000630 | RSUD ANSYARI SALEH | BANJARMASIN | KALIMANTAN SELATAN | BANJARMASIN | MAIN UNIT | CUSTOMER | 22 June 2016 | TEGAR PANDU - TSE | 22 June 2016 |  | 22 June 2016 | TEGAR PANDU - TSE | - |  | ACTIVE
VK2C15490 | 27560 | VITEK 2 COMPAC T60 | DIAGNOSTIC 1 | BIOMERIEUX, INC. | GN00008552 | RSUD KOTA BALIKPAPAN | BALIKPAPAN | KALIMANTAN TIMUR | BALIKPAPAN | MAIN UNIT | CUSTOMER | 19 September 2019 | SAHID DERMAWAN - SPV TSE BARAT | 15 March 2016 |  | 19 September 2019 | SAHID DERMAWAN - SPV TSE BARAT | - |  | ACTIVE
VK2C15491 | 27560 | VITEK 2 COMPAC T60 | DIAGNOSTIC 1 | BIOMERIEUX, INC. | GN21030067 | RS Mandaya Puri | JAKARTA-2 | DKI JAKARTA | JAKARTA BARAT | MAIN UNIT | EMP | - |  | 8 March 2024 |  | - |  | 25 March 2024 | SAHID DERMAWAN - SPV TSE BARAT | ACTIVE
VK2C15492 | 27560 | VITEK 2 COMPAC T60 | DIAGNOSTIC 1 | BIOMERIEUX, INC. | GN00003157 | LAB BLK LAMPUNG | BANDAR LAMPUNG | LAMPUNG | BANDAR LAMPUNG | MAIN UNIT | CUSTOMER | - |  | 6 June 2016 |  | - |  | - |  | ACTIVE
VK2C15493 | 27560 | VITEK 2 COMPAC T60 | DIAGNOSTIC 1 | BIOMERIEUX, INC. | GN00001656 | LAB PRIMA | JAMBI | JAMBI | JAMBI | MAIN UNIT | EMP | 3 December 2018 | TRIYONO - TSE AREA BARAT | 30 August 2022 | ABDI PUTRA - TSE | 3 December 2018 | TRIYONO - TSE AREA BARAT | 30 August 2022 | ABDI PUTRA - TSE | ACTIVE
VK2C15494 | 27560 | VITEK 2 COMPAC T60 | DIAGNOSTIC 1 | BIOMERIEUX, INC. | GN00002875 | RSUD PASAR MINGGU | PEJATEN | DKI JAKARTA | JAKARTA SELATAN | MAIN UNIT | CUSTOMER | 3 December 2018 | TRIYONO - TSE AREA BARAT | 11 March 2016 |  | 3 December 2018 | TRIYONO - TSE AREA BARAT | - |  | ACTIVE
VK2C15495 | 27560 | VITEK 2 COMPAC T60 | DIAGNOSTIC 1 | BIOMERIEUX, INC. | GN00000005 | RSUD KARAWANG | BEKASI | JAWA BARAT | BEKASI | MAIN UNIT | CUSTOMER | - |  | 30 August 2016 |  | - |  | - |  | ACTIVE
VK2C15496 | 27560 | VITEK 2 COMPAC T60 | DIAGNOSTIC 1 | BIOMERIEUX, INC. | GN00000533 | RSUD TUGUREJO | SEMARANG | JAWA TENGAH | SEMARANG | MAIN UNIT | CUSTOMER | - |  | 19 December 2017 |  | - |  | - |  | ACTIVE
VK2C15497 | 27560 | VITEK 2 COMPAC T60 | DIAGNOSTIC 1 | BIOMERIEUX, INC. | GN00001320 | RSUD MANGUSADA BADUNG | DENPASAR | BALI | BADUNG | MAIN UNIT | CUSTOMER | 3 December 2018 | TRIYONO - TSE AREA BARAT | 31 March 2016 |  | 3 December 2018 | TRIYONO - TSE AREA BARAT | - |  | ACTIVE
VK2C15498 | 27560 | VITEK 2 COMPAC T60 | DIAGNOSTIC 1 | BIOMERIEUX, INC. | GN00001025 | RS Husada | JAKARTA-1 | DKI JAKARTA | JAKARTA PUSAT | MAIN UNIT | EMP | 24 April 2019 | ARDI HERMAWAN - TSE CP | 23 June 2016 |  | 24 April 2019 | ARDI HERMAWAN - TSE CP | - |  | ACTIVE
VK2C15514 | 47B50 | VITEK 2 COMPACT 15 | BIOSCIENCE | BIOMERIEUX, INC. | GN00006184 | PT DANKOS FARMA | JAKARTA-1 | DKI JAKARTA | JAKARTA TIMUR | MAIN UNIT | EMP | 22 December 2017 | System Auto | 6 December 2017 |  | 22 December 2017 | System Auto | - |  | ACTIVE
VK2C15515 | 47B50 | VITEK 2 COMPACT 15 | BIOSCIENCE | BIOMERIEUX, INC. | GN00005629 | PT KONIMEX PHARMACEUTICAL LABORATORIES | SOLO | JAWA TENGAH | BOYOLALI | MAIN UNIT | EMP | 14 March 2019 | FARIDA ADELINA | 15 March 2016 |  | 14 March 2019 | FARIDA ADELINA | - |  | ACTIVE
VK2C15526 | 47B50 | VITEK 2 COMPACT 15 | BIOSCIENCE | BIOMERIEUX, INC. | GN00001956 | PT KALBE FARMA TBK | BEKASI | JAWA BARAT |  | MAIN UNIT | EMP | 18 April 2018 | GATOT SURYA ADIPUTRA - TSE | 18 April 2018 |  | 18 April 2018 | GATOT SURYA ADIPUTRA - TSE | - |  | ACTIVE
VK2C15527 | 47B50 | VITEK 2 COMPACT 15 | BIOSCIENCE | BIOMERIEUX, INC. | GN00002985 | WORKSHOOP CSM PUSAT | PUSAT | DKI JAKARTA | JAKARTA TIMUR | MAIN UNIT | EMP | 9 September 2019 | DIKY SUGIH - VAC MSS EMR | 21 March 2022 | I KADEK - TSE | 9 September 2019 | DIKY SUGIH - VAC MSS EMR | 2 July 2025 | SAHID DERMAWAN - SPV TSE BARAT | ACTIVE
VK2C15528 | 47B50 | VITEK 2 COMPACT 15 | BIOSCIENCE | BIOMERIEUX, INC. | GN00009574 | PT. LAPI LABORATORIES | TANGERANG | BANTEN | TANGERANG |  | EMP | 23 December 2019 | SAHID DERMAWAN - SPV TSE BARAT | 14 September 2025 | RUDI SETIAWAN - TSE | 23 December 2019 | SAHID DERMAWAN - SPV TSE BARAT | 2 October 2025 | SAHID DERMAWAN - SPV TSE BARAT | ACTIVE
VK2C16055 | 27560 | VITEK 2 COMPAC T60 | DIAGNOSTIC 1 | BIOMERIEUX, INC. | GN00000006 | RS SULIYANTI SAROSO | JAKARTA-1 | DKI JAKARTA | JAKARTA UTARA | MAIN UNIT | CUSTOMER | 3 November 2016 | ARDI HERMAWAN - TSE CP | 3 November 2016 |  | 3 November 2016 | ARDI HERMAWAN - TSE CP | - |  | ACTIVE
VK2C16056 | 27560 | VITEK 2 COMPAC T60 | DIAGNOSTIC 1 | BIOMERIEUX, INC. | GN00005094 | RSU PANGKALAN BUN | BANJARMASIN | KALIMANTAN TENGAH | BANJARMASIN | MAIN UNIT | CUSTOMER | 24 November 2016 | TEGAR PANDU - TSE | 22 November 2016 |  | 24 November 2016 | TEGAR PANDU - TSE | - |  | ACTIVE
VK2C16057 | 27560 | VITEK 2 COMPAC T60 | DIAGNOSTIC 1 | BIOMERIEUX, INC. | GN00001822 | RSUD SOEDARSONO | MALANG | JAWA TIMUR | PASURUAN | MAIN UNIT | CUSTOMER | 5 February 2018 | TRIYONO - TSE AREA BARAT | 30 November 2016 |  | 5 February 2018 | TRIYONO - TSE AREA BARAT | - |  | ACTIVE
VK2C16058 | 27560 | VITEK 2 COMPAC T60 | DIAGNOSTIC 1 | BIOMERIEUX, INC. | GN00000351 | RS SANTA ELISABETH MEDAN | MEDAN | SUMATERA UTARA | MEDAN | MAIN UNIT | CUSTOMER | 24 November 2016 | ARBIANSYAH - TSE | 24 November 2016 |  | 24 November 2016 | ARBIANSYAH - TSE | - |  | ACTIVE
VK2C16059 | 27560 | VITEK 2 COMPAC T60 | DIAGNOSTIC 1 | BIOMERIEUX, INC. | GN00000357 | RSUD DR PIRNGADI | MEDAN | SUMATERA UTARA | MEDAN | MAIN UNIT | CUSTOMER | 9 December 2016 | ARBIANSYAH - TSE | 30 October 2020 | BARITA P-SIMAMORA - TSE | 9 December 2016 | ARBIANSYAH - TSE | 30 October 2020 | BARITA P-SIMAMORA - TSE | ACTIVE
VK2C16060 | 27560 | VITEK 2 COMPAC T60 | DIAGNOSTIC 1 | BIOMERIEUX, INC. | GN00002825 | RSUD KABUPATEN TANGERANG | TANGERANG | BANTEN |  | MAIN UNIT | CUSTOMER | 2 December 2016 | AGUS FAUZI | 2 December 2016 |  | 2 December 2016 | AGUS FAUZI | - |  | ACTIVE
VK2C16078 | 27560 | VITEK 2 COMPAC T60 | DIAGNOSTIC 1 | BIOMERIEUX, INC. | GN00002818 | PT. INNOLAB SAINS INTERNATIONAL ( KALGEN INNOLAB ) | JAKARTA-1 | DKI JAKARTA | JAKARTA TIMUR | MAIN UNIT | CUSTOMER | - |  | 4 July 2017 |  | - |  | - |  | ACTIVE
VK2C16079 | 27560 | VITEK 2 COMPAC T60 | DIAGNOSTIC 1 | BIOMERIEUX, INC. | GN00002670 | LAB PRODIA SOLO | SOLO | JAWA TENGAH | SURAKARTA | MAIN UNIT | EMP | 9 April 2018 | MUNADI - TSE | 9 April 2018 |  | 9 April 2018 | MUNADI - TSE | - |  | ACTIVE
VK2C16080 | 27560 | VITEK 2 COMPAC T60 | DIAGNOSTIC 1 | BIOMERIEUX, INC. | GN00003087 | RSU PROV BAHTERAMAS | MAKASSAR | SULAWESI SELATAN | MAKASSAR | MAIN UNIT | CUSTOMER | 29 June 2017 | ANDRIAS NUGROHO - TSE | 29 June 2017 |  | 29 June 2017 | ANDRIAS NUGROHO - TSE | - |  | ACTIVE
VK2C16081 | 27560 | VITEK 2 COMPAC T60 | DIAGNOSTIC 1 | BIOMERIEUX, INC. | GN00002259 | RSUD SAMPANG | SURABAYA-1 | JAWA TIMUR | SAMPANG | MAIN UNIT | EMP | 20 March 2017 | TRIYONO - TSE AREA BARAT | 2 February 2024 |  | 20 March 2017 | TRIYONO - TSE AREA BARAT | 7 February 2024 | ANDI ISMAIL - SPV TSE TIMUR | ACTIVE
VK2C16082 | 27560 | VITEK 2 COMPAC T60 | DIAGNOSTIC 1 | BIOMERIEUX, INC. | GN00006228 | Badan Penelitian & Pengembangan Kesehatan Kemenkes RI | JAKARTA-1 | DKI JAKARTA |  | MAIN UNIT | CUSTOMER | 23 May 2017 | FARIDA ADELINA | 4 October 2016 |  | 23 May 2017 | FARIDA ADELINA | - |  | ACTIVE
VK2C16083 | 27560 | VITEK 2 COMPAC T60 | DIAGNOSTIC 1 | BIOMERIEUX, INC. | GN00002726 | National Hospital Surabaya | SURABAYA-2 | JAWA TIMUR |  | MAIN UNIT | EMP | 24 March 2017 | GANDHI YANRANGGA | 27 March 2017 |  | 24 March 2017 | GANDHI YANRANGGA | - |  | ACTIVE
VK2C16084 | 27560 | VITEK 2 COMPAC T60 | DIAGNOSTIC 1 | BIOMERIEUX, INC. | GN00003382 | RSU DR M HAULUSSY AMBON | MAKASSAR | SULAWESI SELATAN | AMBON | MAIN UNIT | CUSTOMER | 3 December 2018 | TRIYONO - TSE AREA BARAT | 27 April 2017 |  | 3 December 2018 | TRIYONO - TSE AREA BARAT | - |  | ACTIVE
VK2C16085 | 27560 | VITEK 2 COMPAC T60 | DIAGNOSTIC 1 | BIOMERIEUX, INC. | GN00002416 | RSU PROF DR H ALIE SABOE | MANADO | SULAWESI UTARA | GORONTALO | MAIN UNIT | CUSTOMER | 17 June 2017 | PHILIP LAKRISNA - TSE | 17 June 2017 |  | 17 June 2017 | PHILIP LAKRISNA - TSE | - |  | ACTIVE
VK2C16086 | 27560 | VITEK 2 COMPAC T60 | DIAGNOSTIC 1 | BIOMERIEUX, INC. | GN00002746 | BALAI BESAR LABORATORIUM KESEHATAN (BBLK) JAKARTA | JAKARTA-1 | DKI JAKARTA | JAKARTA TIMUR | MAIN UNIT | CUSTOMER | 6 October 2016 | HARI UDI RAHARJO - TSE | 29 June 2020 | ARDI HERMAWAN - TSE CP | 6 October 2016 | HARI UDI RAHARJO - TSE | 29 June 2020 | ARDI HERMAWAN - TSE CP | ACTIVE
VK2C16087 | 27560 | VITEK 2 COMPAC T60 | DIAGNOSTIC 1 | BIOMERIEUX, INC. | GN00008189 | RSUD MERAUKE | JAYAPURA | PAPUA | JAYAPURA | MAIN UNIT | CUSTOMER | - |  | 1 July 2017 |  | - |  | - |  | ACTIVE
VK2C16088 | 27560 | VITEK 2 COMPAC T60 | DIAGNOSTIC 1 | BIOMERIEUX, INC. | GN00001831 | RSUD NGUDI WALUYO | MALANG | JAWA TIMUR | BLITAR | MAIN UNIT | CUSTOMER | 5 March 2018 | YUNAN ARIMUNTIAN - TSE | 5 March 2018 |  | 5 March 2018 | YUNAN ARIMUNTIAN - TSE | - |  | ACTIVE
VK2C16240 | 27560 | VITEK 2 COMPAC T60 | DIAGNOSTIC 1 | BIOMERIEUX, INC. | GN00000016 | RS AWAL BROS BATAM | BATAM | KEPULAUAN RIAU | BATAM | MAIN UNIT | CUSTOMER | 18 July 2017 | ARBIANSYAH - TSE | 14 June 2017 |  | 18 July 2017 | ARBIANSYAH - TSE | - |  | ACTIVE
VK2C16241 | 27560 | VITEK 2 COMPAC T60 | DIAGNOSTIC 1 | BIOMERIEUX, INC. | GN00001197 | RS SILOAM ( PT SILOAM INTERNATIONAL HOSPITALS ) KARAWACI | TANGERANG | BANTEN | TANGERANG | MAIN UNIT | EMP | 26 April 2019 | ARBIANSYAH - TSE | 23 November 2017 |  | 26 April 2019 | ARBIANSYAH - TSE | - |  | ACTIVE
VK2C16242 | 27560 | VITEK 2 COMPAC T60 | DIAGNOSTIC 1 | BIOMERIEUX, INC. | GN00000634 | RSUD RATU ZALECHA | BANJARMASIN | KALIMANTAN SELATAN | BANJARMASIN | MAIN UNIT | CUSTOMER | 31 October 2016 | FARIDA ADELINA | 1 January 1900 |  | 31 October 2016 | FARIDA ADELINA | - |  | ACTIVE
VK2C16243 | 27560 | VITEK 2 COMPAC T60 | DIAGNOSTIC 1 | BIOMERIEUX, INC. | GN00000217 | RSUD BANGKINANG | PEKAN BARU | RIAU | BANGKINANG | MAIN UNIT | CUSTOMER | 31 October 2016 | HARI UDI RAHARJO - TSE | 27 April 2021 | RUDI SETIAWAN - TSE | 31 October 2016 | HARI UDI RAHARJO - TSE | 27 April 2021 | RUDI SETIAWAN - TSE | ACTIVE
VK2C16244 | 27560 | VITEK 2 COMPAC T60 | DIAGNOSTIC 1 | BIOMERIEUX, INC. | GN00012197 | RS INDRIATI SOLO BARU | SOLO | JAWA TENGAH | SUKOHARJO | MAIN UNIT | EMP | 22 December 2017 | DIAN FEBRIYANA - TSE | 22 December 2017 |  | 22 December 2017 | DIAN FEBRIYANA - TSE | - |  | ACTIVE
VK2C17098 | 27560 | VITEK 2 COMPAC T60 | DIAGNOSTIC 1 | BIOMERIEUX, INC. | GN00002177 | LABKESDA TANGERANG SELATAN | TANGERANG | BANTEN | TANGERANG | MAIN UNIT | CUSTOMER | 4 October 2017 | AGUS FAUZI | 14 April 2021 | ADITIYA NOVANDRA - TSE | 4 October 2017 | AGUS FAUZI | 14 April 2021 | ADITIYA NOVANDRA - TSE | ACTIVE
VK2C17099 | 27560 | VITEK 2 COMPAC T60 | DIAGNOSTIC 1 | BIOMERIEUX, INC. | GN00002336 | LABKESDA | MEDAN | SUMATERA UTARA | MEDAN | MAIN UNIT | CUSTOMER | 25 October 2017 | SATRIA KUSUMA - TSE | 31 May 2021 | BARITA P-SIMAMORA - TSE | 25 October 2017 | SATRIA KUSUMA - TSE | 31 May 2021 | BARITA P-SIMAMORA - TSE | ACTIVE
VK2C17101 | 27560 | VITEK 2 COMPAC T60 | DIAGNOSTIC 1 | BIOMERIEUX, INC. | GN00000878 | RSUD SAWERIGADING | MAKASSAR | SULAWESI SELATAN | PALOPO | MAIN UNIT | CUSTOMER | 5 September 2017 | LEO LANANG SIGIT - TSE CP | 1 January 1900 |  | 5 September 2017 | LEO LANANG SIGIT - TSE CP | - |  | ACTIVE
VK2C17102 | 27560 | VITEK 2 COMPAC T60 | DIAGNOSTIC 1 | BIOMERIEUX, INC. | GN00008221 | RSUD MIMIKA JAYAPURA | JAYAPURA | PAPUA | MIMIKA | MAIN UNIT | CUSTOMER | - |  | 3 November 2017 |  | - |  | - |  | ACTIVE
VK2C17103 | 27530 | Vitek 2 Compact 30 | DIAGNOSTIC 1 | BIOMERIEUX, INC. | GN00007905 | BALAI PENGAWAS OBAT DAN MAKANAN (BPOM) | JAKARTA-1 | DKI JAKARTA | JAKARTA PUSAT | MAIN UNIT | CUSTOMER | 17 November 2017 | ARDI HERMAWAN - TSE CP | 17 November 2017 |  | 17 November 2017 | ARDI HERMAWAN - TSE CP | - |  | ACTIVE
VK2C17112 | 27560 | VITEK 2 COMPAC T60 | DIAGNOSTIC 1 | BIOMERIEUX, INC. | GN00004069 | RS SILOAM ( PT SILOAM INTERNATIONAL HOSPITALS ) KEBON JERUK | JAKARTA-2 | DKI JAKARTA | JAKARTA BARAT | MAIN UNIT | EMP | 23 July 2019 | AGUS FAUZI | 15 November 2017 |  | 23 July 2019 | AGUS FAUZI | - |  | ACTIVE
VK2C17116 | 27560 | VITEK 2 COMPAC T60 | DIAGNOSTIC 1 | BIOMERIEUX, INC. | GN00000974 | RSUP HASAN SADIKIN ( RSHS ) | BANDUNG | JAWA BARAT | BANDUNG | MAIN UNIT | EMP | 25 April 2019 | SUKMA WIJAYA - TSE | 3 January 2018 |  | 25 April 2019 | SUKMA WIJAYA - TSE | - |  | ACTIVE
VK2C17172 | 27560 | VITEK 2 COMPAC T60 | DIAGNOSTIC 1 | BIOMERIEUX, INC. | GN00006628 | RS MAYAPADA LEBAK BULUS (PT NIRMALA KENCANA MAS) | JAKARTA-2 | DKI JAKARTA | JAKARTA SELATAN | MAIN UNIT | EMP | 18 April 2019 | SUKMA WIJAYA - TSE | 7 June 2024 | RUDI SETIAWAN - TSE | 18 April 2019 | SUKMA WIJAYA - TSE | 24 June 2024 | SAHID DERMAWAN - SPV TSE BARAT | ACTIVE
VK2C17174 | 27560 | VITEK 2 COMPAC T60 | DIAGNOSTIC 1 | BIOMERIEUX, INC. | GN00000069 | RSUD DR HI ABDUL MOELOEK | BANDAR LAMPUNG | LAMPUNG | BANDAR LAMPUNG | MAIN UNIT | CUSTOMER | - |  | 15 December 2017 |  | - |  | - |  | ACTIVE
VK2C17175 | 27560 | VITEK 2 COMPAC T60 | DIAGNOSTIC 1 | BIOMERIEUX, INC. | GN00000952 | RS AU SALAMUN | BANDUNG | JAWA BARAT | BANDUNG | MAIN UNIT | CUSTOMER | 10 January 2019 | SUKMA WIJAYA - TSE | 30 January 2018 |  | 10 January 2019 | SUKMA WIJAYA - TSE | - |  | ACTIVE
VK2C17229 | 27560 | VITEK 2 COMPAC T60 | DIAGNOSTIC 1 | BIOMERIEUX, INC. | GN00000846 | RSU LABUANG BAJI | MAKASSAR | SULAWESI SELATAN | MAKASSAR | MAIN UNIT | CUSTOMER | 15 August 2017 | LEO LANANG SIGIT - TSE CP | 28 August 2021 | ASRULLAH - TSE | 15 August 2017 | LEO LANANG SIGIT - TSE CP | 28 August 2021 | ASRULLAH - TSE | ACTIVE
VK2C17230 | 27560 | VITEK 2 COMPAC T60 | DIAGNOSTIC 1 | BIOMERIEUX, INC. | GN00000813 | RS ANDI MAKASSAU | MAKASSAR | SULAWESI SELATAN | PAREPARE | MAIN UNIT | CUSTOMER | 15 August 2017 | LEO LANANG SIGIT - TSE CP | 17 October 2017 |  | 15 August 2017 | LEO LANANG SIGIT - TSE CP | - |  | ACTIVE
VK2C17231 | 27560 | VITEK 2 COMPAC T60 | DIAGNOSTIC 1 | BIOMERIEUX, INC. | GN00000073 | RSUD MENGGALA TULANG BAWANG | BANDAR LAMPUNG | LAMPUNG | BANDAR LAMPUNG | MAIN UNIT | CUSTOMER | 3 March 2020 | AZLI YUDHA - TSE | 3 March 2020 |  | 3 March 2020 | AZLI YUDHA - TSE | - |  | ACTIVE
VK2C17233 | 27560 | VITEK 2 COMPAC T60 | DIAGNOSTIC 1 | BIOMERIEUX, INC. | GN00009328 | RSUD. UMBU RARA MEHA | KUPANG | NUSA TENGGARA TIMUR | WAINGAPU | MAIN UNIT | CUSTOMER | - |  | 7 February 2017 |  | - |  | - |  | ACTIVE
VK2C172333 | 27560 | VITEK 2 COMPAC T60 | DIAGNOSTIC 1 | BIOMERIEUX, INC. | GN00001393 | RSUD WAINGAPU | KUPANG | NUSA TENGGARA TIMUR | SUMBA TIMUR | MAIN UNIT | CUSTOMER | 15 August 2017 | LEO LANANG SIGIT - TSE CP | 1 January 1900 |  | 15 August 2017 | LEO LANANG SIGIT - TSE CP | - |  | ACTIVE
VK2C17499 | 27560 | VITEK 2 COMPAC T60 | DIAGNOSTIC 1 | BIOMERIEUX, INC. | GN00001162 | RSUD INDRAMAYU | CIREBON | JAWA BARAT | INDRAMAYU | MAIN UNIT | CUSTOMER | - |  | 7 October 2018 |  | - |  | - |  | ACTIVE
VK2C17534 | 27560 | VITEK 2 COMPAC T60 | DIAGNOSTIC 1 | BIOMERIEUX, INC. | GN00003552 | RSUD RAJA AHMAD THABIB PROV KEPRI | BATAM | KEPULAUAN RIAU | BATAM | MAIN UNIT | CUSTOMER | - |  | 7 June 2018 |  | - |  | - |  | ACTIVE
VK2C17551 | 27560 | VITEK 2 COMPAC T60 | DIAGNOSTIC 1 | BIOMERIEUX, INC. | GN00000217 | RSUD BANGKINANG | PEKAN BARU | RIAU | BANGKINANG | MAIN UNIT | CUSTOMER | 1 January 2018 |  | 1 January 2018 |  | 1 January 2018 |  | - |  | ACTIVE
VK2C17552 | 27560 | VITEK 2 COMPAC T60 | DIAGNOSTIC 1 | BIOMERIEUX, INC. | GN00002419 | RS USU ( UNIVERSITAS SUMATERA UTARA ) | MEDAN | SUMATERA UTARA | MEDAN | MAIN UNIT | EMP | 15 May 2019 | BARITA P-SIMAMORA - TSE | 28 December 2017 |  | 15 May 2019 | BARITA P-SIMAMORA - TSE | - |  | ACTIVE
VK2C17553 | 27560 | VITEK 2 COMPAC T60 | DIAGNOSTIC 1 | BIOMERIEUX, INC. | GN00002813 | RS Universitas Yarsi | JAKARTA-1 | DKI JAKARTA |  | MAIN UNIT | CUSTOMER | 7 June 2018 | LEONARDUS ADI | 7 June 2018 |  | 7 June 2018 | LEONARDUS ADI | - |  | ACTIVE
VK2C17554 | 27560 | VITEK 2 COMPAC T60 | DIAGNOSTIC 1 | BIOMERIEUX, INC. | GN00009907 | INST. FAR RS SILOAM ( PT SILOAM INTERNATIONAL HOSPITALS TBK ) SUNSET ROAD | DENPASAR | BALI | BADUNG | MAIN UNIT | EMP | 17 November 2017 | System Auto | 3 September 2024 |  | 17 November 2017 | System Auto | 9 September 2024 | ANDI ISMAIL - SPV TSE TIMUR | ACTIVE
VK2C17607 | 27560 | VITEK 2 COMPAC T60 | DIAGNOSTIC 1 | BIOMERIEUX, INC. | GN00000129 | RSUP DR MOHAMMAD HOESIN | PALEMBANG | SUMATERA SELATAN | PALEMBANG | MAIN UNIT | EMP | - |  | 18 January 2019 |  | - |  | - |  | ACTIVE
VK2C17619 | 27560 | VITEK 2 COMPAC T60 | DIAGNOSTIC 1 | BIOMERIEUX, INC. | GN00000755 | RSU UNDATA PALU | PALU | SULAWESI TENGAH | PALU | MAIN UNIT | CUSTOMER | - |  | 12 January 2018 |  | - |  | 14 January 2025 | SAHID DERMAWAN - SPV TSE BARAT | ACTIVE
VK2C17620 | 27560 | VITEK 2 COMPAC T60 | DIAGNOSTIC 1 | BIOMERIEUX, INC. | GN00002629 | RSUP DR M DJAMIL | PADANG | SUMATERA BARAT | PADANG | MAIN UNIT | CUSTOMER | 2 April 2018 | TRIYONO - TSE AREA BARAT | 2 April 2018 |  | 2 April 2018 | TRIYONO - TSE AREA BARAT | - |  | ACTIVE
VK2C17621 | 27560 | VITEK 2 COMPAC T60 | DIAGNOSTIC 1 | BIOMERIEUX, INC. | GN00006724 | RSU MOKOPIDO TOLI-TOLI | PALU | SULAWESI TENGAH | TOLI-TOLI | MAIN UNIT | CUSTOMER | 17 July 2018 | PHILIP LAKRISNA - TSE | 17 July 2018 |  | 17 July 2018 | PHILIP LAKRISNA - TSE | - |  | ACTIVE
VK2C18062 | 27560 | VITEK 2 COMPAC T60 | DIAGNOSTIC 1 | BIOMERIEUX, INC. | GN00002183 | RSUD DR M SOEWANDHIE SURABAYA | SURABAYA-1 | JAWA TIMUR | SURABAYA | MAIN UNIT | CUSTOMER | - |  | 31 July 2018 |  | - |  | - |  | ACTIVE
VK2C18063 | 27560 | VITEK 2 COMPAC T60 | DIAGNOSTIC 1 | BIOMERIEUX, INC. | GN00003169 | RSUD DR. WAHIDIN SUDIRO HUSODO MOJOKERTO | SURABAYA-2 | JAWA TIMUR | MOJOKERTO | MAIN UNIT | CUSTOMER | - |  | 23 March 2022 | YUNAN ARIMUNTIAN - TSE | - |  | 23 March 2022 | YUNAN ARIMUNTIAN - TSE | ACTIVE
VK2C18064 | 27560 | VITEK 2 COMPAC T60 | DIAGNOSTIC 1 | BIOMERIEUX, INC. | GN00001068 | RSUD JAMPANG KULON | BOGOR | JAWA BARAT | SUKABUMI | MAIN UNIT | CUSTOMER | - |  | 17 May 2018 |  | - |  | - |  | ACTIVE
VK2C18065 | 27560 | VITEK 2 COMPAC T60 | DIAGNOSTIC 1 | BIOMERIEUX, INC. | GN00002093 | RSU FATMAWATI | JAKARTA-2 | DKI JAKARTA | JAKARTA SELATAN | MAIN UNIT | CUSTOMER | 28 June 2018 | TRIYONO - TSE AREA BARAT | 28 June 2018 |  | 28 June 2018 | TRIYONO - TSE AREA BARAT | - |  | ACTIVE
VK2C18066 | 27560 | VITEK 2 COMPAC T60 | DIAGNOSTIC 1 | BIOMERIEUX, INC. | GN18050004 | RSUD IR SOEKARNO SUKOHARJO | SOLO | JAWA TENGAH | SUKOHARJO | MAIN UNIT | CUSTOMER | 25 January 2022 | TEGAR PANDU - TSE | 6 August 2021 | RIDWAN - TSE | 4 August 2021 | LEO LANANG SIGIT - TSE CP | 25 January 2022 | TEGAR PANDU - TSE | ACTIVE
VK2C18067 | 27560 | VITEK 2 COMPAC T60 | DIAGNOSTIC 1 | BIOMERIEUX, INC. | GN00000972 | RSUD SUBANG | BANDUNG | JAWA BARAT | SUBANG | MAIN UNIT | CUSTOMER | 7 January 2019 | SUKMA WIJAYA - TSE | 7 January 2019 |  | 7 January 2019 | SUKMA WIJAYA - TSE | - |  | ACTIVE
VK2C18105 | 27515 | VITEK 2 COMPACT 15 | DIAGNOSTIC 1 | BIOMERIEUX, INC. | GN00000946 | RS SANTO YUSUF | BANDUNG | JAWA BARAT | BANDUNG | MAIN UNIT | CUSTOMER | 23 October 2018 | SUKMA WIJAYA - TSE | 19 October 2018 |  | 23 October 2018 | SUKMA WIJAYA - TSE | - |  | ACTIVE
VK2C18159 | 27560 | VITEK 2 COMPAC T60 | DIAGNOSTIC 1 | BIOMERIEUX, INC. | GN00002491 | RSUD KOTA YOGYAKARTA | YOGYAKARTA | YOGYAKARTA | YOGYAKARTA | MAIN UNIT | CUSTOMER | 30 August 2018 | RIDWAN - TSE | 30 August 2018 |  | 30 August 2018 | RIDWAN - TSE | - |  | ACTIVE
VK2C18160 | 27560 | VITEK 2 COMPAC T60 | DIAGNOSTIC 1 | BIOMERIEUX, INC. | GN17050029 | RS BALI MANDARA | DENPASAR | BALI | DENPASAR | MAIN UNIT | CUSTOMER | 24 May 2018 | SAHID DERMAWAN - SPV TSE BARAT | 23 May 2018 |  | 24 May 2018 | SAHID DERMAWAN - SPV TSE BARAT | - |  | ACTIVE
VK2C18161 | 27560 | VITEK 2 COMPAC T60 | DIAGNOSTIC 1 | BIOMERIEUX, INC. | GN00002473 | RSU DR SOEROTO NGAWI | KEDIRI | JAWA TIMUR | NGAWI | MAIN UNIT | CUSTOMER | 24 May 2019 | ANDI ISMAIL - SPV TSE TIMUR | 8 February 2019 |  | 24 May 2019 | ANDI ISMAIL - SPV TSE TIMUR | - |  | ACTIVE
VK2C18289 | 27560 | VITEK 2 COMPAC T60 | DIAGNOSTIC 1 | BIOMERIEUX, INC. | GN00001069 | RSUD LEUWILIANG | BOGOR | JAWA BARAT | BOGOR | MAIN UNIT | CUSTOMER | 30 July 2018 | IBNUL AZIZ - TSE | 30 July 2018 |  | 30 July 2018 | IBNUL AZIZ - TSE | - |  | ACTIVE
VK2C18290 | 27560 | VITEK 2 COMPAC T60 | DIAGNOSTIC 1 | BIOMERIEUX, INC. | GN00000305 | RSU HAJI MEDAN | MEDAN | SUMATERA UTARA | MEDAN | MAIN UNIT | CUSTOMER | 6 September 2018 | BARITA P-SIMAMORA - TSE | 6 September 2018 |  | 6 September 2018 | BARITA P-SIMAMORA - TSE | - |  | ACTIVE
VK2C18291 | 27560 | VITEK 2 COMPAC T60 | DIAGNOSTIC 1 | BIOMERIEUX, INC. | GN00001679 | RSUD ABEPURA | JAYAPURA | PAPUA | JAYAPURA | MAIN UNIT | CUSTOMER | 23 March 2019 | MIKKI FAHRIZI - TSE | 23 March 2019 |  | 23 March 2019 | MIKKI FAHRIZI - TSE | - |  | ACTIVE
VK2C18292 | 2756B | VC VITEK2 COMPACT 60-INDUSTRY | BIOSCIENCE | BIOMERIEUX, INC. | GN00001760 | BADAN PENGAWAS OBAT&MAKANAN (BPOM) MAKASSAR | MAKASSAR | SULAWESI SELATAN | MAKASSAR | MAIN UNIT | CUSTOMER | - |  | 2 September 2019 |  | - |  | - |  | ACTIVE
VK2C18293 | 27560 | VITEK 2 COMPAC T60 | DIAGNOSTIC 1 | BIOMERIEUX, INC. | GN00000238 | RSUD M NATSIR SOLOK | PADANG | SUMATERA BARAT | SOLOK | MAIN UNIT | CUSTOMER | 15 November 2018 | FAJAR FAHMI - TSE | 15 November 2018 |  | 15 November 2018 | FAJAR FAHMI - TSE | - |  | ACTIVE
VK2C18432 | 27560 | VITEK 2 COMPAC T60 | DIAGNOSTIC 1 | BIOMERIEUX, INC. | GN00001102 | RSUD Cengkareng | JAKARTA-2 | DKI JAKARTA | JAKARTA BARAT | MAIN UNIT | CUSTOMER | 22 November 2018 | SAHID DERMAWAN - SPV TSE BARAT | 21 November 2018 |  | 22 November 2018 | SAHID DERMAWAN - SPV TSE BARAT | - |  | ACTIVE
VK2C18433 | 27560 | VITEK 2 COMPAC T60 | DIAGNOSTIC 1 | BIOMERIEUX, INC. | GN00001169 | RSUD MAJALENGKA | CIREBON | JAWA BARAT | MAJALENGKA | MAIN UNIT | CUSTOMER | 29 November 2018 | SUKMA WIJAYA - TSE | 29 November 2018 |  | 29 November 2018 | SUKMA WIJAYA - TSE | - |  | ACTIVE
VK2C18434 | 27560 | VITEK 2 COMPAC T60 | DIAGNOSTIC 1 | BIOMERIEUX, INC. | GN00000771 | RS KUSTA TADJUDDIN CHALID | MAKASSAR | SULAWESI SELATAN | MAKASSAR | MAIN UNIT | CUSTOMER | 22 March 2019 | PHILIP LAKRISNA - TSE | 22 March 2019 |  | 22 March 2019 | PHILIP LAKRISNA - TSE | - |  | ACTIVE
VK2C18435 | 27560 | VITEK 2 COMPAC T60 | DIAGNOSTIC 1 | BIOMERIEUX, INC. | GN00002160 | RSU HAJI SURABAYA | SURABAYA-1 | JAWA TIMUR | SURABAYA | MAIN UNIT | CUSTOMER | 27 February 2019 | AHMAD FATKHUDIN - TSE | 27 February 2019 |  | 27 February 2019 | AHMAD FATKHUDIN - TSE | - |  | ACTIVE
VK2C19183 | 27560 | VITEK 2 COMPAC T60 | DIAGNOSTIC 1 | BIOMERIEUX, INC. | GN00011642 | BALAI LABORATORIUM KESEHATAN DAERAH PROVINSI BENGKULU | BENGKULU | BENGKULU | BENGKULU | MAIN UNIT | CUSTOMER | 24 July 2019 | AGUS FAUZI | 10 April 2019 |  | 24 July 2019 | AGUS FAUZI | - |  | ACTIVE
VK2C19207 | 27560 | VITEK 2 COMPAC T60 | DIAGNOSTIC 1 | BIOMERIEUX, INC. | GN00000201 | RSUD ARIFIN ACHMAD - PEKANBARU | PEKAN BARU | RIAU | PEKANBARU | MAIN UNIT | CUSTOMER | 23 May 2019 | ABDI PUTRA - TSE | 23 May 2019 |  | 23 May 2019 | ABDI PUTRA - TSE | - |  | ACTIVE
VK2C19215 | 27515 | VITEK 2 COMPACT 15 | DIAGNOSTIC 1 | BIOMERIEUX, INC. | GN00001945 | LAB BIOTEST | BANDUNG | JAWA BARAT | BANDUNG | MAIN UNIT | CUSTOMER | 8 May 2019 | SAHID DERMAWAN - SPV TSE BARAT | 30 December 2020 | ARBIANSYAH - TSE | 8 May 2019 | SAHID DERMAWAN - SPV TSE BARAT | 30 December 2020 | ARBIANSYAH - TSE | ACTIVE
VK2C19230 | 27560 | VITEK 2 COMPAC T60 | DIAGNOSTIC 1 | BIOMERIEUX, INC. | GN00001334 | RSUD Sanjiwani Gianyar | DENPASAR | BALI |  | MAIN UNIT | CUSTOMER | 7 May 2019 | I KADEK - TSE | 7 May 2019 |  | 7 May 2019 | I KADEK - TSE | - |  | ACTIVE
VK2C19253 | 27560 | VITEK 2 COMPAC T60 | DIAGNOSTIC 1 | BIOMERIEUX, INC. | GN00000369 | RSUD.DR. DJASAMAN SARAGIH | PEMATANG SIANTAR | SUMATERA UTARA | PEMATANG SIANTAR | MAIN UNIT | CUSTOMER | 27 June 2019 | BARITA P-SIMAMORA - TSE | 27 June 2019 |  | 27 June 2019 | BARITA P-SIMAMORA - TSE | - |  | ACTIVE
VK2C19254 | 27560 | VITEK 2 COMPAC T60 | DIAGNOSTIC 1 | BIOMERIEUX, INC. | GN00001335 | RSUD WANGAYA | DENPASAR | BALI | DENPASAR | MAIN UNIT | CUSTOMER | 3 July 2019 | I KADEK - TSE | 3 July 2019 |  | 3 July 2019 | I KADEK - TSE | - |  | ACTIVE
VK2C19255 | 27560 | VITEK 2 COMPAC T60 | DIAGNOSTIC 1 | BIOMERIEUX, INC. | GN00006540 | RSUD DR FAUZIAH BIREUN | BANDA ACEH | ACEH | BIREUEN | MAIN UNIT | CUSTOMER | 10 April 2019 | TRIYONO - TSE AREA BARAT | 10 April 2019 |  | 10 April 2019 | TRIYONO - TSE AREA BARAT | - |  | ACTIVE
VK2C19465 | 27560 | VITEK 2 COMPAC T60 | DIAGNOSTIC 1 | BIOMERIEUX, INC. | GN00006721 | BALAI LABORATORIUM KESEHATAN | PALU | SULAWESI TENGAH | PALU | MAIN UNIT | CUSTOMER | 3 July 2019 | ANDI ISMAIL - SPV TSE TIMUR | 3 July 2019 |  | 3 July 2019 | ANDI ISMAIL - SPV TSE TIMUR | - |  | ACTIVE
VK2C19466 | 2756B | VC VITEK2 COMPACT 60-INDUSTRY | BIOSCIENCE | BIOMERIEUX, INC. | GN00002586 | PT BIOFARMA | BANDUNG | JAWA BARAT | BANDUNG | MAIN UNIT | CUSTOMER | 3 July 2019 | LEO LANANG SIGIT - TSE CP | 13 December 2021 | SUKMA WIJAYA - TSE | 3 July 2019 | LEO LANANG SIGIT - TSE CP | 13 December 2021 | SUKMA WIJAYA - TSE | ACTIVE
VK2C19467 | 27560 | VITEK 2 COMPAC T60 | DIAGNOSTIC 1 | BIOMERIEUX, INC. | GN00000403 | RSUD DELI SERDANG | MEDAN | SUMATERA UTARA | LUBUK PAKAM | MAIN UNIT | CUSTOMER | - |  | 30 January 2021 | BARITA P-SIMAMORA - TSE | - |  | 30 January 2021 | BARITA P-SIMAMORA - TSE | ACTIVE
VK2C19468 | 27560 | VITEK 2 COMPAC T60 | DIAGNOSTIC 1 | BIOMERIEUX, INC. | GN00001121 | RSUD BANJAR | TASIKMALAYA | JAWA BARAT | BANJAR | MAIN UNIT | CUSTOMER | - |  | 4 July 2019 |  | - |  | - |  | ACTIVE
VK2C19588 | 27560 | VITEK 2 COMPAC T60 | DIAGNOSTIC 1 | BIOMERIEUX, INC. | GN00000276 | RSUD PARIAMAN | PADANG | SUMATERA BARAT | PARIAMAN | MAIN UNIT | CUSTOMER | - |  | 31 July 2019 |  | - |  | - |  | ACTIVE
VK2C19589 | 27560 | VITEK 2 COMPAC T60 | DIAGNOSTIC 1 | BIOMERIEUX, INC. | GN00006018 | RSUD GUNUNGJATI | CIREBON | JAWA BARAT | CIREBON | MAIN UNIT | CUSTOMER | 31 July 2019 | SUKMA WIJAYA - TSE | 31 July 2019 |  | 31 July 2019 | SUKMA WIJAYA - TSE | - |  | ACTIVE
VK2C19590 | 27560 | VITEK 2 COMPAC T60 | DIAGNOSTIC 1 | BIOMERIEUX, INC. | GN00001340 | RSUD DR. H. SLAMET MARTODIRDJO | SURABAYA-1 | JAWA TIMUR | PAMEKASAN | MAIN UNIT | CUSTOMER | - |  | 12 July 2019 |  | - |  | - |  | ACTIVE
VK2C19591 | 27560 | VITEK 2 COMPAC T60 | DIAGNOSTIC 1 | BIOMERIEUX, INC. | GN00008121 | RSUD H.A. SULTAN DAENG RAJA | MAKASSAR | SULAWESI SELATAN | MAKASSAR | MAIN UNIT | CUSTOMER | 17 September 2019 | ABU ABDILLAH - TSE | 17 September 2019 |  | 17 September 2019 | ABU ABDILLAH - TSE | - |  | ACTIVE
VK2C19626 | 27560 | VITEK 2 COMPAC T60 | DIAGNOSTIC 1 | BIOMERIEUX, INC. | GN00002806 | RS PUSAT OTAK NASIONAL | JAKARTA-1 | DKI JAKARTA | JAKARTA TIMUR | MAIN UNIT | CUSTOMER | - |  | 11 May 2021 | NICO HERMAWAN - TSE CP | - |  | 11 May 2021 | NICO HERMAWAN - TSE CP | ACTIVE
VK2C19747 | 27560 | VITEK 2 COMPAC T60 | DIAGNOSTIC 1 | BIOMERIEUX, INC. | GN00002996 | RSUD KOTA DEPOK | PEJATEN | JAWA BARAT | DEPOK | MAIN UNIT | CUSTOMER | 19 September 2019 | SAHID DERMAWAN - SPV TSE BARAT | 30 August 2019 |  | 19 September 2019 | SAHID DERMAWAN - SPV TSE BARAT | - |  | ACTIVE
VK2C19748 | 27560 | VITEK 2 COMPAC T60 | DIAGNOSTIC 1 | BIOMERIEUX, INC. | GN00001064 | RSUD R SYAMSUDIN SH | BOGOR | JAWA BARAT | SUKABUMI | MAIN UNIT | CUSTOMER | - |  | 29 August 2019 |  | - |  | - |  | ACTIVE
VK2C19764 | 27560 | VITEK 2 COMPAC T60 | DIAGNOSTIC 1 | BIOMERIEUX, INC. | GN00011868 | RSUD WAMENA - JAYAWIJAYA | JAYAPURA | PAPUA | JAYAPURA | MAIN UNIT | CUSTOMER | 28 October 2019 | AUGESTA NANDA PRADANA - TSE | 28 October 2019 |  | 28 October 2019 | AUGESTA NANDA PRADANA - TSE | - |  | ACTIVE
VK2C19765 | 27560 | VITEK 2 COMPAC T60 | DIAGNOSTIC 1 | BIOMERIEUX, INC. | GN00000924 | RS ADVENT BANDUNG | BANDUNG | JAWA BARAT | BANDUNG | MAIN UNIT | EMP | 4 May 2020 | SUKMA WIJAYA - TSE | 2 November 2019 |  | 4 May 2020 | SUKMA WIJAYA - TSE | - |  | ACTIVE
VK2C19766 | 27560 | VITEK 2 COMPAC T60 | DIAGNOSTIC 1 | BIOMERIEUX, INC. | GN00000009 | RSU DR CIPTO MANGUNKUSUMO | JAKARTA-1 | DKI JAKARTA | JAKARTA PUSAT | MAIN UNIT | EMP | 23 December 2019 | SAHID DERMAWAN - SPV TSE BARAT | 28 November 2019 |  | 23 December 2019 | SAHID DERMAWAN - SPV TSE BARAT | - |  | ACTIVE
VK2C19858 | 27560 | VITEK 2 COMPAC T60 | DIAGNOSTIC 1 | BIOMERIEUX, INC. | GN00002680 | BALAI BESAR LABKES. SURABAYA | SURABAYA-2 | JAWA TIMUR | SURABAYA | MAIN UNIT | CUSTOMER | 12 December 2019 | GANDHI YANRANGGA | 12 December 2019 |  | 12 December 2019 | GANDHI YANRANGGA | - |  | ACTIVE
VK2C19859 | 27560 | VITEK 2 COMPAC T60 | DIAGNOSTIC 1 | BIOMERIEUX, INC. | GN00000673 | RSUD DR KANUDJOSO DJATIWIBOWO - BALIKPAPAN | BALIKPAPAN | KALIMANTAN TIMUR | BALIKPAPAN | MAIN UNIT | CUSTOMER | 9 September 2019 | LEO LANANG SIGIT - TSE CP | 31 July 2020 | SARWANDI - TSE | 9 September 2019 | LEO LANANG SIGIT - TSE CP | 31 July 2020 | SARWANDI - TSE | ACTIVE
VK2C19860 | 27560 | VITEK 2 COMPAC T60 | DIAGNOSTIC 1 | BIOMERIEUX, INC. | GN00006321 | RS PREMIER JATINEGARA | JAKARTA-1 | DKI JAKARTA | JAKARTA TIMUR | MAIN UNIT | EMP | - |  | 17 March 2021 | ARDI HERMAWAN - TSE CP | - |  | 17 March 2021 | ARDI HERMAWAN - TSE CP | ACTIVE
VK2C19861 | 27560 | VITEK 2 COMPAC T60 | DIAGNOSTIC 1 | BIOMERIEUX, INC. | GN00002341 | RS MURNI TEGUH MEMORIAL HOSPITAL ( PT. MURNI SADAR ) | MEDAN | SUMATERA UTARA | MEDAN | MAIN UNIT | EMP | 9 September 2019 | LEO LANANG SIGIT - TSE CP | 23 August 2025 | BARITA P-SIMAMORA - TSE | 9 September 2019 | LEO LANANG SIGIT - TSE CP | 11 September 2025 | SAHID DERMAWAN - SPV TSE BARAT | ACTIVE
VK2C19862 | 27560 | VITEK 2 COMPAC T60 | DIAGNOSTIC 1 | BIOMERIEUX, INC. | GN00002199 | RS PHC SURABAYA | SURABAYA-1 | JAWA TIMUR | SURABAYA | MAIN UNIT | CUSTOMER | - |  | 9 April 2021 | MIKKI FAHRIZI - TSE | - |  | 9 April 2021 | MIKKI FAHRIZI - TSE | ACTIVE
VK2C19971 | 27560 | VITEK 2 COMPAC T60 | DIAGNOSTIC 1 | BIOMERIEUX, INC. | GN00000925 | RS AL ISLAM BANDUNG | BANDUNG | JAWA BARAT | BANDUNG | MAIN UNIT | EMP | - |  | 7 February 2022 | SUKMA WIJAYA - TSE | 5 May 2021 | LEO LANANG SIGIT - TSE CP | 7 February 2022 | SUKMA WIJAYA - TSE | ACTIVE
VK2C19972 | 27560 | VITEK 2 COMPAC T60 | DIAGNOSTIC 1 | BIOMERIEUX, INC. | GN00011301 | RUMAH SAKIT PARU PAMEKASAN | SURABAYA-2 | JAWA TIMUR | SURABAYA | MAIN UNIT | CUSTOMER | - |  | 29 August 2021 | PHILIP LAKRISNA - TSE | 4 August 2021 | LEO LANANG SIGIT - TSE CP | 29 August 2021 | PHILIP LAKRISNA - TSE | ACTIVE
VK2C19974 | 27560 | VITEK 2 COMPAC T60 | DIAGNOSTIC 1 | BIOMERIEUX, INC. | GN00001823 | RSUD Dr. SAIFUL ANWAR PROV JAWA TIMUR | MALANG | JAWA TIMUR | MALANG | MAIN UNIT | EMP | 3 August 2020 | LEO LANANG SIGIT - TSE CP | 16 September 2020 | AHMAD FATKHUDIN - TSE | 3 August 2020 | LEO LANANG SIGIT - TSE CP | 16 September 2020 | AHMAD FATKHUDIN - TSE | ACTIVE
VK2C20059 | 2756B | VC VITEK2 COMPACT 60-INDUSTRY | BIOSCIENCE | BIOMERIEUX, INC. | GN00003153 | BALAI BESAR VETERINER MAROS | MAKASSAR | SULAWESI SELATAN | MAROS | MAIN UNIT | CUSTOMER | 4 February 2020 | AUGESTA NANDA PRADANA - TSE | 4 February 2020 |  | 4 February 2020 | AUGESTA NANDA PRADANA - TSE | - |  | ACTIVE
VK2C20753 | 2756B | VC VITEK2 COMPACT 60-INDUSTRY | BIOSCIENCE | BIOMERIEUX, INC. | GN00007645 | PT TAKEDA INDONESIA | BEKASI | JAWA BARAT | BEKASI | MAIN UNIT | CUSTOMER | 12 June 2020 | LEO LANANG SIGIT - TSE CP | 17 February 2022 | GATOT SURYA ADIPUTRA - TSE | 12 June 2020 | LEO LANANG SIGIT - TSE CP | 17 February 2022 | GATOT SURYA ADIPUTRA - TSE | ACTIVE
VK2C21330 | 27515 | VITEK 2 COMPACT 15 | DIAGNOSTIC 1 | BIOMERIEUX, INC. | GN00000954 | RSIA HERMINA PASTEUR | BANDUNG | JAWA BARAT | BANDUNG | MAIN UNIT | CUSTOMER | 26 January 2022 | ARBIANSYAH - TSE | 14 June 2021 | ARBIANSYAH - TSE | 7 May 2021 | LEO LANANG SIGIT - TSE CP | 26 January 2022 | ARBIANSYAH - TSE | ACTIVE
VK2C21332 | 27515 | VITEK 2 COMPACT 15 | DIAGNOSTIC 1 | BIOMERIEUX, INC. | GN00011871 | RSUD ASMAT | JAYAPURA | PAPUA | JAYAPURA | MAIN UNIT | CUSTOMER | 28 June 2022 | LEO LANANG SIGIT - TSE CP | 5 November 2021 | MIKKI FAHRIZI - TSE | 7 May 2021 | LEO LANANG SIGIT - TSE CP | 28 June 2022 | LEO LANANG SIGIT - TSE CP | ACTIVE
VK2C21334 | 47B50 | VITEK 2 COMPACT 15 | BIOSCIENCE | BIOMERIEUX, INC. | GN00001778 | BADAN PENGAWAS OBAT&MAKANAN (BPOM) BANDUNG | BANDUNG | JAWA BARAT | BANDUNG | MAIN UNIT | CUSTOMER | - |  | 22 June 2023 | SUKMA WIJAYA - TSE | 7 May 2021 | LEO LANANG SIGIT - TSE CP | 20 October 2023 | SAHID DERMAWAN - SPV TSE BARAT | ACTIVE
VK2C21336 | 27515 | VITEK 2 COMPACT 15 | DIAGNOSTIC 1 | BIOMERIEUX, INC. | GN00000963 | RSUD BAYU ASIH | BANDUNG | JAWA BARAT | PURWAKARTA | MAIN UNIT | CUSTOMER | 26 January 2022 | ARBIANSYAH - TSE | 29 September 2021 | ARBIANSYAH - TSE | 7 May 2021 | LEO LANANG SIGIT - TSE CP | 26 January 2022 | ARBIANSYAH - TSE | ACTIVE
VK2C21347 | 27560 | VITEK 2 COMPAC T60 | DIAGNOSTIC 1 | BIOMERIEUX, INC. | GN00001125 | RSUD PAMEUNGPEUK GRT SELATAN | TASIKMALAYA | JAWA BARAT | GARUT | MAIN UNIT | CUSTOMER | - |  | 29 October 2021 | SUKMA WIJAYA - TSE | 10 June 2021 | LEO LANANG SIGIT - TSE CP | 29 October 2021 | SUKMA WIJAYA - TSE | ACTIVE
VK2C21350 | 27560 | VITEK 2 COMPAC T60 | DIAGNOSTIC 1 | BIOMERIEUX, INC. | GN00007060 | RSUD MEURAXA | BANDA ACEH | ACEH | BANDA ACEH | MAIN UNIT | CUSTOMER | - |  | 29 November 2021 |  | 10 June 2021 | LEO LANANG SIGIT - TSE CP | 24 January 2024 | SAHID DERMAWAN - SPV TSE BARAT | ACTIVE
VK2C21352 | 27560 | VITEK 2 COMPAC T60 | DIAGNOSTIC 1 | BIOMERIEUX, INC. | GN00004163 | PT DIAGNOS LABORATORIUM UTAMA | PEJATEN | JAWA BARAT | DEPOK | MAIN UNIT | EMP | - |  | 22 June 2021 |  | 7 May 2021 | LEO LANANG SIGIT - TSE CP | 26 January 2024 | SAHID DERMAWAN - SPV TSE BARAT | ACTIVE
VK2C21757 | 27560 | VITEK 2 COMPAC T60 | DIAGNOSTIC 1 | BIOMERIEUX, INC. | GN21110012 | RS. Mayapada, Surabaya | SURABAYA-1 | JAWA TIMUR | SURABAYA | MAIN UNIT | CUSTOMER | - |  | 23 March 2022 | MIKKI FAHRIZI - TSE | 10 June 2021 | LEO LANANG SIGIT - TSE CP | 23 March 2022 | MIKKI FAHRIZI - TSE | ACTIVE
VK2C21759 | 27560 | VITEK 2 COMPAC T60 | DIAGNOSTIC 1 | BIOMERIEUX, INC. | GN00000649 | RSUD BALANGAN | BANJARMASIN | KALIMANTAN SELATAN | BALANGAN | MAIN UNIT | CUSTOMER | - |  | 31 August 2021 | SARWANDI - TSE | 10 June 2021 | LEO LANANG SIGIT - TSE CP | 31 August 2021 | SARWANDI - TSE | ACTIVE
VK2C21820 | 47B50 | VITEK 2 COMPACT 15 | BIOSCIENCE | BIOMERIEUX, INC. | GN00003383 | Balai Laboratorium Kesehatan Ambon | MAKASSAR | MALUKU |  | MAIN UNIT | CUSTOMER | - |  | 14 January 2021 | AUGESTA NANDA PRADANA - TSE | 31 December 2020 | LEO LANANG SIGIT - TSE CP | 14 January 2021 | AUGESTA NANDA PRADANA - TSE | ACTIVE
VK2C21833 | 27515 | VITEK 2 COMPACT 15 | DIAGNOSTIC 1 | BIOMERIEUX, INC. | GN00002788 | LAB BIOTEST MENTENG | JAKARTA-1 | DKI JAKARTA | JAKARTA PUSAT | MAIN UNIT | CUSTOMER | 20 January 2022 | ARDI HERMAWAN - TSE CP | 22 April 2021 | ARDI HERMAWAN - TSE CP | 31 December 2020 | LEO LANANG SIGIT - TSE CP | 20 January 2022 | ARDI HERMAWAN - TSE CP | ACTIVE
VK2C22042 | 27560 | VITEK 2 COMPAC T60 | DIAGNOSTIC 1 | BIOMERIEUX, INC. | GN00002295 | RSAL DR RAMELAN | SURABAYA-1 | JAWA TIMUR |  | MAIN UNIT | EMP | - |  | 3 February 2022 | MIKKI FAHRIZI - TSE | 7 August 2021 | LEO LANANG SIGIT - TSE CP | 3 February 2022 | MIKKI FAHRIZI - TSE | ACTIVE
VK2C22043 | 27560 | VITEK 2 COMPAC T60 | DIAGNOSTIC 1 | BIOMERIEUX, INC. | GN00001086 | RS JANTUNG HARAPAN KITA | JAKARTA-2 | DKI JAKARTA | JAKARTA BARAT | MAIN UNIT | EMP | - |  | 25 September 2021 |  | 7 August 2021 | LEO LANANG SIGIT - TSE CP | 23 January 2025 | SAHID DERMAWAN - SPV TSE BARAT | ACTIVE
VK2C22044 | 27560 | VITEK 2 COMPAC T60 | DIAGNOSTIC 1 | BIOMERIEUX, INC. | GN00004954 | RS. A.WAHAB SYAHRANI | SAMARINDA | KALIMANTAN TIMUR | SAMARINDA | MAIN UNIT | EMP | - |  | 28 February 2022 | SARWANDI - TSE | 7 August 2021 | LEO LANANG SIGIT - TSE CP | 28 February 2022 | SARWANDI - TSE | ACTIVE
VK2C22046 | 27560 | VITEK 2 COMPAC T60 | DIAGNOSTIC 1 | BIOMERIEUX, INC. | GN00002685 | KLINIK UTAMA KEDUNGDORO | SURABAYA-2 | JAWA TIMUR | SURABAYA | MAIN UNIT | CUSTOMER | - |  | 8 April 2022 | MIKKI FAHRIZI - TSE | 7 August 2021 | LEO LANANG SIGIT - TSE CP | 8 April 2022 | MIKKI FAHRIZI - TSE | ACTIVE
VK2C22092 | 27560 | VITEK 2 COMPAC T60 | DIAGNOSTIC 1 | BIOMERIEUX, INC. | GN23040019 | RS MAYAPADA BANDUNG | BANDUNG | JAWA BARAT | BANDUNG | MAIN UNIT | CUSTOMER | - |  | 13 February 2023 |  | 7 August 2021 | LEO LANANG SIGIT - TSE CP | 17 January 2025 | SAHID DERMAWAN - SPV TSE BARAT | ACTIVE
VK2C22162 | 47B50 | VITEK 2 COMPACT 15 | BIOSCIENCE | BIOMERIEUX, INC. | GN22020007 | PT SASAINTI MINSEL | MANADO | SULAWESI UTARA | MANADO | MAIN UNIT | CUSTOMER | - |  | 21 February 2022 | RAFLY A CHALID - TSE | 7 August 2021 | LEO LANANG SIGIT - TSE CP | 21 February 2022 | RAFLY A CHALID - TSE | ACTIVE
VK2C22495 | 27560 | VITEK 2 COMPAC T60 | DIAGNOSTIC 1 | BIOMERIEUX, INC. | GN00002986 | RDC PUSAT - RAWAGELAM | PUSAT | DKI JAKARTA | JAKARTA TIMUR | MAIN UNIT | EMP | - |  | - |  | 7 March 2025 | LEO LANANG SIGIT - TSE CP | - |  | ACTIVE
VK2C22527 | 27515 | VITEK 2 COMPACT 15 | DIAGNOSTIC 1 | BIOMERIEUX, INC. | GN19040011 | RSUD SITI FATIMAH | PALEMBANG | SUMATERA SELATAN | PALEMBANG | MAIN UNIT | CUSTOMER | - |  | 1 December 2021 | ABDI PUTRA - TSE | 8 October 2021 | LEO LANANG SIGIT - TSE CP | 1 December 2021 | ABDI PUTRA - TSE | ACTIVE
VK2C22603 | 27515 | VITEK 2 COMPACT 15 | DIAGNOSTIC 1 | BIOMERIEUX, INC. | GN00011810 | LAB ABC | JAKARTA-2 | DKI JAKARTA | JAKARTA BARAT | MAIN UNIT | CUSTOMER | - |  | 30 March 2022 | MUHAMMAD FAJAR - TSE | 8 October 2021 | LEO LANANG SIGIT - TSE CP | 30 March 2022 | MUHAMMAD FAJAR - TSE | ACTIVE
VK2C22664 | 27560 | VITEK 2 COMPAC T60 | DIAGNOSTIC 1 | BIOMERIEUX, INC. | GN00002986 | RDC PUSAT - RAWAGELAM | PUSAT | DKI JAKARTA | JAKARTA TIMUR | MAIN UNIT | EMP | - |  | - |  | 7 March 2025 | LEO LANANG SIGIT - TSE CP | - |  | ACTIVE
VK2C22665 | 27560 | VITEK 2 COMPAC T60 | DIAGNOSTIC 1 | BIOMERIEUX, INC. | GN00002986 | RDC PUSAT - RAWAGELAM | PUSAT | DKI JAKARTA | JAKARTA TIMUR | MAIN UNIT | EMP | - |  | - |  | 7 March 2025 | LEO LANANG SIGIT - TSE CP | - |  | ACTIVE
VK2C22666 | 27560 | VITEK 2 COMPAC T60 | DIAGNOSTIC 1 | BIOMERIEUX, INC. | GN00002986 | RDC PUSAT - RAWAGELAM | PUSAT | DKI JAKARTA | JAKARTA TIMUR | MAIN UNIT | EMP | - |  | - |  | 7 March 2025 | LEO LANANG SIGIT - TSE CP | - |  | ACTIVE
VK2C22701 | 27560 | VITEK 2 COMPAC T60 | DIAGNOSTIC 1 | BIOMERIEUX, INC. | GN00002986 | RDC PUSAT - RAWAGELAM | PUSAT | DKI JAKARTA | JAKARTA TIMUR | MAIN UNIT | EMP | - |  | - |  | 7 March 2025 | LEO LANANG SIGIT - TSE CP | - |  | ACTIVE
VK2C22991 | 47B50 | VITEK 2 COMPACT 15 | BIOSCIENCE | BIOMERIEUX, INC. | GN00007129 | MIKROBIOLOGI BPOM SEMARANG | SEMARANG | JAWA TENGAH | SEMARANG | MAIN UNIT | CUSTOMER | - |  | 1 April 2022 |  | 8 April 2022 | LEO LANANG SIGIT - TSE CP | 5 December 2023 | ANDI ISMAIL - SPV TSE TIMUR | ACTIVE
VK2C23035 | 2756B | VC VITEK2 COMPACT 60-INDUSTRY | BIOSCIENCE | BIOMERIEUX, INC. | GN00009710 | BALAI BESAR TEKNIK KESEHATAN LINGKUNGAN | YOGYAKARTA | YOGYAKARTA | YOGYAKARTA | MAIN UNIT | CUSTOMER | - |  | 29 July 2022 | DIAN FEBRIYANA - TSE | 20 January 2022 | LEO LANANG SIGIT - TSE CP | 29 July 2022 | DIAN FEBRIYANA - TSE | ACTIVE
VK2C23138 | 47B50 | VITEK 2 COMPACT 15 | BIOSCIENCE | BIOMERIEUX, INC. | GN00001936 | POLTEKKES YOGYAKARTA | YOGYAKARTA | YOGYAKARTA | YOGYAKARTA | MAIN UNIT | CUSTOMER | - |  | 5 June 2022 | HARI UDI RAHARJO - TSE | 15 May 2022 | LEO LANANG SIGIT - TSE CP | 5 June 2022 | HARI UDI RAHARJO - TSE | ACTIVE
VK2C23141 | 47B50 | VITEK 2 COMPACT 15 | BIOSCIENCE | BIOMERIEUX, INC. | GN00010531 | PT. DAEWOONG INFION | MALANG | JAWA TIMUR | MALANG | MAIN UNIT | CUSTOMER | - |  | 1 December 2021 |  | 15 May 2022 | LEO LANANG SIGIT - TSE CP | 25 April 2025 | ANDI ISMAIL - SPV TSE TIMUR | ACTIVE
VK2C23192 | 27515 | VITEK 2 COMPACT 15 | DIAGNOSTIC 1 | BIOMERIEUX, INC. | GN00002689 | LAB BIOTEST SURABAYA | SURABAYA-2 | JAWA TIMUR | SURABAYA | MAIN UNIT | CUSTOMER | - |  | 1 October 2022 |  | 15 June 2022 | LEO LANANG SIGIT - TSE CP | 5 December 2023 | ANDI ISMAIL - SPV TSE TIMUR | ACTIVE
VK2C23213 | 27515 | VITEK 2 COMPACT 15 | DIAGNOSTIC 1 | BIOMERIEUX, INC. | GN20010141 | RS Umum Bali Jimbaran | DENPASAR | BALI | DENPASAR | MAIN UNIT | CUSTOMER | - |  | 21 September 2022 | I KADEK - TSE | 15 June 2022 | LEO LANANG SIGIT - TSE CP | 21 September 2022 | I KADEK - TSE | ACTIVE
VK2C23217 | 27515 | VITEK 2 COMPACT 15 | DIAGNOSTIC 1 | BIOMERIEUX, INC. | GN21060007 | EKA HOSPITAL CIBUBUR | DEPOK | JAWA BARAT | DEPOK | MAIN UNIT | CUSTOMER | - |  | 12 July 2022 | MUHAMMAD FAJAR - TSE | 15 June 2022 | LEO LANANG SIGIT - TSE CP | 12 July 2022 | MUHAMMAD FAJAR - TSE | ACTIVE
VK2C23411 | 47B50 | VITEK 2 COMPACT 15 | BIOSCIENCE | BIOMERIEUX, INC. | GN00002986 | RDC PUSAT - RAWAGELAM | PUSAT | DKI JAKARTA | JAKARTA TIMUR | MAIN UNIT | EMP | - |  | - |  | 28 June 2022 | LEO LANANG SIGIT - TSE CP | - |  | ACTIVE
VK2C23429 | 27530 | Vitek 2 Compact 30 | DIAGNOSTIC 1 | BIOMERIEUX, INC. | GN00001783 | RS PKU Muhammadiyah Surakarta | SOLO | JAWA TENGAH | SURAKARTA | MAIN UNIT | CUSTOMER | - |  | 7 March 2023 |  | 21 July 2022 | LEO LANANG SIGIT - TSE CP | 18 October 2023 | ANDI ISMAIL - SPV TSE TIMUR | ACTIVE
VK2C23436 | 47B50 | VITEK 2 COMPACT 15 | BIOSCIENCE | BIOMERIEUX, INC. | GN00003975 | PT INTERBAT | SURABAYA-2 | JAWA TIMUR | SIDOARJO | MAIN UNIT | CUSTOMER | - |  | 27 October 2022 |  | 28 June 2022 | LEO LANANG SIGIT - TSE CP | 24 March 2025 | ANDI ISMAIL - SPV TSE TIMUR | ACTIVE
VK2C23534 | 27530 | Vitek 2 Compact 30 | DIAGNOSTIC 1 | BIOMERIEUX, INC. | GN00002335 | LAB THAMRIN S.BATANGHARI | MEDAN | SUMATERA UTARA | MEDAN | MAIN UNIT | EMP | - |  | 1 December 2022 |  | 21 July 2022 | LEO LANANG SIGIT - TSE CP | 27 March 2025 | SAHID DERMAWAN - SPV TSE BARAT | ACTIVE
VK2C23552 | 27560 | VITEK 2 COMPAC T60 | DIAGNOSTIC 1 | BIOMERIEUX, INC. | GN00002798 | LAB PRODIA PUSAT RUJUKAN NASIONAL (PRN) | JAKARTA-1 | DKI JAKARTA | JAKARTA PUSAT | MAIN UNIT | EMP | - |  | 12 August 2022 |  | 21 July 2022 | LEO LANANG SIGIT - TSE CP | 26 January 2024 | SAHID DERMAWAN - SPV TSE BARAT | ACTIVE
VK2C23553 | 27560 | VITEK 2 COMPAC T60 | DIAGNOSTIC 1 | BIOMERIEUX, INC. | GN00002178 | RSUD DR SOETOMO SURABAYA | SURABAYA-1 | JAWA TIMUR | SURABAYA | MAIN UNIT | EMP | - |  | 14 September 2023 | MIKKI FAHRIZI - TSE | 21 July 2022 | LEO LANANG SIGIT - TSE CP | 14 September 2023 | MIKKI FAHRIZI - TSE | ACTIVE
VK2C23562 | 27530 | Vitek 2 Compact 30 | DIAGNOSTIC 1 | BIOMERIEUX, INC. | GN00002121 | RS Premier Surabaya (PT AFFINITY HEALTH INDONESIA) | SURABAYA-1 | JAWA TIMUR |  | MAIN UNIT | CUSTOMER | - |  | 22 May 2023 |  | 5 March 2025 | LEO LANANG SIGIT - TSE CP | 6 March 2025 | ANDI ISMAIL - SPV TSE TIMUR | ACTIVE
VK2C23563 | 27530 | Vitek 2 Compact 30 | DIAGNOSTIC 1 | BIOMERIEUX, INC. | GN00000125 | RS CHARITAS PALEMBANG | PALEMBANG | SUMATERA SELATAN | PALEMBANG | MAIN UNIT | EMP | - |  | 5 August 2024 |  | 21 July 2022 | LEO LANANG SIGIT - TSE CP | 26 August 2024 | SAHID DERMAWAN - SPV TSE BARAT | ACTIVE
VK2C23572 | 27515 | VITEK 2 COMPACT 15 | DIAGNOSTIC 1 | BIOMERIEUX, INC. | GN22080018 | PT GENOMIK SOLIDARITAS INDONESIA | PEJATEN | DKI JAKARTA | JAKARTA TIMUR | MAIN UNIT | EMP | - |  | 22 August 2022 |  | 12 July 2022 | LEO LANANG SIGIT - TSE CP | 26 January 2024 | SAHID DERMAWAN - SPV TSE BARAT | ACTIVE
VK2C23573 | 47B50 | VITEK 2 COMPACT 15 | BIOSCIENCE | BIOMERIEUX, INC. | GN00004908 | PT DEXA MEDICA | PALEMBANG | SUMATERA SELATAN | PALEMBANG | MAIN UNIT | CUSTOMER | - |  | 23 January 2023 |  | 12 July 2022 | LEO LANANG SIGIT - TSE CP | 20 October 2023 | SAHID DERMAWAN - SPV TSE BARAT | ACTIVE
VK2C23594 | 27515 | VITEK 2 COMPACT 15 | DIAGNOSTIC 1 | BIOMERIEUX, INC. | GN00001665 | RSUD ABDUL MADJID BATOE | JAMBI | JAMBI | JAMBI | MAIN UNIT | CUSTOMER | - |  | 13 September 2023 | ABDI PUTRA - TSE | 5 August 2022 | LEO LANANG SIGIT - TSE CP | 13 September 2023 | ABDI PUTRA - TSE | ACTIVE
VK2C23595 | 27515 | VITEK 2 COMPACT 15 | DIAGNOSTIC 1 | BIOMERIEUX, INC. | GN00003455 | LABKESDA PROPINSI JAMBI | JAMBI | JAMBI | JAMBI | MAIN UNIT | CUSTOMER | - |  | 5 July 2022 |  | 12 July 2022 | LEO LANANG SIGIT - TSE CP | 17 January 2025 | SAHID DERMAWAN - SPV TSE BARAT | ACTIVE
VK2C23631 | 27560 | VITEK 2 COMPAC T60 | DIAGNOSTIC 1 | BIOMERIEUX, INC. | GN23090012 | LAB UI MEDIKA | JAKARTA-1 | DKI JAKARTA | JAKARTA TIMUR | MAIN UNIT | CUSTOMER | - |  | 10 August 2023 |  | 14 September 2022 | LEO LANANG SIGIT - TSE CP | 21 January 2025 | SAHID DERMAWAN - SPV TSE BARAT | ACTIVE
VK2C23643 | 27515 | VITEK 2 COMPACT 15 | DIAGNOSTIC 1 | BIOMERIEUX, INC. | GN00003187 | RS UMMI | BOGOR | JAWA BARAT | BOGOR | MAIN UNIT | EMP | - |  | 3 January 2023 |  | 5 August 2022 | LEO LANANG SIGIT - TSE CP | 20 October 2023 | SAHID DERMAWAN - SPV TSE BARAT | ACTIVE
VK2C23646 | 27515 | VITEK 2 COMPACT 15 | DIAGNOSTIC 1 | BIOMERIEUX, INC. | GN17030031 | RSIA HERMINA ARCAMANIK | BANDUNG-2 | JAWA BARAT | BANDUNG | MAIN UNIT | EMP | - |  | 30 January 2023 | ARBIANSYAH - TSE | 5 August 2022 | LEO LANANG SIGIT - TSE CP | 20 October 2023 | SAHID DERMAWAN - SPV TSE BARAT | ACTIVE
VK2C23668 | 27560 | VITEK 2 COMPAC T60 | DIAGNOSTIC 1 | BIOMERIEUX, INC. | GN00002986 | RDC PUSAT - RAWAGELAM | PUSAT | DKI JAKARTA | JAKARTA TIMUR | MAIN UNIT | EMP | - |  | - |  | 14 September 2022 | LEO LANANG SIGIT - TSE CP | - |  | ACTIVE
VK2C23679 | 27515 | VITEK 2 COMPACT 15 | DIAGNOSTIC 1 | BIOMERIEUX, INC. | GN00000059 | RS URIP SUMOHARJO | BANDAR LAMPUNG | LAMPUNG | BANDAR LAMPUNG | MAIN UNIT | CUSTOMER | - |  | 7 July 2023 |  | 5 August 2022 | LEO LANANG SIGIT - TSE CP | 25 January 2024 | SAHID DERMAWAN - SPV TSE BARAT | ACTIVE
VK2C23704 | 27560 | VITEK 2 COMPAC T60 | DIAGNOSTIC 1 | BIOMERIEUX, INC. | GN00000945 | RS ST BORROMEUS | BANDUNG | JAWA BARAT | BANDUNG | MAIN UNIT | EMP | - |  | 13 September 2023 | SUKMA WIJAYA - TSE | 14 September 2022 | LEO LANANG SIGIT - TSE CP | 13 September 2023 | SUKMA WIJAYA - TSE | ACTIVE
VK2C23843 | 47B50 | VITEK 2 COMPACT 15 | BIOSCIENCE | BIOMERIEUX, INC. | GN00011252 | POLTEKES SURABAYA | SURABAYA-2 | JAWA TIMUR | SURABAYA | MAIN UNIT | CUSTOMER | - |  | 27 October 2022 |  | 14 September 2022 | LEO LANANG SIGIT - TSE CP | 24 March 2025 | ANDI ISMAIL - SPV TSE TIMUR | ACTIVE
VK2C23858 | 2756B | VC VITEK2 COMPACT 60-INDUSTRY | BIOSCIENCE | BIOMERIEUX, INC. | GN00002986 | RDC PUSAT - RAWAGELAM | PUSAT | DKI JAKARTA | JAKARTA TIMUR | MAIN UNIT | EMP | - |  | - |  | 14 September 2022 | LEO LANANG SIGIT - TSE CP | - |  | ACTIVE
VK2C23979 | 47B50 | VITEK 2 COMPACT 15 | BIOSCIENCE | BIOMERIEUX, INC. | GN00008133 | PT BERNOFARM | SURABAYA-2 | JAWA TIMUR | SURABAYA | MAIN UNIT | EMP | - |  | 13 February 2023 |  | 28 October 2022 | LEO LANANG SIGIT - TSE CP | 12 October 2023 | ANDI ISMAIL - SPV TSE TIMUR | ACTIVE
VK2C24054 | 47B50 | VITEK 2 COMPACT 15 | BIOSCIENCE | BIOMERIEUX, INC. | GN17030036 | PT TIRTA KENCANA CAHAYA MANDIRI | TANGERANG | BANTEN | TANGERANG | MAIN UNIT | CUSTOMER | - |  | 13 September 2023 | ARBIANSYAH - TSE | 28 October 2022 | LEO LANANG SIGIT - TSE CP | 13 September 2023 | ARBIANSYAH - TSE | ACTIVE
VK2C24065 | 47B50 | VITEK 2 COMPACT 15 | BIOSCIENCE | BIOMERIEUX, INC. | GN23090024 | PT ETANA BIOTECHNOLOGIES INDONESIA | JAKARTA-1 | DKI JAKARTA | JAKARTA TIMUR | MAIN UNIT | CUSTOMER | - |  | 22 June 2023 |  | 28 October 2022 | LEO LANANG SIGIT - TSE CP | 20 October 2023 | SAHID DERMAWAN - SPV TSE BARAT | ACTIVE
VK2C24097 | 27560 | VITEK 2 COMPAC T60 | DIAGNOSTIC 1 | BIOMERIEUX, INC. | GN00001471 | RSU DR MOEWARDI SURAKARTA | SOLO | JAWA TENGAH | SURAKARTA | MAIN UNIT | EMP | 6 December 2022 | LEO LANANG SIGIT - TSE CP | 20 March 2023 |  | 23 March 2023 |  | 16 October 2023 | ANDI ISMAIL - SPV TSE TIMUR | ACTIVE
VK2C24117 | 27515 | VITEK 2 COMPACT 15 | DIAGNOSTIC 1 | BIOMERIEUX, INC. | GN00000684 | RSUD KAB PENAJAM PASER UTARA- BALIKPAPAN | BALIKPAPAN | KALIMANTAN TIMUR | BALIKPAPAN | MAIN UNIT | CUSTOMER | 6 December 2022 | LEO LANANG SIGIT - TSE CP | 3 April 2018 |  | 23 March 2023 |  | 16 October 2023 | ANDI ISMAIL - SPV TSE TIMUR | ACTIVE
VK2C24121 | 47B50 | VITEK 2 COMPACT 15 | BIOSCIENCE | BIOMERIEUX, INC. | GN00004196 | PT ACTAVIS INDONESIA | PEJATEN | JAWA BARAT | DEPOK | MAIN UNIT | CUSTOMER | 9 November 2022 | ANTONIUS SAGITA - KALIBRASI | 9 September 2023 |  | 23 March 2023 |  | 10 October 2023 | SAHID DERMAWAN - SPV TSE BARAT | ACTIVE
VK2C24122 | 47B50 | VITEK 2 COMPACT 15 | BIOSCIENCE | BIOMERIEUX, INC. | GN22090019 | PT KIMIA FARMA TBK PLANT JAKARTA | JAKARTA-1 | DKI JAKARTA | JAKARTA TIMUR | MAIN UNIT | CUSTOMER | 9 November 2022 | ANTONIUS SAGITA - KALIBRASI | 7 August 2023 |  | 23 March 2023 |  | 10 October 2023 | SAHID DERMAWAN - SPV TSE BARAT | ACTIVE
VK2C24155 | 27515 | VITEK 2 COMPACT 15 | DIAGNOSTIC 1 | BIOMERIEUX, INC. | GN00002986 | RDC PUSAT - RAWAGELAM | PUSAT | DKI JAKARTA | JAKARTA TIMUR | MAIN UNIT | EMP | 6 December 2022 | LEO LANANG SIGIT - TSE CP | - |  | 23 March 2023 |  | - |  | ACTIVE
VK2C24157 | 27515 | VITEK 2 COMPACT 15 | DIAGNOSTIC 1 | BIOMERIEUX, INC. | GN23060001 | LAB KLINIK KIMIA FARMA BENHIL | JAKARTA-2 | DKI JAKARTA | JAKARTA PUSAT | MAIN UNIT | EMP | 6 December 2022 | LEO LANANG SIGIT - TSE CP | 31 May 2023 |  | 23 March 2023 |  | 20 October 2023 | SAHID DERMAWAN - SPV TSE BARAT | ACTIVE
VK2C24158 | 47B50 | VITEK 2 COMPACT 15 | BIOSCIENCE | BIOMERIEUX, INC. | GN00004682 | PT SANBE FARMA - TAMAN SARI | BANDUNG | JAWA BARAT | BANDUNG | MAIN UNIT | CUSTOMER | 6 December 2022 | LEO LANANG SIGIT - TSE CP | 7 July 2023 |  | 23 March 2023 |  | 17 January 2025 | SAHID DERMAWAN - SPV TSE BARAT | ACTIVE
VK2C24170 | 27515 | VITEK 2 COMPACT 15 | DIAGNOSTIC 1 | BIOMERIEUX, INC. | GN00001168 | RSUD Cideres | CIREBON | JAWA BARAT | MAJALENGKA | MAIN UNIT | CUSTOMER | 6 December 2022 | LEO LANANG SIGIT - TSE CP | 17 May 2023 |  | 23 March 2023 |  | 20 October 2023 | SAHID DERMAWAN - SPV TSE BARAT | ACTIVE
VK2C24175 | 27515 | VITEK 2 COMPACT 15 | DIAGNOSTIC 1 | BIOMERIEUX, INC. | GN23040029 | KLINIK KIMIA FARMA BENHIL | JAKARTA-2 | DKI JAKARTA | JAKARTA PUSAT | MAIN UNIT | EMP | - |  | 30 May 2023 |  | 26 July 2024 | LEO LANANG SIGIT - TSE CP | 26 August 2024 | SAHID DERMAWAN - SPV TSE BARAT | ACTIVE
VK2C24205 | 27560 | VITEK 2 COMPAC T60 | DIAGNOSTIC 1 | BIOMERIEUX, INC. | GN00001193 | RS KUSTA SITANALA | TANGERANG | BANTEN | TANGERANG | MAIN UNIT | CUSTOMER | 6 December 2022 | LEO LANANG SIGIT - TSE CP | 7 April 2023 | ADITIYA NOVANDRA - TSE | 23 March 2023 |  | 20 October 2023 | SAHID DERMAWAN - SPV TSE BARAT | ACTIVE
VK2C24207 | 27560 | VITEK 2 COMPAC T60 | DIAGNOSTIC 1 | BIOMERIEUX, INC. | GN18070008 | LABKESDA PROV SULBAR | MAKASSAR | SULAWESI SELATAN | MAKASSAR | MAIN UNIT | CUSTOMER | 6 December 2022 | LEO LANANG SIGIT - TSE CP | 29 May 2023 |  | 23 March 2023 |  | 14 October 2023 | ANDI ISMAIL - SPV TSE TIMUR | ACTIVE
VK2C24210 | 27560 | VITEK 2 COMPAC T60 | DIAGNOSTIC 1 | BIOMERIEUX, INC. | GN00002804 | LABKESDA DKI JAKARTA | JAKARTA-1 | DKI JAKARTA | JAKARTA PUSAT | MAIN UNIT | CUSTOMER | 6 December 2022 | LEO LANANG SIGIT - TSE CP | 4 May 2023 | ARDI HERMAWAN - TSE CP | 23 March 2023 |  | 20 October 2023 | SAHID DERMAWAN - SPV TSE BARAT | ACTIVE
VK2C24215 | 47B50 | VITEK 2 COMPACT 15 | BIOSCIENCE | BIOMERIEUX, INC. | GN00004682 | PT SANBE FARMA - TAMAN SARI | BANDUNG | JAWA BARAT | BANDUNG | MAIN UNIT | CUSTOMER | 6 December 2022 | LEO LANANG SIGIT - TSE CP | 26 June 2023 |  | 23 March 2023 |  | 20 October 2023 | SAHID DERMAWAN - SPV TSE BARAT | ACTIVE
VK2C24221 | 27515 | VITEK 2 COMPACT 15 | DIAGNOSTIC 1 | BIOMERIEUX, INC. | GN00008512 | RS SILOAM ( PT SILOAM INTERNATIONAL HOSPITALS ) SIMATUPANG | JAKARTA-2 | DKI JAKARTA | JAKARTA SELATAN | MAIN UNIT | EMP | 6 December 2022 | LEO LANANG SIGIT - TSE CP | 2 August 2023 |  | 23 March 2023 |  | 16 October 2023 | SAHID DERMAWAN - SPV TSE BARAT | ACTIVE
VK2C24282 | 47B50 | VITEK 2 COMPACT 15 | BIOSCIENCE | BIOMERIEUX, INC. | GN00008082 | PT DARYA VARIA LABORATORIA TBK | BOGOR | JAWA BARAT | BOGOR | MAIN UNIT | CUSTOMER | - |  | 10 August 2023 |  | 16 March 2023 | LEO LANANG SIGIT - TSE CP | 16 October 2023 | SAHID DERMAWAN - SPV TSE BARAT | ACTIVE
VK2C24293 | 27515 | VITEK 2 COMPACT 15 | DIAGNOSTIC 1 | BIOMERIEUX, INC. | GN00002569 | PT. PRODIA WIDYAHUSADA ( LAB PRODIA - WASTU KENCANA ) | BANDUNG | JAWA BARAT | BANDUNG | MAIN UNIT | EMP | - |  | 21 February 2024 |  | 16 March 2023 | LEO LANANG SIGIT - TSE CP | 26 February 2024 | SAHID DERMAWAN - SPV TSE BARAT | ACTIVE
VK2C24344 | 27560 | VITEK 2 COMPAC T60 | DIAGNOSTIC 1 | BIOMERIEUX, INC. | GN00004589 | RSUP SARDJITO YOGYAKARTA | YOGYAKARTA | YOGYAKARTA | YOGYAKARTA | MAIN UNIT | CUSTOMER | - |  | 4 April 2023 |  | 16 March 2023 | LEO LANANG SIGIT - TSE CP | 12 October 2023 | ANDI ISMAIL - SPV TSE TIMUR | ACTIVE
VK2C24684 | 27560 | VITEK 2 COMPAC T60 | DIAGNOSTIC 1 | BIOMERIEUX, INC. | GN00001195 | RS MAYAPADA - TANGERANG | TANGERANG | BANTEN | TANGERANG | MAIN UNIT | CUSTOMER | - |  | 31 July 2023 |  | 10 May 2023 | LEO LANANG SIGIT - TSE CP | 19 October 2023 | SAHID DERMAWAN - SPV TSE BARAT | ACTIVE
VK2C24685 | 27560 | VITEK 2 COMPAC T60 | DIAGNOSTIC 1 | BIOMERIEUX, INC. | GN00004918 | RSUD PASAR REBO | JAKARTA-1 | DKI JAKARTA | JAKARTA TIMUR | MAIN UNIT | CUSTOMER | - |  | 28 June 2023 |  | 10 May 2023 | LEO LANANG SIGIT - TSE CP | 20 October 2023 | SAHID DERMAWAN - SPV TSE BARAT | ACTIVE
VK2C24709 | 27560 | VITEK 2 COMPAC T60 | DIAGNOSTIC 1 | BIOMERIEUX, INC. | GN00002231 | RS DR.M.HOSEIN | PALEMBANG | SUMATERA SELATAN | PALEMBANG | MAIN UNIT | EMP | - |  | 18 July 2023 |  | 10 May 2023 | LEO LANANG SIGIT - TSE CP | 19 October 2023 | SAHID DERMAWAN - SPV TSE BARAT | ACTIVE
VK2C24730 | 27560 | VITEK 2 COMPAC T60 | DIAGNOSTIC 1 | BIOMERIEUX, INC. | GN00001725 | RSUD PALANGKARAYA | BANJARMASIN | KALIMANTAN TENGAH | PALANGKA RAYA | MAIN UNIT | CUSTOMER | - |  | 10 January 2024 |  | 10 May 2023 | LEO LANANG SIGIT - TSE CP | 27 March 2025 | ANDI ISMAIL - SPV TSE TIMUR | ACTIVE
VK2C24828 | 27560 | VITEK 2 COMPAC T60 | DIAGNOSTIC 1 | BIOMERIEUX, INC. | GN00002987 | Balai laboratorium Kesehatan ( BLK ) Palembang | PALEMBANG | SUMATERA SELATAN | PALEMBANG | MAIN UNIT | CUSTOMER | - |  | 30 November 2023 |  | 10 May 2023 | LEO LANANG SIGIT - TSE CP | 30 November 2023 | SAHID DERMAWAN - SPV TSE BARAT | ACTIVE
VK2C24889 | 47B50 | VITEK 2 COMPACT 15 | BIOSCIENCE | BIOMERIEUX, INC. | GN00008611 | PT CENDO PRATAMA | BANDUNG | JAWA BARAT | BANDUNG | MAIN UNIT | CUSTOMER | - |  | 4 August 2023 |  | 15 June 2023 | LEO LANANG SIGIT - TSE CP | 21 January 2025 | SAHID DERMAWAN - SPV TSE BARAT | ACTIVE
VK2C24890 | 47B50 | VITEK 2 COMPACT 15 | BIOSCIENCE | BIOMERIEUX, INC. | GN00008069 | PT MEDIFARMA LABORATORIES INC | PEJATEN | JAWA BARAT | BOGOR | MAIN UNIT | CUSTOMER | - |  | 21 November 2023 |  | 15 June 2023 | LEO LANANG SIGIT - TSE CP | 6 December 2023 | SAHID DERMAWAN - SPV TSE BARAT | ACTIVE
VK2C24895 | 47B50 | VITEK 2 COMPACT 15 | BIOSCIENCE | BIOMERIEUX, INC. | GN00008082 | PT DARYA VARIA LABORATORIA TBK | BOGOR | JAWA BARAT | BOGOR | MAIN UNIT | CUSTOMER | - |  | 1 August 2023 |  | 15 June 2023 | LEO LANANG SIGIT - TSE CP | 21 January 2025 | SAHID DERMAWAN - SPV TSE BARAT | ACTIVE
VK2C24946 | 47B50 | VITEK 2 COMPACT 15 | BIOSCIENCE | BIOMERIEUX, INC. | GN24070004 | POLTEKKES KEMENKES KALIMANTAN TIMUR | SAMARINDA | KALIMANTAN TIMUR | SAMARINDA | MAIN UNIT | CUSTOMER | - |  | 29 September 2023 |  | 9 August 2023 | LEO LANANG SIGIT - TSE CP | 8 July 2024 | ANDI ISMAIL - SPV TSE TIMUR | ACTIVE
VK2C24949 | 47B50 | VITEK 2 COMPACT 15 | BIOSCIENCE | BIOMERIEUX, INC. | GN17100033 | PT PFIZER INDONESIA | BOGOR | JAWA BARAT | BOGOR | MAIN UNIT | CUSTOMER | - |  | 14 October 2024 |  | 9 August 2023 | LEO LANANG SIGIT - TSE CP | 5 November 2024 | SAHID DERMAWAN - SPV TSE BARAT | ACTIVE
VK2C24950 | 47B50 | VITEK 2 COMPACT 15 | BIOSCIENCE | BIOMERIEUX, INC. | GN00002096 | RSUD TARAKAN | JAKARTA-2 | DKI JAKARTA | JAKARTA PUSAT | MAIN UNIT | CUSTOMER | - |  | 4 October 2023 |  | 9 August 2023 | LEO LANANG SIGIT - TSE CP | 9 October 2023 | SAHID DERMAWAN - SPV TSE BARAT | ACTIVE
VK2C24998 | 47B50 | VITEK 2 COMPACT 15 | BIOSCIENCE | BIOMERIEUX, INC. | GN00002986 | RDC PUSAT - RAWAGELAM | PUSAT | DKI JAKARTA | JAKARTA TIMUR | MAIN UNIT | EMP | - |  | - |  | 9 August 2023 | LEO LANANG SIGIT - TSE CP | - |  | ACTIVE
VK2C25003 | 47B50 | VITEK 2 COMPACT 15 | BIOSCIENCE | BIOMERIEUX, INC. | GN23090002 | PT Global Onkolab Farma | JAKARTA-1 | DKI JAKARTA | JAKARTA TIMUR | MAIN UNIT | CUSTOMER | - |  | 10 January 2024 |  | 9 August 2023 | LEO LANANG SIGIT - TSE CP | 15 January 2024 | SAHID DERMAWAN - SPV TSE BARAT | ACTIVE
VK2C25041 | 27515 | VITEK 2 COMPACT 15 | DIAGNOSTIC 1 | BIOMERIEUX, INC. | GN00010970 | RSUD KOTA TANJUNG PINANG | PEMATANG SIANTAR | SUMATERA UTARA | PEMATANG SIANTAR | MAIN UNIT | CUSTOMER | - |  | 8 December 2023 |  | 26 October 2023 | LEO LANANG SIGIT - TSE CP | 21 January 2025 | SAHID DERMAWAN - SPV TSE BARAT | ACTIVE
VK2C25051 | 27560 | VITEK 2 COMPAC T60 | DIAGNOSTIC 1 | BIOMERIEUX, INC. | GN00000974 | RSUP HASAN SADIKIN ( RSHS ) | BANDUNG | JAWA BARAT | BANDUNG | MAIN UNIT | EMP | - |  | 3 February 2024 |  | 1 November 2023 | LEO LANANG SIGIT - TSE CP | 15 February 2024 | SAHID DERMAWAN - SPV TSE BARAT | ACTIVE
VK2C25071 | 27515 | VITEK 2 COMPACT 15 | DIAGNOSTIC 1 | BIOMERIEUX, INC. | GN00000465 | RSUD TAMIANG | BANDA ACEH | ACEH | TAMIANG | MAIN UNIT | CUSTOMER | - |  | 19 December 2023 |  | 26 October 2023 | LEO LANANG SIGIT - TSE CP | 27 December 2023 | SAHID DERMAWAN - SPV TSE BARAT | ACTIVE
VK2C25165 | 27515 | VITEK 2 COMPACT 15 | DIAGNOSTIC 1 | BIOMERIEUX, INC. | GN24060014 | PT MERSIFARMA TIRMAKU MERCUSANA | SUKABUMI | JAWA BARAT | SUKABUMI | MAIN UNIT | CUSTOMER | - |  | 30 October 2024 |  | 26 October 2023 | LEO LANANG SIGIT - TSE CP | 5 November 2024 | SAHID DERMAWAN - SPV TSE BARAT | ACTIVE
VK2C25166 | 27515 | VITEK 2 COMPACT 15 | DIAGNOSTIC 1 | BIOMERIEUX, INC. | GN00008586 | PT ULTRAJAYA MILK INDUSTRY&TRADING COMPANY, TBK | BANDUNG | JAWA BARAT | BANDUNG | MAIN UNIT | CUSTOMER | - |  | 10 September 2025 |  | 26 October 2023 | LEO LANANG SIGIT - TSE CP | 2 October 2025 | SAHID DERMAWAN - SPV TSE BARAT | ACTIVE
VK2C25167 | 27515 | VITEK 2 COMPACT 15 | DIAGNOSTIC 1 | BIOMERIEUX, INC. | GN23040001 | LABKESDA MUARA BUNGO | JAMBI | JAMBI | JAMBI | MAIN UNIT | EMP | - |  | 11 October 2023 |  | 26 October 2023 | LEO LANANG SIGIT - TSE CP | 28 December 2023 | SAHID DERMAWAN - SPV TSE BARAT | ACTIVE
VK2C25169 | 27515 | VITEK 2 COMPACT 15 | DIAGNOSTIC 1 | BIOMERIEUX, INC. | GN00001067 | RSUD CILEUNGSI | BOGOR | JAWA BARAT | BOGOR | MAIN UNIT | CUSTOMER | - |  | 27 March 2024 |  | 26 October 2023 | LEO LANANG SIGIT - TSE CP | 1 April 2024 | SAHID DERMAWAN - SPV TSE BARAT | ACTIVE
VK2C25170 | 27515 | VITEK 2 COMPACT 15 | DIAGNOSTIC 1 | BIOMERIEUX, INC. | GN00011224 | RS PERMATA CIREBON | CIREBON | JAWA BARAT | CIREBON | MAIN UNIT | CUSTOMER | - |  | 14 December 2024 |  | 26 October 2023 | LEO LANANG SIGIT - TSE CP | 6 January 2025 | SAHID DERMAWAN - SPV TSE BARAT | ACTIVE
VK2C25173 | 27515 | VITEK 2 COMPACT 15 | DIAGNOSTIC 1 | BIOMERIEUX, INC. | GN00000790 | RSU MASOHI | MAKASSAR | MALUKU | MALUKU TENGAH | MAIN UNIT | CUSTOMER | - |  | 28 May 2024 |  | 26 October 2023 | LEO LANANG SIGIT - TSE CP | 6 June 2024 | ANDI ISMAIL - SPV TSE TIMUR | ACTIVE
VK2C25214 | 27560 | VITEK 2 COMPAC T60 | DIAGNOSTIC 1 | BIOMERIEUX, INC. | GN00000515 | RS ISLAM SULTAN AGUNG | SEMARANG | JAWA TENGAH | SEMARANG | MAIN UNIT | EMP | - |  | 7 November 2023 |  | 1 November 2023 | LEO LANANG SIGIT - TSE CP | 13 November 2023 | ANDI ISMAIL - SPV TSE TIMUR | ACTIVE
VK2C25245 | 27560 | VITEK 2 COMPAC T60 | DIAGNOSTIC 1 | BIOMERIEUX, INC. | GN00000008 | RSPAD GATOT SOEBROTO | JAKARTA-1 | DKI JAKARTA | JAKARTA PUSAT | MAIN UNIT | EMP | - |  | 12 February 2024 |  | 22 February 2024 | LEO LANANG SIGIT - TSE CP | 13 March 2024 | SAHID DERMAWAN - SPV TSE BARAT | ACTIVE
VK2C25250 | 27560 | VITEK 2 COMPAC T60 | DIAGNOSTIC 1 | BIOMERIEUX, INC. | GN00000666 | RSUD TAMIANG LAYANG | BANJARMASIN | KALIMANTAN TENGAH | PALANGKA RAYA | MAIN UNIT | CUSTOMER | - |  | 25 June 2024 |  | 1 November 2023 | LEO LANANG SIGIT - TSE CP | 19 September 2024 | ANDI ISMAIL - SPV TSE TIMUR | ACTIVE
VK2C25251 | 27560 | VITEK 2 COMPAC T60 | DIAGNOSTIC 1 | BIOMERIEUX, INC. | GN00001945 | LAB BIOTEST | BANDUNG | JAWA BARAT | BANDUNG | MAIN UNIT | EMP | - |  | 22 November 2023 |  | 1 November 2023 | LEO LANANG SIGIT - TSE CP | 6 December 2023 | SAHID DERMAWAN - SPV TSE BARAT | ACTIVE
VK2C25427 | 27560 | VITEK 2 COMPAC T60 | DIAGNOSTIC 1 | BIOMERIEUX, INC. | GN00000772 | RSU DAYA | MAKASSAR | SULAWESI SELATAN | MAKASSAR | MAIN UNIT | CUSTOMER | - |  | 17 May 2024 |  | 16 November 2023 | LEO LANANG SIGIT - TSE CP | 20 May 2024 | ANDI ISMAIL - SPV TSE TIMUR | ACTIVE
VK2C25432 | 27560 | VITEK 2 COMPAC T60 | DIAGNOSTIC 1 | BIOMERIEUX, INC. | GN00002878 | MICROBIOLOGI FKUI RSCM | JAKARTA-1 | DKI JAKARTA | JAKARTA PUSAT | MAIN UNIT | EMP | - |  | 25 April 2024 |  | 16 November 2023 | LEO LANANG SIGIT - TSE CP | 26 August 2024 | SAHID DERMAWAN - SPV TSE BARAT | ACTIVE
VK2C25439 | 27560 | VITEK 2 COMPAC T60 | DIAGNOSTIC 1 | BIOMERIEUX, INC. | GN00000007 | RSUD KOJA | JAKARTA-1 | DKI JAKARTA | JAKARTA UTARA | MAIN UNIT | CUSTOMER | - |  | 17 July 2024 |  | 16 November 2023 | LEO LANANG SIGIT - TSE CP | 6 August 2024 | SAHID DERMAWAN - SPV TSE BARAT | ACTIVE
VK2C25441 | 27560 | VITEK 2 COMPAC T60 | DIAGNOSTIC 1 | BIOMERIEUX, INC. | GN24080011 | RSUD KALIDERES | JAKARTA-2 | DKI JAKARTA | JAKARTA BARAT | MAIN UNIT | CUSTOMER | - |  | 8 August 2024 |  | 16 November 2023 | LEO LANANG SIGIT - TSE CP | 26 August 2024 | SAHID DERMAWAN - SPV TSE BARAT | ACTIVE
VK2C25457 | 27560 | VITEK 2 COMPAC T60 | DIAGNOSTIC 1 | BIOMERIEUX, INC. | GN22070016 | RSU REGINA MARIS | MEDAN | SUMATERA UTARA | MEDAN | MAIN UNIT | EMP | - |  | 6 May 2024 |  | 16 November 2023 | LEO LANANG SIGIT - TSE CP | 24 May 2024 | SAHID DERMAWAN - SPV TSE BARAT | ACTIVE
VK2C25622 | 47B50 | VITEK 2 COMPACT 15 | BIOSCIENCE | BIOMERIEUX, INC. | GN00000658 | RSUD DR DORIS SYLVANUS | BANJARMASIN | KALIMANTAN TENGAH | PALANGKA RAYA | MAIN UNIT | CUSTOMER | - |  | 24 June 2024 |  | 18 January 2024 | LEO LANANG SIGIT - TSE CP | 19 September 2024 | ANDI ISMAIL - SPV TSE TIMUR | ACTIVE
VK2C25625 | 27515 | VITEK 2 COMPACT 15 | DIAGNOSTIC 1 | BIOMERIEUX, INC. | GN00001966 | RS SILOAM ( PT SILOAM INTERNATIONAL HOSPITALS ) CIKARANG | BEKASI | JAWA BARAT | CIKARANG | MAIN UNIT | EMP | - |  | 21 May 2024 |  | 18 January 2024 | LEO LANANG SIGIT - TSE CP | 28 May 2024 | SAHID DERMAWAN - SPV TSE BARAT | ACTIVE
VK2C25626 | 47B50 | VITEK 2 COMPACT 15 | BIOSCIENCE | BIOMERIEUX, INC. | GN00008197 | RSUD NYI AGENG SERANG KULON PROGO | YOGYAKARTA | YOGYAKARTA | YOGYAKARTA | MAIN UNIT | CUSTOMER | - |  | 20 June 2024 |  | 18 January 2024 | LEO LANANG SIGIT - TSE CP | 24 June 2024 | ANDI ISMAIL - SPV TSE TIMUR | ACTIVE
VK2C25677 | 47B50 | VITEK 2 COMPACT 15 | BIOSCIENCE | BIOMERIEUX, INC. | GN00010713 | PT.INTEGRATED HEALTHCARE INDONESIA | PEJATEN | JAWA BARAT | DEPOK | MAIN UNIT | CUSTOMER | - |  | 9 July 2024 |  | 18 January 2024 | LEO LANANG SIGIT - TSE CP | 19 July 2024 | SAHID DERMAWAN - SPV TSE BARAT | ACTIVE
VK2C25680 | 27515 | VITEK 2 COMPACT 15 | DIAGNOSTIC 1 | BIOMERIEUX, INC. | GN00011270 | RS SILOAM YOGYAKARTA | YOGYAKARTA | YOGYAKARTA | YOGYAKARTA | MAIN UNIT | EMP | - |  | 18 August 2025 |  | 18 January 2024 | LEO LANANG SIGIT - TSE CP | - |  | ACTIVE
VK2C25681 | 27515 | VITEK 2 COMPACT 15 | DIAGNOSTIC 1 | BIOMERIEUX, INC. | GN20030005 | Laboratorium Pramita - Denpasar | DENPASAR | BALI | DENPASAR | MAIN UNIT | EMP | - |  | 19 August 2025 |  | 11 September 2025 | LEO LANANG SIGIT - TSE CP | 11 September 2025 | SAHID DERMAWAN - SPV TSE BARAT | ACTIVE
VK2C25682 | 47B50 | VITEK 2 COMPACT 15 | BIOSCIENCE | BIOMERIEUX, INC. | GN22060021 | PT RECKITT BENCKISER INDONESIA | BOGOR | JAWA BARAT | BOGOR | MAIN UNIT | CUSTOMER | - |  | 1 October 2025 |  | 18 January 2024 | LEO LANANG SIGIT - TSE CP | 3 November 2025 | SAHID DERMAWAN - SPV TSE BARAT | ACTIVE
VK2C25684 | 47B50 | VITEK 2 COMPACT 15 | BIOSCIENCE | BIOMERIEUX, INC. | GN00008129 | BPOM (BADAN PENGAWAS OBAT DAN MAKANAN) | SURABAYA-2 | JAWA TIMUR | SURABAYA | MAIN UNIT | CUSTOMER | - |  | 25 March 2025 |  | 18 January 2024 | LEO LANANG SIGIT - TSE CP | 26 March 2025 | ANDI ISMAIL - SPV TSE TIMUR | ACTIVE
VK2C25801 | 27515 | VITEK 2 COMPACT 15 | DIAGNOSTIC 1 | BIOMERIEUX, INC. | GN00000435 | RSU PORSEA | PEMATANG SIANTAR | SUMATERA UTARA | TAPANULI UTARA | MAIN UNIT | CUSTOMER | - |  | 13 August 2024 |  | 22 May 2024 | LEO LANANG SIGIT - TSE CP | 26 August 2024 | SAHID DERMAWAN - SPV TSE BARAT | ACTIVE
VK2C2581 | 27560 | VITEK 2 COMPAC T60 | DIAGNOSTIC 1 | BIOMERIEUX, INC. | GN00002986 | RDC PUSAT - RAWAGELAM | PUSAT | DKI JAKARTA | JAKARTA TIMUR | MAIN UNIT | EMP | - |  | - |  | 11 September 2025 | LEO LANANG SIGIT - TSE CP | - |  | ACTIVE
VK2C25964 | 27515 | VITEK 2 COMPACT 15 | DIAGNOSTIC 1 | BIOMERIEUX, INC. | GN00002986 | RDC PUSAT - RAWAGELAM | PUSAT | DKI JAKARTA | JAKARTA TIMUR | MAIN UNIT | EMP | - |  | - |  | 30 May 2024 | LEO LANANG SIGIT - TSE CP | - |  | ACTIVE
VK2C25970 | 27515 | VITEK 2 COMPACT 15 | DIAGNOSTIC 1 | BIOMERIEUX, INC. | GN23110021 | RS UBAYA | SURABAYA-1 | JAWA TIMUR | SURABAYA | MAIN UNIT | EMP | - |  | 30 August 2024 |  | 30 May 2024 | LEO LANANG SIGIT - TSE CP | 26 November 2024 | SAHID DERMAWAN - SPV TSE BARAT | ACTIVE
VK2C26035 | 27515 | VITEK 2 COMPACT 15 | DIAGNOSTIC 1 | BIOMERIEUX, INC. | GN24120011 | BALI INTERNATIONAL HOSPITAL - RS BIH | DENPASAR | BALI | DENPASAR | MAIN UNIT | EMP | - |  | 6 January 2025 |  | 30 May 2024 | LEO LANANG SIGIT - TSE CP | 16 January 2025 | SAHID DERMAWAN - SPV TSE BARAT | ACTIVE
VK2C26073 | 27515 | VITEK 2 COMPACT 15 | DIAGNOSTIC 1 | BIOMERIEUX, INC. | GN00001720 | RSU SUMBAWA BESAR | MATARAM | NUSA TENGGARA BARAT | MATARAM | MAIN UNIT | CUSTOMER | - |  | 6 May 2025 |  | 30 May 2024 | LEO LANANG SIGIT - TSE CP | 17 May 2025 | ANDI ISMAIL - SPV TSE TIMUR | ACTIVE
VK2C26184 | 27515 | VITEK 2 COMPACT 15 | DIAGNOSTIC 1 | BIOMERIEUX, INC. | GN00002986 | RDC PUSAT - RAWAGELAM | PUSAT | DKI JAKARTA | JAKARTA TIMUR | MAIN UNIT | EMP | - |  | - |  | 22 May 2024 | LEO LANANG SIGIT - TSE CP | - |  | ACTIVE
VK2C26185 | 27515 | VITEK 2 COMPACT 15 | DIAGNOSTIC 1 | BIOMERIEUX, INC. | GN00002986 | RDC PUSAT - RAWAGELAM | PUSAT | DKI JAKARTA | JAKARTA TIMUR | MAIN UNIT | EMP | - |  | - |  | 22 May 2024 | LEO LANANG SIGIT - TSE CP | - |  | ACTIVE
VK2C26205 | 27515 | VITEK 2 COMPACT 15 | DIAGNOSTIC 1 | BIOMERIEUX, INC. | GN00002986 | RDC PUSAT - RAWAGELAM | PUSAT | DKI JAKARTA | JAKARTA TIMUR | MAIN UNIT | EMP | - |  | - |  | 22 May 2024 | LEO LANANG SIGIT - TSE CP | - |  | ACTIVE
VK2C2637 | 27560 | VITEK 2 COMPAC T60 | DIAGNOSTIC 1 | BIOMERIEUX, INC. | GN00002985 | WORKSHOOP CSM PUSAT | PUSAT | DKI JAKARTA | JAKARTA TIMUR | MAIN UNIT | EMP | - |  | - |  | 6 November 2024 | LEO LANANG SIGIT - TSE CP | - |  | ACTIVE
VK2C2638 | 27530 | Vitek 2 Compact 30 | DIAGNOSTIC 1 | BIOMERIEUX, INC. | GN19040030 | BALAI VETERINER BUKITTINGGI | PADANG | SUMATERA BARAT | BUKITTINGGI | MAIN UNIT | CUSTOMER | 4 March 2020 | SAHID DERMAWAN - SPV TSE BARAT | 5 March 2010 |  | 4 March 2020 | SAHID DERMAWAN - SPV TSE BARAT | - |  | ACTIVE
VK2C26388 | 27560 | VITEK 2 COMPAC T60 | DIAGNOSTIC 1 | BIOMERIEUX, INC. | GN00000535 | RSUP DR KARIADI | SEMARANG | JAWA TENGAH | SEMARANG | MAIN UNIT | EMP | - |  | 29 August 2024 |  | 17 July 2024 | LEO LANANG SIGIT - TSE CP | 9 September 2024 | ANDI ISMAIL - SPV TSE TIMUR | ACTIVE
vk2c2639 | 47B50 | VITEK 2 COMPACT 15 | BIOSCIENCE | BIOMERIEUX, INC. | GN00002880 | P2M BBTKL | JAKARTA-1 | DKI JAKARTA | JAKARTA TIMUR | MAIN UNIT | CUSTOMER | 5 October 2015 | ARDI HERMAWAN - TSE CP | 1 January 2010 |  | 5 October 2015 | ARDI HERMAWAN - TSE CP | - |  | ACTIVE
VK2C26398 | 27515 | VITEK 2 COMPACT 15 | DIAGNOSTIC 1 | BIOMERIEUX, INC. | GN19100120 | EKA HOSPITAL BEKASI | BEKASI | JAWA BARAT | BEKASI | MAIN UNIT | CUSTOMER | - |  | 24 April 2025 |  | 31 December 2024 | LEO LANANG SIGIT - TSE CP | 30 April 2025 | SAHID DERMAWAN - SPV TSE BARAT | ACTIVE
VK2C26417 | 27515 | VITEK 2 COMPACT 15 | DIAGNOSTIC 1 | BIOMERIEUX, INC. | GN00002986 | RDC PUSAT - RAWAGELAM | PUSAT | DKI JAKARTA | JAKARTA TIMUR | MAIN UNIT | EMP | - |  | - |  | 13 September 2024 | LEO LANANG SIGIT - TSE CP | - |  | ACTIVE
VK2C26437 | 27560 | VITEK 2 COMPAC T60 | DIAGNOSTIC 1 | BIOMERIEUX, INC. | GN00002074 | RSB GRHA KEDOYA | JAKARTA-2 | DKI JAKARTA | JAKARTA BARAT | MAIN UNIT | EMP | - |  | 15 October 2024 |  | 21 November 2024 | LEO LANANG SIGIT - TSE CP | 26 November 2024 | SAHID DERMAWAN - SPV TSE BARAT | ACTIVE
VK2C26466 | 27515 | VITEK 2 COMPACT 15 | DIAGNOSTIC 1 | BIOMERIEUX, INC. | GN00002986 | RDC PUSAT - RAWAGELAM | PUSAT | DKI JAKARTA | JAKARTA TIMUR | MAIN UNIT | EMP | - |  | - |  | 13 September 2024 | LEO LANANG SIGIT - TSE CP | - |  | ACTIVE
VK2C26469 | 27515 | VITEK 2 COMPACT 15 | DIAGNOSTIC 1 | BIOMERIEUX, INC. | GN19120011 | RSUD BINTAN | BATAM | KEPULAUAN RIAU | BATAM | MAIN UNIT | CUSTOMER | - |  | 26 August 2025 |  | 13 September 2024 | LEO LANANG SIGIT - TSE CP | 11 September 2025 | SAHID DERMAWAN - SPV TSE BARAT | ACTIVE
VK2C26508 | 27560 | VITEK 2 COMPAC T60 | DIAGNOSTIC 1 | BIOMERIEUX, INC. | GN00001717 | RSUD KOTA MATARAM | MATARAM | NUSA TENGGARA BARAT | MATARAM | MAIN UNIT | EMP | - |  | 28 October 2024 |  | 17 July 2024 | LEO LANANG SIGIT - TSE CP | 5 November 2024 | ANDI ISMAIL - SPV TSE TIMUR | ACTIVE
VK2C26521 | 27515 | VITEK 2 COMPACT 15 | DIAGNOSTIC 1 | BIOMERIEUX, INC. | GN20010027 | RSUD BENDAN KOTA PEKALONGAN | TEGAL | JAWA TENGAH | TEGAL | MAIN UNIT | CUSTOMER | - |  | 12 August 2025 |  | 13 September 2024 | LEO LANANG SIGIT - TSE CP | 11 September 2025 | SAHID DERMAWAN - SPV TSE BARAT | ACTIVE
VK2C26538 | 27560 | VITEK 2 COMPAC T60 | DIAGNOSTIC 1 | BIOMERIEUX, INC. | GN00005804 | RS AWAL BROS PANAM | PEKAN BARU | RIAU | PEKANBARU | MAIN UNIT | CUSTOMER | - |  | 6 November 2024 |  | 21 November 2024 | LEO LANANG SIGIT - TSE CP | 2 December 2024 | SAHID DERMAWAN - SPV TSE BARAT | ACTIVE
VK2C26548 | 27560 | VITEK 2 COMPAC T60 | DIAGNOSTIC 1 | BIOMERIEUX, INC. | GN00000319 | RSUP H ADAM MALIK | MEDAN | SUMATERA UTARA | MEDAN | MAIN UNIT | CUSTOMER | - |  | 25 November 2024 |  | 17 July 2024 | LEO LANANG SIGIT - TSE CP | 3 December 2024 | SAHID DERMAWAN - SPV TSE BARAT | ACTIVE
VK2C26593 | 27560 | VITEK 2 COMPAC T60 | DIAGNOSTIC 1 | BIOMERIEUX, INC. | GN00001498 | RS PTPN XII KALIWATES | JEMBER | JAWA TIMUR | JEMBER | MAIN UNIT | CUSTOMER | - |  | 12 December 2024 |  | 21 November 2024 | LEO LANANG SIGIT - TSE CP | 17 December 2024 | ANDI ISMAIL - SPV TSE TIMUR | ACTIVE
VK2C26642 | 27560 | VITEK 2 COMPAC T60 | DIAGNOSTIC 1 | BIOMERIEUX, INC. | GN00007854 | RS ADI HUSADA UNDAAN WETAN | SURABAYA-2 | JAWA TIMUR | SURABAYA | MAIN UNIT | EMP | - |  | 26 December 2024 |  | 17 July 2024 | LEO LANANG SIGIT - TSE CP | 13 March 2025 | SAHID DERMAWAN - SPV TSE BARAT | ACTIVE
VK2C26709 | 27560 | VITEK 2 COMPAC T60 | DIAGNOSTIC 1 | BIOMERIEUX, INC. | GN22030030 | LABKESDA PROV KALIMANTAN SELATAN | BANJARMASIN | KALIMANTAN SELATAN | BANJARMASIN | MAIN UNIT | CUSTOMER | - |  | 11 March 2025 |  | 21 November 2024 | LEO LANANG SIGIT - TSE CP | 17 March 2025 | ANDI ISMAIL - SPV TSE TIMUR | ACTIVE
VK2C26714 | 27515 | VITEK 2 COMPACT 15 | DIAGNOSTIC 1 | BIOMERIEUX, INC. | GN25080014 | EKA HOSPITAL MT HARYONO | PEJATEN | DKI JAKARTA | JAKARTA SELATAN | MAIN UNIT | CUSTOMER | - |  | 4 September 2025 |  | 31 December 2024 | LEO LANANG SIGIT - TSE CP | 2 October 2025 | SAHID DERMAWAN - SPV TSE BARAT | ACTIVE
VK2C26730 | 27560 | VITEK 2 COMPAC T60 | DIAGNOSTIC 1 | BIOMERIEUX, INC. | GN00000638 | RSUD DAMANHURI BARABAI | BANJARMASIN | KALIMANTAN SELATAN | BANJARMASIN | MAIN UNIT | CUSTOMER | - |  | 25 March 2025 |  | 21 November 2024 | LEO LANANG SIGIT - TSE CP | 26 March 2025 | ANDI ISMAIL - SPV TSE TIMUR | ACTIVE
VK2C26735 | 27560 | VITEK 2 COMPAC T60 | DIAGNOSTIC 1 | BIOMERIEUX, INC. | GN00007404 | RSUD TABANAN | DENPASAR | BALI | DENPASAR | MAIN UNIT | CUSTOMER | - |  | 13 May 2025 |  | 21 November 2024 | LEO LANANG SIGIT - TSE CP | 30 October 2025 | ANDI ISMAIL - SPV TSE TIMUR | ACTIVE
VK2C26737 | 27560 | VITEK 2 COMPAC T60 | DIAGNOSTIC 1 | BIOMERIEUX, INC. | GN00002276 | RSUD TAMAN HUSADA BONTANG | SAMARINDA | KALIMANTAN TIMUR | BONTANG | MAIN UNIT | CUSTOMER | - |  | 7 May 2025 |  | 21 November 2024 | LEO LANANG SIGIT - TSE CP | 17 May 2025 | ANDI ISMAIL - SPV TSE TIMUR | ACTIVE
VK2C26776 | 27560 | VITEK 2 COMPAC T60 | DIAGNOSTIC 1 | BIOMERIEUX, INC. | GN00001206 | RSUD PROF DR MARGONO SOEKARJO | PURWOKERTO | JAWA TENGAH | BANYUMAS | MAIN UNIT | CUSTOMER | - |  | 15 July 2025 |  | 17 July 2024 | LEO LANANG SIGIT - TSE CP | 4 August 2025 | SAHID DERMAWAN - SPV TSE BARAT | ACTIVE
VK2C27081 | 27560 | VITEK 2 COMPAC T60 | DIAGNOSTIC 1 | BIOMERIEUX, INC. | GN00001199 | RS ANNISA TANGERANG | TANGERANG | BANTEN | TANGERANG | MAIN UNIT | CUSTOMER | - |  | 17 July 2025 |  | 4 August 2025 | LEO LANANG SIGIT - TSE CP | 4 August 2025 | SAHID DERMAWAN - SPV TSE BARAT | ACTIVE
VK2C27082 | 27560 | VITEK 2 COMPAC T60 | DIAGNOSTIC 1 | BIOMERIEUX, INC. | GN00001717 | RSUD KOTA MATARAM | MATARAM | NUSA TENGGARA BARAT | MATARAM | MAIN UNIT | CUSTOMER | - |  | 9 July 2025 |  | 26 May 2025 | LEO LANANG SIGIT - TSE CP | 4 August 2025 | SAHID DERMAWAN - SPV TSE BARAT | ACTIVE
VK2C27167 | 27560 | VITEK 2 COMPAC T60 | DIAGNOSTIC 1 | BIOMERIEUX, INC. | GN00001066 | RSUD CIBINONG | BOGOR | JAWA BARAT | BOGOR | MAIN UNIT | CUSTOMER | - |  | 18 July 2025 |  | 26 May 2025 | LEO LANANG SIGIT - TSE CP | 4 August 2025 | SAHID DERMAWAN - SPV TSE BARAT | ACTIVE
VK2C27227 | 27560 | VITEK 2 COMPAC T60 | DIAGNOSTIC 1 | BIOMERIEUX, INC. | GN00002986 | RDC PUSAT - RAWAGELAM | PUSAT | DKI JAKARTA | JAKARTA TIMUR | MAIN UNIT | EMP | - |  | - |  | 26 May 2025 | LEO LANANG SIGIT - TSE CP | - |  | ACTIVE
VK2C27770 | 27560 | VITEK 2 COMPAC T60 | DIAGNOSTIC 1 | BIOMERIEUX, INC. | GN00002766 | RS UNIV AIRLANGGA | SURABAYA-2 | JAWA TIMUR | SURABAYA | MAIN UNIT | EMP | - |  | 24 October 2025 |  | 2 September 2025 | LEO LANANG SIGIT - TSE CP | 30 October 2025 | ANDI ISMAIL - SPV TSE TIMUR | ACTIVE
VK2C27903 | 27515 | VITEK 2 COMPACT 15 | DIAGNOSTIC 1 | BIOMERIEUX, INC. | GN00001026 | RS ISLAM CEMPAKA PUTIH ( RS. ISLAM JAKARTA ) | JAKARTA-1 | DKI JAKARTA | JAKARTA PUSAT | MAIN UNIT | CUSTOMER | - |  | 5 November 2025 |  | 21 October 2025 | ARIEF SETIAWAN - TSE CP | 13 November 2025 | SAHID DERMAWAN - SPV TSE BARAT | ACTIVE
VK2C27904 | 27560 | VITEK 2 COMPAC T60 | DIAGNOSTIC 1 | BIOMERIEUX, INC. | GN00002986 | RDC PUSAT - RAWAGELAM | PUSAT | DKI JAKARTA | JAKARTA TIMUR | MAIN UNIT | EMP | - |  | - |  | 29 October 2025 | LEO LANANG SIGIT - TSE CP | - |  | ACTIVE
VK2C27908 | 27515 | VITEK 2 COMPACT 15 | DIAGNOSTIC 1 | BIOMERIEUX, INC. | GN00000221 | RS EFARINA ETAHAM | PEKAN BARU | RIAU | PEKANBARU | MAIN UNIT | CUSTOMER | - |  | 30 October 2025 |  | 21 October 2025 | ARIEF SETIAWAN - TSE CP | 3 November 2025 | SAHID DERMAWAN - SPV TSE BARAT | ACTIVE
VK2C27919 | 27515 | VITEK 2 COMPACT 15 | DIAGNOSTIC 1 | BIOMERIEUX, INC. | GN00002986 | RDC PUSAT - RAWAGELAM | PUSAT | DKI JAKARTA | JAKARTA TIMUR | MAIN UNIT | EMP | - |  | - |  | 29 October 2025 | LEO LANANG SIGIT - TSE CP | - |  | ACTIVE
VK2C27921 | 27560 | VITEK 2 COMPAC T60 | DIAGNOSTIC 1 | BIOMERIEUX, INC. | GN00002986 | RDC PUSAT - RAWAGELAM | PUSAT | DKI JAKARTA | JAKARTA TIMUR | MAIN UNIT | EMP | - |  | - |  | 29 October 2025 | LEO LANANG SIGIT - TSE CP | - |  | ACTIVE
VK2C3176 | 27530 | Vitek 2 Compact 30 | DIAGNOSTIC 1 | BIOMERIEUX, INC. | GN00002696 | LAB GRANOSTIK | SURABAYA-2 | JAWA TIMUR | SURABAYA | MAIN UNIT | CUSTOMER | - |  | 1 January 1900 |  | - |  | - |  | ACTIVE
VK2C3187 | 27530 | Vitek 2 Compact 30 | DIAGNOSTIC 1 | BIOMERIEUX, INC. | GN00002680 | BALAI BESAR LABKES. SURABAYA | SURABAYA-2 | JAWA TIMUR | SURABAYA | MAIN UNIT | CUSTOMER | 10 April 2015 |  | 1 January 1900 |  | 10 April 2015 |  | - |  | ACTIVE
VK2C3622 | 27530 | Vitek 2 Compact 30 | DIAGNOSTIC 1 | BIOMERIEUX, INC. | GN00001844 | BBLK YOGYAKARTA | YOGYAKARTA | YOGYAKARTA | YOGYAKARTA | MAIN UNIT | CUSTOMER | 18 September 2017 | DIAN FEBRIYANA - TSE | 18 September 2017 |  | 18 September 2017 | DIAN FEBRIYANA - TSE | - |  | ACTIVE
VK2C3625 | 27530 | Vitek 2 Compact 30 | DIAGNOSTIC 1 | BIOMERIEUX, INC. | GN00001673 | BLK JAYAPURA | JAYAPURA | PAPUA | JAYAPURA | MAIN UNIT | CUSTOMER | 29 June 2018 | SENDRA WIJAYA - IT | 1 January 1900 |  | 29 June 2018 | SENDRA WIJAYA - IT | - |  | ACTIVE
VK2C3626 | 27530 | Vitek 2 Compact 30 | DIAGNOSTIC 1 | BIOMERIEUX, INC. | GN00002988 | RS ROYAL TARUMA | JAKARTA-2 | DKI JAKARTA | JAKARTA BARAT | MAIN UNIT | CUSTOMER | - |  | 1 February 2010 |  | - |  | - |  | ACTIVE
VK2C3759 | 27530 | Vitek 2 Compact 30 | DIAGNOSTIC 1 | BIOMERIEUX, INC. | GN00000595 | RSUD DR ABDUL AZIZ | PONTIANAK | KALIMANTAN BARAT | PONTIANAK | MAIN UNIT | EMP | 13 October 2017 | TRIYONO - TSE AREA BARAT | 29 March 2021 | NICO HERMAWAN - TSE CP | 13 October 2017 | TRIYONO - TSE AREA BARAT | 29 March 2021 | NICO HERMAWAN - TSE CP | ACTIVE
VK2C4139 | 27560 | VITEK 2 COMPAC T60 | DIAGNOSTIC 1 | BIOMERIEUX, INC. | GN00009084 | RSU CUT MUTIA LHOKSEUMAWE | LHOKSEUMAWE | ACEH | LHOKSEUMAWE | MAIN UNIT | CUSTOMER | - |  | 1 January 2013 |  | - |  | - |  | ACTIVE
VK2C4376 | 27530 | Vitek 2 Compact 30 | DIAGNOSTIC 1 | BIOMERIEUX, INC. | GN00001140 | RS Eka Hospital | TANGERANG | BANTEN | TANGERANG | MAIN UNIT | CUSTOMER | 17 May 2017 | SENDRA WIJAYA - IT | 26 August 2013 |  | 17 May 2017 | SENDRA WIJAYA - IT | 20 January 2025 | SAHID DERMAWAN - SPV TSE BARAT | ACTIVE
VK2C4381 | 27530 | Vitek 2 Compact 30 | DIAGNOSTIC 1 | BIOMERIEUX, INC. | GN00000196 | RS EKA HOSPITAL PEKANBARU | PEKAN BARU | RIAU | PEKANBARU | MAIN UNIT | CUSTOMER | 1 February 1990 | MULKAN | 1 January 1900 |  | 1 February 1990 | MULKAN | - |  | ACTIVE
VK2C4387 | 27560 | VITEK 2 COMPAC T60 | DIAGNOSTIC 1 | BIOMERIEUX, INC. | GN00001029 | RS Mitra Kemayoran | JAKARTA-1 | DKI JAKARTA | JAKARTA PUSAT | MAIN UNIT | EMP | 14 January 2016 | FARIDA ADELINA | 16 September 2010 |  | 14 January 2016 | FARIDA ADELINA | - |  | ACTIVE
VK2C4391 | 27530 | Vitek 2 Compact 30 | DIAGNOSTIC 1 | BIOMERIEUX, INC. | GN00000676 | RSUD A.M. PARIKESIT | SAMARINDA | KALIMANTAN TIMUR | TENGGARONG | MAIN UNIT | CUSTOMER | 16 June 2015 |  | 1 January 1900 |  | 16 June 2015 |  | - |  | ACTIVE
VK2C4393 | 27530 | Vitek 2 Compact 30 | DIAGNOSTIC 1 | BIOMERIEUX, INC. | GN00003837 | PT PRAMITA (LAB PRAMITA) | SURABAYA-2 | JAWA TIMUR | SURABAYA | MAIN UNIT | CUSTOMER | 17 May 2017 | SENDRA WIJAYA - IT | 1 February 2009 |  | 17 May 2017 | SENDRA WIJAYA - IT | - |  | ACTIVE
VK2C5175 | 27530 | Vitek 2 Compact 30 | DIAGNOSTIC 1 | BIOMERIEUX, INC. | GN19040035 | RS JIH SOLO | SOLO | JAWA TENGAH | SURAKARTA | MAIN UNIT | EMP | 16 June 2015 |  | 4 August 2023 |  | 16 June 2015 |  | 23 October 2023 | ANDI ISMAIL - SPV TSE TIMUR | ACTIVE
VK2C5841 | 27560 | VITEK 2 COMPAC T60 | DIAGNOSTIC 1 | BIOMERIEUX, INC. | GN00000009 | RSU DR CIPTO MANGUNKUSUMO | JAKARTA-1 | DKI JAKARTA | JAKARTA PUSAT | MAIN UNIT | CUSTOMER | 1 February 1990 | SURYADI | 1 January 2010 |  | 1 February 1990 | SURYADI | - |  | ACTIVE
VK2C5843 | 27530 | Vitek 2 Compact 30 | DIAGNOSTIC 1 | BIOMERIEUX, INC. | GN00002365 | LAB KANAKA MENADO | MANADO | SULAWESI UTARA | MANADO | MAIN UNIT | CUSTOMER | - |  | 1 January 1900 |  | - |  | - |  | ACTIVE
VK2C5895 | 27560 | VITEK 2 COMPAC T60 | DIAGNOSTIC 1 | BIOMERIEUX, INC. | GN00000996 | RS Medistra | JAKARTA-1 | DKI JAKARTA | JAKARTA SELATAN | MAIN UNIT | CUSTOMER | 1 February 1990 | INDRA BUDI GUNAWAN | 1 January 2012 |  | 1 February 1990 | INDRA BUDI GUNAWAN | - |  | ACTIVE
VK2C5897 | 27530 | Vitek 2 Compact 30 | DIAGNOSTIC 1 | BIOMERIEUX, INC. | GN17060056 | RS Siloam Bogor | BOGOR | JAWA BARAT | BOGOR | MAIN UNIT | EMP | 12 June 2014 | MUNADI - TSE | 4 January 2024 | ADITIYA NOVANDRA - TSE | 12 June 2014 | MUNADI - TSE | 15 January 2024 | SAHID DERMAWAN - SPV TSE BARAT | ACTIVE
VK2C6017 | 27560 | VITEK 2 COMPAC T60 | DIAGNOSTIC 1 | BIOMERIEUX, INC. | GN00001188 | RS SARI ASIH CILEDUG | TANGERANG | BANTEN | CILEGON | MAIN UNIT | CUSTOMER | 1 February 1990 | LEO LANANG SIGIT - TSE CP | 21 January 2010 |  | 1 February 1990 | LEO LANANG SIGIT - TSE CP | 13 April 2022 | SAHID DERMAWAN - SPV TSE BARAT | ACTIVE
VK2C6047 | 27530 | Vitek 2 Compact 30 | DIAGNOSTIC 1 | BIOMERIEUX, INC. | GN00003135 | RSA UGM YOGYAKARTA | YOGYAKARTA | YOGYAKARTA | YOGYAKARTA | MAIN UNIT | CUSTOMER | 12 July 2017 | RIDWAN - TSE | 1 January 1900 |  | 12 July 2017 | RIDWAN - TSE | - |  | ACTIVE
VK2C6266 | 27530 | Vitek 2 Compact 30 | DIAGNOSTIC 1 | BIOMERIEUX, INC. | GN00005973 | UNIVERSITAS NEGERI JEMBER (UNEJ) | JEMBER | JAWA TIMUR | JEMBER | MAIN UNIT | CUSTOMER | 13 December 2017 | GANDHI YANRANGGA | 1 January 1900 |  | 13 December 2017 | GANDHI YANRANGGA | - |  | ACTIVE
VK2C6396 | 27530 | Vitek 2 Compact 30 | DIAGNOSTIC 1 | BIOMERIEUX, INC. | GN00001409 | RSU PROF DR W Z JOHANES | KUPANG | NUSA TENGGARA TIMUR | KUPANG | MAIN UNIT | CUSTOMER | 16 May 2017 | SENDRA WIJAYA - IT | 1 January 1900 |  | 16 May 2017 | SENDRA WIJAYA - IT | - |  | ACTIVE
VK2C6397 | 27530 | Vitek 2 Compact 30 | DIAGNOSTIC 1 | BIOMERIEUX, INC. | GN00001306 | RSUD KLUNGKUNG | DENPASAR | BALI | KLUNGKUNG | MAIN UNIT | EMP | 1 February 1990 | I KADEK - TSE | 5 December 2023 |  | 1 February 1990 | I KADEK - TSE | 2 January 2024 | ANDI ISMAIL - SPV TSE TIMUR | ACTIVE
VK2C6519 | 27560 | VITEK 2 COMPAC T60 | DIAGNOSTIC 1 | BIOMERIEUX, INC. | GN00001190 | RS Usada Insani - EMC Tangerang | TANGERANG | BANTEN | TANGERANG | MAIN UNIT | CUSTOMER | 26 September 2016 |  | 2 June 2025 |  | 26 September 2016 |  | 19 June 2025 | SAHID DERMAWAN - SPV TSE BARAT | ACTIVE
VK2C6521 | 27560 | VITEK 2 COMPAC T60 | DIAGNOSTIC 1 | BIOMERIEUX, INC. | GN00001548 | RS WAVA HUSADA | MALANG | JAWA TIMUR | MALANG | MAIN UNIT | EMP | 10 September 2018 | AHMAD FATKHUDIN - TSE | 10 November 2020 | AHMAD FATKHUDIN - TSE | 10 September 2018 | AHMAD FATKHUDIN - TSE | 10 November 2020 | AHMAD FATKHUDIN - TSE | ACTIVE
VK2C6723 | 27530 | Vitek 2 Compact 30 | DIAGNOSTIC 1 | BIOMERIEUX, INC. | GN00001824 | RSU KANJURUHAN KEPANJEN | MALANG | JAWA TIMUR | MALANG | MAIN UNIT | CUSTOMER | 25 May 2015 | NGATARI | 9 December 2010 |  | 25 May 2015 | NGATARI | - |  | ACTIVE
VK2C6742 | 27560 | VITEK 2 COMPAC T60 | DIAGNOSTIC 1 | BIOMERIEUX, INC. | GN00002796 | LAB PRAMITA MATRAMAN | JAKARTA-1 | DKI JAKARTA | JAKARTA TIMUR | MAIN UNIT | CUSTOMER | 7 March 2018 | TRIYONO - TSE AREA BARAT | 5 July 2012 |  | 7 March 2018 | TRIYONO - TSE AREA BARAT | - |  | ACTIVE
VK2C6743 | 27530 | Vitek 2 Compact 30 | DIAGNOSTIC 1 | BIOMERIEUX, INC. | GN00002784 | RS PENDIDIKAN UNAIR KAMPUS C | SURABAYA-2 | JAWA TIMUR | SURABAYA | MAIN UNIT | CUSTOMER | 4 March 2016 | GANDHI YANRANGGA | 1 January 1900 |  | 4 March 2016 | GANDHI YANRANGGA | - |  | ACTIVE
VK2C7056 | 27530 | Vitek 2 Compact 30 | DIAGNOSTIC 1 | BIOMERIEUX, INC. | GN00001877 | LAB CITO YOGYAKARTA ATMO | YOGYAKARTA | YOGYAKARTA | YOGYAKARTA | MAIN UNIT | EMP | 9 April 2019 | DIAN FEBRIYANA - TSE | 15 January 2021 | RIDWAN - TSE | 9 April 2019 | DIAN FEBRIYANA - TSE | 15 January 2021 | RIDWAN - TSE | ACTIVE
VK2C7058 | 27560 | VITEK 2 COMPAC T60 | DIAGNOSTIC 1 | BIOMERIEUX, INC. | GN00002205 | RS RKZ | SURABAYA-1 | JAWA TIMUR | SURABAYA | MAIN UNIT | EMP | 4 September 2018 | GANDHI YANRANGGA | 1 January 1900 |  | 4 September 2018 | GANDHI YANRANGGA | - |  | ACTIVE
VK2C7059 | 27560 | VITEK 2 COMPAC T60 | DIAGNOSTIC 1 | BIOMERIEUX, INC. | GN00001655 | BLK JAMBI | JAMBI | JAMBI | JAMBI | MAIN UNIT | CUSTOMER | 1 February 1990 | INDRA BUDI GUNAWAN | 15 October 2014 |  | 1 February 1990 | INDRA BUDI GUNAWAN | 14 January 2025 | SAHID DERMAWAN - SPV TSE BARAT | ACTIVE
VK2C7194 | 27560 | VITEK 2 COMPAC T60 | DIAGNOSTIC 1 | BIOMERIEUX, INC. | GN00002708 | Lab Parahita Dharmawangsa Sby | SURABAYA-2 | JAWA TIMUR |  | MAIN UNIT | CUSTOMER | - |  | 1 January 1900 |  | - |  | - |  | ACTIVE
VK2C7216 | 2756B | VC VITEK2 COMPACT 60-INDUSTRY | BIOSCIENCE | BIOMERIEUX, INC. | GN00002143 | PT MEIJI INDONESIA | MALANG | JAWA TIMUR | PASURUAN | MAIN UNIT | CUSTOMER | 16 May 2017 | SENDRA WIJAYA - IT | 15 December 2010 |  | 16 May 2017 | SENDRA WIJAYA - IT | - |  | ACTIVE
VK2C7440 | 27560 | VITEK 2 COMPAC T60 | DIAGNOSTIC 1 | BIOMERIEUX, INC. | GN00002985 | WORKSHOOP CSM PUSAT | PUSAT | DKI JAKARTA | JAKARTA TIMUR | MAIN UNIT | EMP | 7 October 2015 | DIAN FEBRIYANA - TSE | 25 February 2012 |  | 7 October 2015 | DIAN FEBRIYANA - TSE | 25 November 2024 | SAHID DERMAWAN - SPV TSE BARAT | ACTIVE
VK2C7443 | 27560 | VITEK 2 COMPAC T60 | DIAGNOSTIC 1 | BIOMERIEUX, INC. | GN00000201 | RSUD ARIFIN ACHMAD - PEKANBARU | PEKAN BARU | RIAU | PEKANBARU | MAIN UNIT | CUSTOMER | 1 February 1990 | MULKAN | 23 May 2019 |  | 1 February 1990 | MULKAN | 17 January 2025 | SAHID DERMAWAN - SPV TSE BARAT | ACTIVE
VK2C7449 | 27560 | VITEK 2 COMPAC T60 | DIAGNOSTIC 1 | BIOMERIEUX, INC. | GN00011086 | RS. KHUSUS INFEKSI UNAIR | SURABAYA-2 | JAWA TIMUR | SURABAYA | MAIN UNIT | CUSTOMER | 22 March 2016 | ANDI ISMAIL - SPV TSE TIMUR | 1 January 1900 |  | 22 March 2016 | ANDI ISMAIL - SPV TSE TIMUR | - |  | ACTIVE
VK2C7567 | 27560 | VITEK 2 COMPAC T60 | DIAGNOSTIC 1 | BIOMERIEUX, INC. | GN00002985 | WORKSHOOP CSM PUSAT | PUSAT | DKI JAKARTA | JAKARTA TIMUR | MAIN UNIT | EMP | - |  | 1 June 2024 |  | - |  | 20 November 2024 | SAHID DERMAWAN - SPV TSE BARAT | ACTIVE
VK2C7574 | 27560 | VITEK 2 COMPAC T60 | DIAGNOSTIC 1 | BIOMERIEUX, INC. | GN00001972 | RS MITRA KELUARGA BEKASI TIMUR | BEKASI | JAWA BARAT | BEKASI | MAIN UNIT | EMP | 15 May 2017 | SENDRA WIJAYA - IT | 23 July 2014 |  | 15 May 2017 | SENDRA WIJAYA - IT | 22 January 2025 | SAHID DERMAWAN - SPV TSE BARAT | ACTIVE
VK2C7575 | 27560 | VITEK 2 COMPAC T60 | DIAGNOSTIC 1 | BIOMERIEUX, INC. | GN00000584 | LAB. CITO ( INDRAPRASTA ) | SEMARANG | JAWA TENGAH | SEMARANG | MAIN UNIT | EMP | - |  | 27 March 2018 |  | - |  | - |  | ACTIVE
VK2C7576 | 27560 | VITEK 2 COMPAC T60 | DIAGNOSTIC 1 | BIOMERIEUX, INC. | GN00001887 | RS BAPTIS KEDIRI | KEDIRI | JAWA TIMUR | KEDIRI | MAIN UNIT | EMP | - |  | 31 August 2022 | YUNAN ARIMUNTIAN - TSE | - |  | 13 August 2025 | SAHID DERMAWAN - SPV TSE BARAT | ACTIVE
VK2C7586 | 27560 | VITEK 2 COMPAC T60 | DIAGNOSTIC 1 | BIOMERIEUX, INC. | GN00004665 | LAB KLINIK PRAMITA-RE.M. | BANDUNG | JAWA BARAT | BANDUNG | MAIN UNIT | CUSTOMER | 14 August 2018 | SUKMA WIJAYA - TSE | 16 October 2011 |  | 14 August 2018 | SUKMA WIJAYA - TSE | - |  | ACTIVE
VK2C7605 | 27560 | VITEK 2 COMPAC T60 | DIAGNOSTIC 1 | BIOMERIEUX, INC. | GN00001600 | LAB DR.TONY - KACA PIRING | BANJARMASIN | KALIMANTAN SELATAN | BANJARMASIN | MAIN UNIT | CUSTOMER | - |  | 31 December 2009 |  | - |  | - |  | ACTIVE
VK2C7873 | 27560 | VITEK 2 COMPAC T60 | DIAGNOSTIC 1 | BIOMERIEUX, INC. | GN00002108 | RS MITRA SATELIT SURABAYA | SURABAYA-1 | JAWA TIMUR | SURABAYA | MAIN UNIT | EMP | 29 August 2018 | GANDHI YANRANGGA | 3 May 2011 |  | 29 August 2018 | GANDHI YANRANGGA | 26 March 2025 | ANDI ISMAIL - SPV TSE TIMUR | ACTIVE
VK2C7874 | 27560 | VITEK 2 COMPAC T60 | DIAGNOSTIC 1 | BIOMERIEUX, INC. | GN00009332 | RS SILOAM ( PT SILOAM INTERNATIONAL HOSPITAL ) PT GRAMARI | MEDAN | SUMATERA UTARA | MEDAN | MAIN UNIT | EMP | 1 February 1990 | ARBIANSYAH - TSE | 6 June 2011 |  | 1 February 1990 | ARBIANSYAH - TSE | 27 May 2022 | BARITA P-SIMAMORA - TSE | ACTIVE
VK2C7875 | 27560 | VITEK 2 COMPAC T60 | DIAGNOSTIC 1 | BIOMERIEUX, INC. | GN00002984 | LP2IL (Loka Pemeriksaan Penyakit Ikan dan Lingkungan) | TANGERANG | BANTEN | SERANG | MAIN UNIT | CUSTOMER | 1 February 1990 | PETRUS SIMON | 9 August 2011 |  | 1 February 1990 | PETRUS SIMON | - |  | ACTIVE
VK2C7876 | 27560 | VITEK 2 COMPAC T60 | DIAGNOSTIC 1 | BIOMERIEUX, INC. | GN00001028 | RS MITRA KELUARGA KELAPA GADING | JAKARTA-1 | DKI JAKARTA | JAKARTA UTARA | MAIN UNIT | EMP | 1 February 1990 | SURYADI | 1 January 2009 |  | 1 February 1990 | SURYADI | - |  | ACTIVE
VK2C7877 | 27560 | VITEK 2 COMPAC T60 | DIAGNOSTIC 1 | BIOMERIEUX, INC. | GN00001471 | RSU DR MOEWARDI SURAKARTA | SOLO | JAWA TENGAH | SURAKARTA | MAIN UNIT | EMP | 1 February 1990 | RAKHMAT | 1 January 1900 |  | 1 February 1990 | RAKHMAT | - |  | ACTIVE
VK2C7878 | 27560 | VITEK 2 COMPAC T60 | DIAGNOSTIC 1 | BIOMERIEUX, INC. | GN00002985 | WORKSHOOP CSM PUSAT | PUSAT | DKI JAKARTA | JAKARTA TIMUR | MAIN UNIT | EMP | 18 April 2019 | SUKMA WIJAYA - TSE | 1 June 2024 |  | 18 April 2019 | SUKMA WIJAYA - TSE | 20 November 2024 | SAHID DERMAWAN - SPV TSE BARAT | ACTIVE
VK2C7880 | 27560 | VITEK 2 COMPAC T60 | DIAGNOSTIC 1 | BIOMERIEUX, INC. | GN00001930 | RS JOGJA INTERNATIONAL HOSPITAL (JIH) | YOGYAKARTA | YOGYAKARTA | YOGYAKARTA | MAIN UNIT | EMP | 13 July 2019 | SUKMA WIJAYA - TSE | 25 August 2020 | RIDWAN - TSE | 13 July 2019 | SUKMA WIJAYA - TSE | 25 August 2020 | RIDWAN - TSE | ACTIVE
VK2C7900 | 27560 | VITEK 2 COMPAC T60 | DIAGNOSTIC 1 | BIOMERIEUX, INC. | GN00003135 | RSA UGM YOGYAKARTA | YOGYAKARTA | YOGYAKARTA | YOGYAKARTA | MAIN UNIT | EMP | - |  | 14 November 2024 |  | - |  | 2 December 2024 | SAHID DERMAWAN - SPV TSE BARAT | ACTIVE
VK2C7959 | 27560 | VITEK 2 COMPAC T60 | DIAGNOSTIC 1 | BIOMERIEUX, INC. | GN00002024 | LAB WESTERINDO | JAKARTA-2 | DKI JAKARTA | JAKARTA SELATAN | MAIN UNIT | EMP | 7 October 2015 | TRIYONO - TSE AREA BARAT | 26 August 2022 |  | 7 October 2015 | TRIYONO - TSE AREA BARAT | 21 January 2025 | SAHID DERMAWAN - SPV TSE BARAT | ACTIVE
VK2C7960 | 27560 | VITEK 2 COMPAC T60 | DIAGNOSTIC 1 | BIOMERIEUX, INC. | GN00000012 | RS PERSAHABATAN | JAKARTA-1 | DKI JAKARTA | JAKARTA TIMUR | MAIN UNIT | CUSTOMER | 4 August 2017 | LEONARDUS ADI | 4 August 2017 |  | 4 August 2017 | LEONARDUS ADI | - |  | ACTIVE
VK2C7962 | 27560 | VITEK 2 COMPAC T60 | DIAGNOSTIC 1 | BIOMERIEUX, INC. | GN00001970 | RSIA HERMINA BEKASI | BEKASI | JAWA BARAT | BEKASI | MAIN UNIT | EMP | - |  | 18 December 2019 |  | - |  | - |  | ACTIVE
VK2C7963 | 27560 | VITEK 2 COMPAC T60 | DIAGNOSTIC 1 | BIOMERIEUX, INC. | GN00001923 | RS PANTI RAPIH | YOGYAKARTA | YOGYAKARTA | YOGYAKARTA | MAIN UNIT | EMP | 20 September 2016 | DIAN FEBRIYANA - TSE | 24 February 2012 |  | 20 September 2016 | DIAN FEBRIYANA - TSE | - |  | ACTIVE
VK2C7965 | 27560 | VITEK 2 COMPAC T60 | DIAGNOSTIC 1 | BIOMERIEUX, INC. | GN00000592 | RSU COLUMBIA | MEDAN | SUMATERA UTARA | MEDAN | MAIN UNIT | EMP | 18 August 2014 | ARBIANSYAH - TSE | 26 November 2011 |  | 18 August 2014 | ARBIANSYAH - TSE | - |  | ACTIVE
VK2C7967 | 27560 | VITEK 2 COMPAC T60 | DIAGNOSTIC 1 | BIOMERIEUX, INC. | GN00002916 | LAB PARAHITA MAMPANG | PEJATEN | DKI JAKARTA | JAKARTA SELATAN | MAIN UNIT | CUSTOMER | 1 February 1990 | BUDI SUROSO - TSE | 1 January 1900 |  | 1 February 1990 | BUDI SUROSO - TSE | - |  | ACTIVE
VK2C7968 | 27560 | VITEK 2 COMPAC T60 | DIAGNOSTIC 1 | BIOMERIEUX, INC. | GN00007730 | LAB CAYA MAKASSAR | MAKASSAR | SULAWESI SELATAN | MAKASSAR | MAIN UNIT | CUSTOMER | 25 January 2016 | LEO LANANG SIGIT - TSE CP | 1 January 1900 |  | 25 January 2016 | LEO LANANG SIGIT - TSE CP | - |  | ACTIVE
VK2C7969 | 27560 | VITEK 2 COMPAC T60 | DIAGNOSTIC 1 | BIOMERIEUX, INC. | GN00002985 | WORKSHOOP CSM PUSAT | PUSAT | DKI JAKARTA | JAKARTA TIMUR | MAIN UNIT | EMP | - |  | 1 January 2012 |  | - |  | - |  | ACTIVE
VK2C7970 | 27560 | VITEK 2 COMPAC T60 | DIAGNOSTIC 1 | BIOMERIEUX, INC. | GN00002141 | LAB SIMA, MALANG | MALANG | JAWA TIMUR | MALANG | MAIN UNIT | CUSTOMER | 17 August 2018 | YUNAN ARIMUNTIAN - TSE | 17 August 2018 |  | 17 August 2018 | YUNAN ARIMUNTIAN - TSE | - |  | ACTIVE
VK2C7971 | 27560 | VITEK 2 COMPAC T60 | DIAGNOSTIC 1 | BIOMERIEUX, INC. | GN00001672 | RSUD JAYAPURA | JAYAPURA | PAPUA | JAYAPURA | MAIN UNIT | CUSTOMER | 1 February 1990 | I KADEK - TSE | 1 January 1900 |  | 1 February 1990 | I KADEK - TSE | - |  | ACTIVE
VK2C7973 | 27560 | VITEK 2 COMPAC T60 | DIAGNOSTIC 1 | BIOMERIEUX, INC. | GN00002300 | RS SILOAM ( PT SILOAM INTERNATIONAL HOSPITALS ) GUBENG | SURABAYA-1 | JAWA TIMUR | SURABAYA | MAIN UNIT | CUSTOMER | 1 March 2016 | NGATARI | 1 January 1900 |  | 1 March 2016 | NGATARI | - |  | ACTIVE
VK2C7974 | 27560 | VITEK 2 COMPAC T60 | DIAGNOSTIC 1 | BIOMERIEUX, INC. | GN18090013 | GRAHA PRODIA SURABAYA ( Lab. Prodia Gedung Baru ) | SURABAYA-1 | JAWA TIMUR |  | MAIN UNIT | EMP | 29 August 2018 | TEGUH ANANTYA ANWAR | 18 July 2012 |  | 29 August 2018 | TEGUH ANANTYA ANWAR | - |  | ACTIVE
VK2C7975 | 27560 | VITEK 2 COMPAC T60 | DIAGNOSTIC 1 | BIOMERIEUX, INC. | GN00001387 | RSUD JOMBANG | SURABAYA-1 | JAWA TIMUR | JOMBANG | MAIN UNIT | CUSTOMER | - |  | 29 October 2018 |  | - |  | - |  | ACTIVE
VK2C8008 | 27560 | VITEK 2 COMPAC T60 | DIAGNOSTIC 1 | BIOMERIEUX, INC. | GN00002341 | RS MURNI TEGUH MEMORIAL HOSPITAL ( PT. MURNI SADAR ) | MEDAN | SUMATERA UTARA | MEDAN | MAIN UNIT | CUSTOMER | 23 June 2016 |  | 1 January 2013 |  | 23 June 2016 |  | - |  | ACTIVE
VK2C8014 | 27530 | Vitek 2 Compact 30 | DIAGNOSTIC 1 | BIOMERIEUX, INC. | GN00002299 | LAB PRAMITA MEDAN | MEDAN | SUMATERA UTARA | MEDAN | MAIN UNIT | CUSTOMER | 12 June 2014 | ARBIANSYAH - TSE | 25 September 2012 |  | 12 June 2014 | ARBIANSYAH - TSE | - |  | ACTIVE
VK2C8015 | 27560 | VITEK 2 COMPAC T60 | DIAGNOSTIC 1 | BIOMERIEUX, INC. | GN00002293 | UPTD KESEHATAN PARU MASYARAKAT | MEDAN | SUMATERA UTARA | MEDAN | MAIN UNIT | CUSTOMER | 1 February 1990 | ARBIANSYAH - TSE | 21 January 2013 |  | 1 February 1990 | ARBIANSYAH - TSE | - |  | ACTIVE
VK2C8023 | 27560 | VITEK 2 COMPAC T60 | DIAGNOSTIC 1 | BIOMERIEUX, INC. | GN00001670 | RS TEMBAGAPURA | JAYAPURA | PAPUA | MIMIKA | MAIN UNIT | CUSTOMER | - |  | 1 January 2010 |  | - |  | - |  | ACTIVE
VK2C8024 | 27560 | VITEK 2 COMPAC T60 | DIAGNOSTIC 1 | BIOMERIEUX, INC. | GN00011535 | LAB PRAMITA - AHMAD DAHLAN | PALEMBANG | SUMATERA SELATAN | PALEMBANG | MAIN UNIT | CUSTOMER | - |  | 17 September 2018 |  | - |  | - |  | ACTIVE
VK2C8025 | 27560 | VITEK 2 COMPAC T60 | DIAGNOSTIC 1 | BIOMERIEUX, INC. | GN00000786 | RS PENDIDIKAN UNHAS | MAKASSAR | SULAWESI SELATAN | MAKASSAR | MAIN UNIT | CUSTOMER | 12 June 2014 | FIRMAN GEA | 1 January 1900 |  | 12 June 2014 | FIRMAN GEA | - |  | ACTIVE
VK2C8026 | 27560 | VITEK 2 COMPAC T60 | DIAGNOSTIC 1 | BIOMERIEUX, INC. | GN00001909 | RSUD MUNTILAN | YOGYAKARTA | YOGYAKARTA | YOGYAKARTA | MAIN UNIT | CUSTOMER | 28 March 2015 | DIAN FEBRIYANA - TSE | 5 January 2021 | RIDWAN - TSE | 28 March 2015 | DIAN FEBRIYANA - TSE | 5 January 2021 | RIDWAN - TSE | ACTIVE
VK2C8028 | 27560 | VITEK 2 COMPAC T60 | DIAGNOSTIC 1 | BIOMERIEUX, INC. | GN00004918 | RSUD PASAR REBO | JAKARTA-1 | DKI JAKARTA | JAKARTA TIMUR | MAIN UNIT | CUSTOMER | 1 February 1990 | BUDI SUROSO - TSE | 1 January 2014 |  | 1 February 1990 | BUDI SUROSO - TSE | - |  | ACTIVE
VK2C8029 | 27560 | VITEK 2 COMPAC T60 | DIAGNOSTIC 1 | BIOMERIEUX, INC. | GN00001102 | RSUD Cengkareng | JAKARTA-2 | DKI JAKARTA | JAKARTA BARAT | MAIN UNIT | CUSTOMER | 4 November 2019 | SAHID DERMAWAN - SPV TSE BARAT | 4 November 2019 |  | 4 November 2019 | SAHID DERMAWAN - SPV TSE BARAT | - |  | ACTIVE
VK2C8030 | 27560 | VITEK 2 COMPAC T60 | DIAGNOSTIC 1 | BIOMERIEUX, INC. | GN00006278 | RS CAROLUS | JAKARTA-1 | DKI JAKARTA | JAKARTA PUSAT | MAIN UNIT | EMP | 12 June 2014 | LEO LANANG SIGIT - TSE CP | 2 May 2013 |  | 12 June 2014 | LEO LANANG SIGIT - TSE CP | - |  | ACTIVE
VK2C8053 | 27560 | VITEK 2 COMPAC T60 | DIAGNOSTIC 1 | BIOMERIEUX, INC. | GN00001899 | POLTEKES KEMENKES | YOGYAKARTA | YOGYAKARTA | YOGYAKARTA | MAIN UNIT | CUSTOMER | 15 February 2019 | RIDWAN - TSE | 15 February 2019 |  | 15 February 2019 | RIDWAN - TSE | - |  | ACTIVE
VK2C8459 | 27560 | VITEK 2 COMPAC T60 | DIAGNOSTIC 1 | BIOMERIEUX, INC. | GN00001771 | RSUD DR WAHIDIN SUDIROHUSODO | MAKASSAR | SULAWESI SELATAN | MAKASSAR | MAIN UNIT | CUSTOMER | - |  | 14 February 2014 |  | - |  | - |  | ACTIVE
VN03648 | 88099 | VIDAS 3 | DIAGNOSTIC 1 | BIOMERIEUX SA | GN00003001 | PT. ENSEVAL MEDIKA PRIMA - HO | PUSAT | DKI JAKARTA | JAKARTA TIMUR | MAIN UNIT | EMP | 28 August 2018 | ELIA HAKIM | 28 August 2018 |  | 28 August 2018 | ELIA HAKIM | - |  | ACTIVE
VN03649 | 88099 | VIDAS 3 | DIAGNOSTIC 1 | BIOMERIEUX SA | GN00011690 | SHOWROOM PT EMP | PUSAT | DKI JAKARTA | JAKARTA TIMUR | MAIN UNIT | EMP | 26 March 2020 | BARITA P-SIMAMORA - TSE | 11 December 2024 |  | 26 March 2020 | BARITA P-SIMAMORA - TSE | 11 December 2024 | SAHID DERMAWAN - SPV TSE BARAT | ACTIVE
VN03650 | 88099 | VIDAS 3 | DIAGNOSTIC 1 | BIOMERIEUX SA | GN00002299 | LAB PRAMITA MEDAN | MEDAN | SUMATERA UTARA | MEDAN | MAIN UNIT | EMP | 22 May 2018 | TRIYONO - TSE AREA BARAT | 22 May 2018 |  | 22 May 2018 | TRIYONO - TSE AREA BARAT | - |  | ACTIVE
VN03651 | 88099 | VIDAS 3 | DIAGNOSTIC 1 | BIOMERIEUX SA | GN00001471 | RSU DR MOEWARDI SURAKARTA | SOLO | JAWA TENGAH | SURAKARTA | MAIN UNIT | EMP | 12 April 2018 | MUNADI - TSE | 12 April 2018 |  | 12 April 2018 | MUNADI - TSE | - |  | ACTIVE
VN03652 | 88099 | VIDAS 3 | DIAGNOSTIC 1 | BIOMERIEUX SA | GN00002081 | RS PURI INDAH | JAKARTA-2 | DKI JAKARTA | JAKARTA BARAT | MAIN UNIT | EMP | 5 September 2018 | YULIANTA SUSILA - PS KAO | 14 December 2022 |  | 5 September 2018 | YULIANTA SUSILA - PS KAO | 18 June 2024 | SAHID DERMAWAN - SPV TSE BARAT | ACTIVE
VN03653 | 88099 | VIDAS 3 | DIAGNOSTIC 1 | BIOMERIEUX SA | GN00001805 | RSUD SIMO | SOLO | JAWA TENGAH | BOYOLALI | MAIN UNIT | CUSTOMER | 22 April 2015 | TRIYONO - TSE AREA BARAT | 24 August 2020 | TEGAR PANDU - TSE | 22 April 2015 | TRIYONO - TSE AREA BARAT | 24 August 2020 | TEGAR PANDU - TSE | ACTIVE
VN03654 | 88099 | VIDAS 3 | DIAGNOSTIC 1 | BIOMERIEUX SA | GN00003036 | RS PONDOK INDAH | JAKARTA-2 | DKI JAKARTA | JAKARTA SELATAN | MAIN UNIT | EMP | - |  | 5 September 2019 |  | - |  | - |  | ACTIVE
VN03655 | 88099 | VIDAS 3 | DIAGNOSTIC 1 | BIOMERIEUX SA | GN00000945 | RS ST BORROMEUS | BANDUNG | JAWA BARAT | BANDUNG | MAIN UNIT | EMP | 22 April 2016 | LEO LANANG SIGIT - TSE CP | 26 August 2025 |  | 22 April 2016 | LEO LANANG SIGIT - TSE CP | 4 November 2025 | SAHID DERMAWAN - SPV TSE BARAT | ACTIVE
VN03656 | 88099 | VIDAS 3 | DIAGNOSTIC 1 | BIOMERIEUX SA | GN00004665 | LAB KLINIK PRAMITA-RE.M. | BANDUNG | JAWA BARAT | BANDUNG | MAIN UNIT | EMP | - |  | 1 December 2016 |  | - |  | - |  | ACTIVE
VN03657 | 88099 | VIDAS 3 | DIAGNOSTIC 1 | BIOMERIEUX SA | GN17040020 | RS PONDOK INDAH BINTARO JAYA | TANGERANG | BANTEN | TANGERANG | MAIN UNIT | EMP | 7 September 2017 | TRIYONO - TSE AREA BARAT | 12 December 2022 |  | 7 September 2017 | TRIYONO - TSE AREA BARAT | 18 June 2024 | SAHID DERMAWAN - SPV TSE BARAT | ACTIVE
VN05583 | 88099 | VIDAS 3 | DIAGNOSTIC 1 | BIOMERIEUX SA | GN00001844 | BBLK YOGYAKARTA | YOGYAKARTA | YOGYAKARTA | YOGYAKARTA | MAIN UNIT | CUSTOMER | - |  | 24 April 2019 |  | - |  | - |  | ACTIVE
VN05638 | 88099 | VIDAS 3 | DIAGNOSTIC 1 | BIOMERIEUX SA | GN18120003 | LAB PRAMITA YOGYAKARTA | YOGYAKARTA | YOGYAKARTA | YOGYAKARTA | MAIN UNIT | EMP | 16 September 2019 | ABDI PUTRA - TSE | 1 September 2025 |  | 16 September 2019 | ABDI PUTRA - TSE | 29 September 2025 | SAHID DERMAWAN - SPV TSE BARAT | ACTIVE
VN05649 | 88099 | VIDAS 3 | DIAGNOSTIC 1 | BIOMERIEUX SA | GN00002708 | Lab Parahita Dharmawangsa Sby | SURABAYA-2 | JAWA TIMUR |  | MAIN UNIT | EMP | 17 April 2020 | DIAN FEBRIYANA - TSE | 7 May 2025 |  | 17 April 2020 | DIAN FEBRIYANA - TSE | 17 May 2025 | ANDI ISMAIL - SPV TSE TIMUR | ACTIVE
VN05777 | 88099 | VIDAS 3 | DIAGNOSTIC 1 | BIOMERIEUX SA | GN00003411 | RSUD DR. H. RM. SOESELO | TEGAL | JAWA TENGAH | TEGAL | MAIN UNIT | CUSTOMER | - |  | 31 August 2021 | MUNADI - TSE | 25 August 2021 | LEO LANANG SIGIT - TSE CP | 31 August 2021 | MUNADI - TSE | ACTIVE
VN05820 | 88099 | VIDAS 3 | DIAGNOSTIC 1 | BIOMERIEUX SA | GN00000549 | BLK KOTA SEMARANG / PROV JATENG | SEMARANG | JAWA TENGAH | SEMARANG | MAIN UNIT | CUSTOMER | 17 March 2020 | LEO LANANG SIGIT - TSE CP | 15 June 2020 | MUNADI - TSE | 17 March 2020 | LEO LANANG SIGIT - TSE CP | 15 June 2020 | MUNADI - TSE | ACTIVE
VN05821 | 88099 | VIDAS 3 | DIAGNOSTIC 1 | BIOMERIEUX SA | GN20040019 | RS. KHUSUS INFEKSIUS COVID | BATAM | KEPULAUAN RIAU | BATAM | MAIN UNIT | CUSTOMER | 20 April 2020 | RUDI SETIAWAN - TSE | 20 April 2020 |  | 20 April 2020 | RUDI SETIAWAN - TSE | - |  | ACTIVE
VN05843 | 88099 | VIDAS 3 | DIAGNOSTIC 1 | BIOMERIEUX SA | GN00003417 | RSUD KABUPATEN BATANG | TEGAL | JAWA TENGAH | BATANG | MAIN UNIT | CUSTOMER | 10 June 2020 | LEO LANANG SIGIT - TSE CP | 30 June 2020 | MUNADI - TSE | 10 June 2020 | LEO LANANG SIGIT - TSE CP | 30 June 2020 | MUNADI - TSE | ACTIVE
VN05850 | 88099 | VIDAS 3 | DIAGNOSTIC 1 | BIOMERIEUX SA | GN00001909 | RSUD MUNTILAN | YOGYAKARTA | YOGYAKARTA | YOGYAKARTA | MAIN UNIT | CUSTOMER | 10 June 2020 | LEO LANANG SIGIT - TSE CP | 7 January 2021 | HARI UDI RAHARJO - TSE | 10 June 2020 | LEO LANANG SIGIT - TSE CP | 7 January 2021 | HARI UDI RAHARJO - TSE | ACTIVE
VN05879 | 88099 | VIDAS 3 | DIAGNOSTIC 1 | BIOMERIEUX SA | GN00000447 | RSU GUNUNG SITOLI | PEMATANG SIANTAR | SUMATERA UTARA | GUNUNGSITOLI | MAIN UNIT | CUSTOMER | 22 July 2020 | LEO LANANG SIGIT - TSE CP | 31 August 2020 | BARITA P-SIMAMORA - TSE | 22 July 2020 | LEO LANANG SIGIT - TSE CP | 31 August 2020 | BARITA P-SIMAMORA - TSE | ACTIVE
VN05885 | 88099 | VIDAS 3 | DIAGNOSTIC 1 | BIOMERIEUX SA | GN00009487 | RS. SELE BE SOLU | JAYAPURA | PAPUA BARAT | JAYAPURA | MAIN UNIT | CUSTOMER | 22 July 2020 | LEO LANANG SIGIT - TSE CP | 24 September 2020 | AUGESTA NANDA PRADANA - TSE | 22 July 2020 | LEO LANANG SIGIT - TSE CP | 24 September 2020 | AUGESTA NANDA PRADANA - TSE | ACTIVE
VN05905 | 88099 | VIDAS 3 | DIAGNOSTIC 1 | BIOMERIEUX SA | GN00001168 | RSUD Cideres | CIREBON | JAWA BARAT | MAJALENGKA | MAIN UNIT | CUSTOMER | 28 August 2020 | LEO LANANG SIGIT - TSE CP | 12 November 2020 | SUKMA WIJAYA - TSE | 10 August 2020 | LEO LANANG SIGIT - TSE CP | 12 November 2020 | SUKMA WIJAYA - TSE | ACTIVE
VN05933 | 88099 | VIDAS 3 | DIAGNOSTIC 1 | BIOMERIEUX SA | GN00002986 | RDC PUSAT - RAWAGELAM | PUSAT | DKI JAKARTA | JAKARTA TIMUR | MAIN UNIT | EMP | - |  | - |  | 8 May 2025 | LEO LANANG SIGIT - TSE CP | - |  | ACTIVE
VN05937 | 88099 | VIDAS 3 | DIAGNOSTIC 1 | BIOMERIEUX SA | GN00001404 | RSU WAIKABUBAK | KUPANG | NUSA TENGGARA TIMUR | SUMBA BARAT | MAIN UNIT | CUSTOMER | - |  | 22 December 2020 | I KADEK - TSE | 17 November 2020 | LEO LANANG SIGIT - TSE CP | 22 December 2020 | I KADEK - TSE | ACTIVE
VN05955 | 88099 | VIDAS 3 | DIAGNOSTIC 1 | BIOMERIEUX SA | GN00001220 | RSUP SANGLAH DENPASAR | DENPASAR | BALI | DENPASAR | MAIN UNIT | CUSTOMER | - |  | 22 February 2021 | I KADEK - TSE | 13 February 2021 | LEO LANANG SIGIT - TSE CP | 22 February 2021 | I KADEK - TSE | ACTIVE
VN05966 | 88099 | VIDAS 3 | DIAGNOSTIC 1 | BIOMERIEUX SA | GN00000963 | RSUD BAYU ASIH | BANDUNG | JAWA BARAT | PURWAKARTA | MAIN UNIT | CUSTOMER | 26 January 2022 | ARBIANSYAH - TSE | 29 September 2021 | ARBIANSYAH - TSE | 31 December 2020 | LEO LANANG SIGIT - TSE CP | 26 January 2022 | ARBIANSYAH - TSE | ACTIVE
VN05990 | 88099 | VIDAS 3 | DIAGNOSTIC 1 | BIOMERIEUX SA | GN00000153 | RSUD IBNU SUTOWO BATURAJA | PALEMBANG | SUMATERA SELATAN | BATURAJA | MAIN UNIT | CUSTOMER | - |  | 1 December 2021 | ABDI PUTRA - TSE | 16 June 2021 | LEO LANANG SIGIT - TSE CP | 1 December 2021 | ABDI PUTRA - TSE | ACTIVE
VN05994 | 88099 | VIDAS 3 | DIAGNOSTIC 1 | BIOMERIEUX SA | GN00002986 | RDC PUSAT - RAWAGELAM | PUSAT | DKI JAKARTA | JAKARTA TIMUR | MAIN UNIT | EMP | - |  | - |  | 16 June 2021 | LEO LANANG SIGIT - TSE CP | - |  | ACTIVE
VN06272 | 88099 | VIDAS 3 | DIAGNOSTIC 1 | BIOMERIEUX SA | GN22080030 | LAB HELIX CAB KARTINI | DEPOK | JAWA BARAT | DEPOK | MAIN UNIT | CUSTOMER | - |  | 3 September 2022 | IBNUL AZIZ - TSE | 15 June 2022 | LEO LANANG SIGIT - TSE CP | 3 September 2022 | IBNUL AZIZ - TSE | ACTIVE
VN06274 | 88099 | VIDAS 3 | DIAGNOSTIC 1 | BIOMERIEUX SA | GN22100008 | POLTEKKES KEMENKES BENGKULU | BENGKULU | BENGKULU | BENGKULU | MAIN UNIT | CUSTOMER | - |  | 2 November 2022 |  | 15 June 2022 | LEO LANANG SIGIT - TSE CP | 17 January 2025 | SAHID DERMAWAN - SPV TSE BARAT | ACTIVE
VN06401 | 88099 | VIDAS 3 | DIAGNOSTIC 1 | BIOMERIEUX SA | GN00000012 | RS PERSAHABATAN | JAKARTA-1 | DKI JAKARTA | JAKARTA TIMUR | MAIN UNIT | EMP | - |  | 12 August 2024 |  | 15 March 2023 | LEO LANANG SIGIT - TSE CP | 26 August 2024 | SAHID DERMAWAN - SPV TSE BARAT | ACTIVE
VN06409 | 88099 | VIDAS 3 | DIAGNOSTIC 1 | BIOMERIEUX SA | GN22080032 | RSUD KILISUCI KEDIRI | KEDIRI | JAWA TIMUR | KEDIRI | MAIN UNIT | CUSTOMER | - |  | 22 November 2024 |  | 15 March 2023 | LEO LANANG SIGIT - TSE CP | 2 December 2024 | SAHID DERMAWAN - SPV TSE BARAT | ACTIVE
VN06410 | 88099 | VIDAS 3 | DIAGNOSTIC 1 | BIOMERIEUX SA | GN00011904 | RSUD NABIRE | JAYAPURA | PAPUA | JAYAPURA | MAIN UNIT | CUSTOMER | - |  | 11 May 2023 |  | 16 March 2023 | LEO LANANG SIGIT - TSE CP | 12 October 2023 | ANDI ISMAIL - SPV TSE TIMUR | ACTIVE
VN06412 | 88099 | VIDAS 3 | DIAGNOSTIC 1 | BIOMERIEUX SA | GN00002093 | RSU FATMAWATI | JAKARTA-2 | DKI JAKARTA | JAKARTA SELATAN | MAIN UNIT | CUSTOMER | - |  | 3 November 2023 |  | 16 March 2023 | LEO LANANG SIGIT - TSE CP | 21 November 2023 | SAHID DERMAWAN - SPV TSE BARAT | ACTIVE
VN06422 | 88099 | VIDAS 3 | DIAGNOSTIC 1 | BIOMERIEUX SA | GN00002335 | LAB THAMRIN S.BATANGHARI | MEDAN | SUMATERA UTARA | MEDAN | MAIN UNIT | EMP | - |  | 4 August 2025 |  | 16 March 2023 | LEO LANANG SIGIT - TSE CP | 9 September 2025 | SAHID DERMAWAN - SPV TSE BARAT | ACTIVE
VN06424 | 88099 | VIDAS 3 | DIAGNOSTIC 1 | BIOMERIEUX SA | GN00002726 | National Hospital Surabaya | SURABAYA-2 | JAWA TIMUR |  | MAIN UNIT | EMP | - |  | 22 August 2024 |  | 16 March 2023 | LEO LANANG SIGIT - TSE CP | 14 August 2025 | SAHID DERMAWAN - SPV TSE BARAT | ACTIVE
VN06586 | 88099 | VIDAS 3 | DIAGNOSTIC 1 | BIOMERIEUX SA | GN00001169 | RSUD MAJALENGKA | CIREBON | JAWA BARAT | MAJALENGKA | MAIN UNIT | CUSTOMER | - |  | 25 June 2025 |  | 21 November 2024 | LEO LANANG SIGIT - TSE CP | 1 July 2025 | SAHID DERMAWAN - SPV TSE BARAT | ACTIVE
VN06592 | 88099 | VIDAS 3 | DIAGNOSTIC 1 | BIOMERIEUX SA | GN00002818 | PT. INNOLAB SAINS INTERNATIONAL ( KALGEN INNOLAB ) | JAKARTA-1 | DKI JAKARTA | JAKARTA TIMUR | MAIN UNIT | EMP | - |  | 8 July 2025 |  | 21 November 2024 | LEO LANANG SIGIT - TSE CP | 24 July 2025 | SAHID DERMAWAN - SPV TSE BARAT | ACTIVE
VN06594 | 88099 | VIDAS 3 | DIAGNOSTIC 1 | BIOMERIEUX SA | GN00008512 | RS SILOAM ( PT SILOAM INTERNATIONAL HOSPITALS ) SIMATUPANG | JAKARTA-2 | DKI JAKARTA | JAKARTA SELATAN | MAIN UNIT | EMP | - |  | 30 October 2025 |  | 21 November 2024 | LEO LANANG SIGIT - TSE CP | 3 November 2025 | SAHID DERMAWAN - SPV TSE BARAT | ACTIVE
VN06617 | 88099 | VIDAS 3 | DIAGNOSTIC 1 | BIOMERIEUX SA | GN00002986 | RDC PUSAT - RAWAGELAM | PUSAT | DKI JAKARTA | JAKARTA TIMUR | MAIN UNIT | EMP | - |  | - |  | 21 November 2024 | LEO LANANG SIGIT - TSE CP | - |  | ACTIVE
VN06618 | 88099 | VIDAS 3 | DIAGNOSTIC 1 | BIOMERIEUX SA | GN00002986 | RDC PUSAT - RAWAGELAM | PUSAT | DKI JAKARTA | JAKARTA TIMUR | MAIN UNIT | EMP | - |  | - |  | 21 November 2024 | LEO LANANG SIGIT - TSE CP | - |  | ACTIVE
VN06619 | 88099 | VIDAS 3 | DIAGNOSTIC 1 | BIOMERIEUX SA | GN00002986 | RDC PUSAT - RAWAGELAM | PUSAT | DKI JAKARTA | JAKARTA TIMUR | MAIN UNIT | EMP | - |  | - |  | 21 November 2024 | LEO LANANG SIGIT - TSE CP | - |  | ACTIVE
VN06620 | 88099 | VIDAS 3 | DIAGNOSTIC 1 | BIOMERIEUX SA | GN00002986 | RDC PUSAT - RAWAGELAM | PUSAT | DKI JAKARTA | JAKARTA TIMUR | MAIN UNIT | EMP | - |  | - |  | 21 November 2024 | LEO LANANG SIGIT - TSE CP | - |  | ACTIVE
VN06621 | 88099 | VIDAS 3 | DIAGNOSTIC 1 | BIOMERIEUX SA | GN00002986 | RDC PUSAT - RAWAGELAM | PUSAT | DKI JAKARTA | JAKARTA TIMUR | MAIN UNIT | EMP | - |  | - |  | 21 November 2024 | LEO LANANG SIGIT - TSE CP | - |  | ACTIVE
VN06622 | 88099 | VIDAS 3 | DIAGNOSTIC 1 | BIOMERIEUX SA | GN00002986 | RDC PUSAT - RAWAGELAM | PUSAT | DKI JAKARTA | JAKARTA TIMUR | MAIN UNIT | EMP | - |  | - |  | 21 November 2024 | LEO LANANG SIGIT - TSE CP | - |  | ACTIVE
VN06630 | 88099 | VIDAS 3 | DIAGNOSTIC 1 | BIOMERIEUX SA | GN00002986 | RDC PUSAT - RAWAGELAM | PUSAT | DKI JAKARTA | JAKARTA TIMUR | MAIN UNIT | EMP | - |  | - |  | 31 December 2024 | LEO LANANG SIGIT - TSE CP | - |  | ACTIVE
VN06690 | 88099 | VIDAS 3 | DIAGNOSTIC 1 | BIOMERIEUX SA | GN00002986 | RDC PUSAT - RAWAGELAM | PUSAT | DKI JAKARTA | JAKARTA TIMUR | MAIN UNIT | EMP | - |  | - |  | 31 December 2024 | LEO LANANG SIGIT - TSE CP | - |  | ACTIVE
VN06699 | 88099 | VIDAS 3 | DIAGNOSTIC 1 | BIOMERIEUX SA | GN00002986 | RDC PUSAT - RAWAGELAM | PUSAT | DKI JAKARTA | JAKARTA TIMUR | MAIN UNIT | EMP | - |  | - |  | 31 December 2024 | LEO LANANG SIGIT - TSE CP | - |  | ACTIVE
VN06702 | 88099 | VIDAS 3 | DIAGNOSTIC 1 | BIOMERIEUX SA | GN00002986 | RDC PUSAT - RAWAGELAM | PUSAT | DKI JAKARTA | JAKARTA TIMUR | MAIN UNIT | EMP | - |  | - |  | 31 December 2024 | LEO LANANG SIGIT - TSE CP | - |  | ACTIVE
VN5955 | 88099 | VIDAS 3 | DIAGNOSTIC 1 | BIOMERIEUX SA | GN00002986 | RDC PUSAT - RAWAGELAM | PUSAT | DKI JAKARTA | JAKARTA TIMUR | MAIN UNIT | EMP | - |  | - |  | 31 December 2020 | LEO LANANG SIGIT - TSE CP | - |  | ACTIVE
VS0004GQ | SR10C |  |  |  | GN00008722 | BADAN NARKOTIKA NASIONAL (BNN) PROVINSI SULSEL - MAKASSAR | MAKASSAR | SULAWESI SELATAN | MAKASSAR | MAIN UNIT | CUSTOMER | 20 May 2015 |  | 1 January 1900 |  | 20 May 2015 |  | - |  | INACTIVE
VS001T112942 | F0060 | ATV 60 TABLETOP AUTOCLAVE | DIAGNOSTIC 2 | FALC INSTRUMENT S.R.L. | GN00002986 | RDC PUSAT - RAWAGELAM | PUSAT | DKI JAKARTA | JAKARTA TIMUR | MAIN UNIT | EMP | 28 April 2015 | ANASTASIA OCTAVIN | 1 January 1900 |  | 28 April 2015 | ANASTASIA OCTAVIN | - |  | ACTIVE
VS001T112943 | F0060 | ATV 60 TABLETOP AUTOCLAVE | DIAGNOSTIC 2 | FALC INSTRUMENT S.R.L. | GN00002986 | RDC PUSAT - RAWAGELAM | PUSAT | DKI JAKARTA | JAKARTA TIMUR | MAIN UNIT | EMP | 28 April 2015 | ANASTASIA OCTAVIN | 1 January 1900 |  | 28 April 2015 | ANASTASIA OCTAVIN | - |  | ACTIVE
WD1024W1101 | SWD57 | WAX DISPENSER |  |  | GN00000945 | RS ST BORROMEUS | BANDUNG | JAWA BARAT | BANDUNG | MAIN UNIT | CUSTOMER | 1 February 1990 | SUKMA WIJAYA - TSE | 24 August 2010 |  | 1 February 1990 | SUKMA WIJAYA - TSE | - |  | ACTIVE
WD1044W1108 | SWD57 | WAX DISPENSER |  |  | GN00000673 | RSUD DR KANUDJOSO DJATIWIBOWO - BALIKPAPAN | BALIKPAPAN | KALIMANTAN TIMUR | BALIKPAPAN | MAIN UNIT | CUSTOMER | - |  | 12 January 2011 |  | - |  | - |  | ACTIVE
WD1069S1310 | SWD57 | WAX DISPENSER |  |  | GN00002986 | RDC PUSAT - RAWAGELAM | PUSAT | DKI JAKARTA | JAKARTA TIMUR | MAIN UNIT | EMP | 3 September 2014 | ARDI HERMAWAN - TSE CP | 1 January 1900 |  | 3 September 2014 | ARDI HERMAWAN - TSE CP | - |  | ACTIVE
WD1070S1310 | SWD57 | WAX DISPENSER |  |  | GN00002406 | RUMKIT TK II DR. SOEDJONO | YOGYAKARTA | YOGYAKARTA | MAGELANG | MAIN UNIT | CUSTOMER | - |  | 11 May 2016 |  | - |  | - |  | ACTIVE
Z0E652TA0444 | PMB58 |  |  |  | GN00003209 | RSIA MUHAMMADIYAH TAMAN PURING | JAKARTA-2 | DKI JAKARTA | JAKARTA SELATAN | MAIN UNIT | CUSTOMER | 26 September 2016 |  | 1 June 2012 |  | 26 September 2016 |  | - |  | INACTIVE
ZE181TA0032 | F3612 |  |  |  | GN00003209 | RSIA MUHAMMADIYAH TAMAN PURING | JAKARTA-2 | DKI JAKARTA | JAKARTA SELATAN | MAIN UNIT | CUSTOMER | 26 September 2016 |  | 1 June 2012 |  | 26 September 2016 |  | - |  | INACTIVE